## Data Import Template
Data Import Template
Table: | Item Price
Notes:
Please do not change the template headings.
First data column must be blank.
If you are uploading new records, leave the "name" (ID) column blank.
If you are uploading new records, "Naming Series" becomes mandatory, if present.
Only mandatory fields are necessary for new records. You can delete non-mandatory columns if you wish.
For updating, you can update only selective columns.
You can only upload upto 5000 records in one go. (may be less in some cases)
DocType: | Item Price
Column Labels: | ID | Item Code | Price List | Rate | UOM | Packing Unit | Minimum Qty | Item Name | Brand | Item Description | Customer | Supplier | Buying | Selling | Currency | Valid From | Lead Time in days | Valid Upto | Note | Reference
Column Name: | name | item_code | price_list | price_list_rate | uom | packing_unit | min_qty | item_name | brand | item_description | customer | supplier | buying | selling | currency | valid_from | lead_time_days | valid_upto | note | reference
Mandatory: | Yes | Yes | Yes | Yes | No | No | No | No | No | No | No | No | No | No | No | No | No | No | No | No
Type: | Data | Link | Link | Currency | Link | Int | Int | Data | Read Only | Text | Link | Link | Check | Check | Link | Date | Int | Date | Text | Data
Info: |  | Valid Item | Valid Price List |  | Valid UOM | Integer | Integer |  |  |  | Valid Customer | Valid Supplier | 0 or 1 | 0 or 1 | Valid Currency | dd-mm-yyyy | Integer | dd-mm-yyyy
Start entering data below this line
|  | MNX9 Type 9A AC3 25A AC1 1 NO Triple Pole Power Contactor L&T CS94106 | Standard Buying | 481.95 | Nos | 1 | 1 | MNX9 Type 9A AC3 25A AC1 1 NO Triple Pole Power Contactor L&T CS94106 | Electrical Components | Text: MNX9 Type 9A AC3 25A AC1 1 NO Triple Pole Power Contactor L&T CS94106; Check: 1; Check: 0; Link: INR; Int: 0
|  | MNX9 Type 9A AC3 25A AC1 1 NC Triple Pole Power Contactor L&T CS94107 | Standard Buying | 481.95 | Nos | 1 | 1 | MNX9 Type 9A AC3 25A AC1 1 NC Triple Pole Power Contactor L&T CS94107 | Electrical Components | Text: MNX9 Type 9A AC3 25A AC1 1 NC Triple Pole Power Contactor L&T CS94107; Check: 1; Check: 0; Link: INR; Int: 0
|  | MNX12 Type 12A AC3 30A AC1 1 NO Triple Pole Power Contactor L&T CS94108 | Standard Buying | 557.55 | Nos | 1 | 1 | MNX12 Type 12A AC3 30A AC1 1 NO Triple Pole Power Contactor L&T CS94108 | Electrical Components | Text: MNX12 Type 12A AC3 30A AC1 1 NO Triple Pole Power Contactor L&T CS94108; Check: 1; Check: 0; Link: INR; Int: 0
|  | MNX12 Type 12A AC3 30A AC1 1 NC Triple Pole Power Contactor L&T CS94109 | Standard Buying | 557.55 | Nos | 1 | 1 | MNX12 Type 12A AC3 30A AC1 1 NC Triple Pole Power Contactor L&T CS94109 | Electrical Components | Text: MNX12 Type 12A AC3 30A AC1 1 NC Triple Pole Power Contactor L&T CS94109; Check: 1; Check: 0; Link: INR; Int: 0
|  | MNX18 Type 18A AC3 30A AC1 1 NO Triple Pole Power Contactor L&T CS94100 | Standard Buying | 645.75 | Nos | 1 | 1 | MNX18 Type 18A AC3 30A AC1 1 NO Triple Pole Power Contactor L&T CS94100 | Electrical Components | Text: MNX18 Type 18A AC3 30A AC1 1 NO Triple Pole Power Contactor L&T CS94100; Check: 1; Check: 0; Link: INR; Int: 0
|  | MNX18 Type 18A AC3 30A AC1 1 NC Triple Pole Power Contactor L&T CS94101 | Standard Buying | 645.75 | Nos | 1 | 1 | MNX18 Type 18A AC3 30A AC1 1 NC Triple Pole Power Contactor L&T CS94101 | Electrical Components | Text: MNX18 Type 18A AC3 30A AC1 1 NC Triple Pole Power Contactor L&T CS94101; Check: 1; Check: 0; Link: INR; Int: 0
|  | MNX22 Type 22A AC3 32A AC1 1 NO Triple Pole Power Contactor L&T CS94980 | Standard Buying | 756 | Nos | 1 | 1 | MNX22 Type 22A AC3 32A AC1 1 NO Triple Pole Power Contactor L&T CS94980 | Electrical Components | Text: MNX22 Type 22A AC3 32A AC1 1 NO Triple Pole Power Contactor L&T CS94980; Check: 1; Check: 0; Link: INR; Int: 0
|  | MNX22 Type 22A AC3 32A AC1 1 NC Triple Pole Power Contactor L&T CS94981 | Standard Buying | 756 | Nos | 1 | 1 | MNX22 Type 22A AC3 32A AC1 1 NC Triple Pole Power Contactor L&T CS94981 | Electrical Components | Text: MNX22 Type 22A AC3 32A AC1 1 NC Triple Pole Power Contactor L&T CS94981; Check: 1; Check: 0; Link: INR; Int: 0
|  | MNX25 Type 25A AC3 45A AC1 Triple Pole Power Contactor L&T CS94110 | Standard Buying | 778.05 | Nos | 1 | 1 | MNX25 Type 25A AC3 45A AC1 Triple Pole Power Contactor L&T CS94110 | Electrical Components | Text: MNX25 Type 25A AC3 45A AC1 Triple Pole Power Contactor L&T CS94110; Check: 1; Check: 0; Link: INR; Int: 0
|  | MNX32 Type 32A AC3 55A AC1 Triple Pole Power Contactor L&T CS94111 | Standard Buying | 1701 | Nos | 1 | 1 | MNX32 Type 32A AC3 55A AC1 Triple Pole Power Contactor L&T CS94111 | Electrical Components | Text: MNX32 Type 32A AC3 55A AC1 Triple Pole Power Contactor L&T CS94111; Check: 1; Check: 0; Link: INR; Int: 0
|  | MNX40 Type 40A AC3 55A AC1 Triple Pole Power Contactor L&T CS94190 | Standard Buying | 2617.65 | Nos | 1 | 1 | MNX40 Type 40A AC3 55A AC1 Triple Pole Power Contactor L&T CS94190 | Electrical Components | Text: MNX40 Type 40A AC3 55A AC1 Triple Pole Power Contactor L&T CS94190; Check: 1; Check: 0; Link: INR; Int: 0
|  | MNX50 Type 50A AC3 85A AC1 Triple Pole Power Contactor L&T CS97075 | Standard Buying | 3449.25 | Nos | 1 | 1 | MNX50 Type 50A AC3 85A AC1 Triple Pole Power Contactor L&T CS97075 | Electrical Components | Text: MNX50 Type 50A AC3 85A AC1 Triple Pole Power Contactor L&T CS97075; Check: 1; Check: 0; Link: INR; Int: 0
|  | MNX70 Type 70A AC3 100A AC1 Triple Pole Power Contactor L&T CS97076 | Standard Buying | 4636.8 | Nos | 1 | 1 | MNX70 Type 70A AC3 100A AC1 Triple Pole Power Contactor L&T CS97076 | Electrical Components | Text: MNX70 Type 70A AC3 100A AC1 Triple Pole Power Contactor L&T CS97076; Check: 1; Check: 0; Link: INR; Int: 0
|  | MNX80 Type 80A AC3 100A AC1 Triple Pole Power Contactor L&T CS97077 | Standard Buying | 5896.8 | Nos | 1 | 1 | MNX80 Type 80A AC3 100A AC1 Triple Pole Power Contactor L&T CS97077 | Electrical Components | Text: MNX80 Type 80A AC3 100A AC1 Triple Pole Power Contactor L&T CS97077; Check: 1; Check: 0; Link: INR; Int: 0
|  | MNX95 Type 95A AC3 160A AC1 2NO+2NC Triple Pole Power Contactor L&T CS94136 | Standard Buying | 8007.3 | Nos | 1 | 1 | MNX95 Type 95A AC3 160A AC1 2NO+2NC Triple Pole Power Contactor L&T CS94136 | Electrical Components | Text: MNX95 Type 95A AC3 160A AC1 2NO+2NC Triple Pole Power Contactor L&T CS94136; Check: 1; Check: 0; Link: INR; Int: 0
|  | MNX110 Type 110A AC3 160A AC1 2NO+2NC Triple Pole Power Contactor L&T CS94137 | Standard Buying | 9648.45 | Nos | 1 | 1 | MNX110 Type 110A AC3 160A AC1 2NO+2NC Triple Pole Power Contactor L&T CS94137 | Electrical Components | Text: MNX110 Type 110A AC3 160A AC1 2NO+2NC Triple Pole Power Contactor L&T CS94137; Check: 1; Check: 0; Link: INR; Int: 0
|  | MNX140 Type 140A AC3 160A AC1 2NO+2NC Tiple Pole Power Contactor L&T CS94138 | Standard Buying | 12732.3 | Nos | 1 | 1 | MNX140 Type 140A AC3 160A AC1 2NO+2NC Tiple Pole Power Contactor L&T CS94138 | Electrical Components | Text: MNX140 Type 140A AC3 160A AC1 2NO+2NC Tiple Pole Power Contactor L&T CS94138; Check: 1; Check: 0; Link: INR; Int: 0
|  | MNX185 Type 185A AC3 250A AC1 2NO+2NC Triple Pole Power Contactor L&T CS94139 | Standard Buying | 15318.45 | Nos | 1 | 1 | MNX185 Type 185A AC3 250A AC1 2NO+2NC Triple Pole Power Contactor L&T CS94139 | Electrical Components | Text: MNX185 Type 185A AC3 250A AC1 2NO+2NC Triple Pole Power Contactor L&T CS94139; Check: 1; Check: 0; Link: INR; Int: 0
|  | MNX225 Type 225A AC3 300A AC1 2NO+2NC Triple Pole Power Contactor L&T CS94140 | Standard Buying | 16865.1 | Nos | 1 | 1 | MNX225 Type 225A AC3 300A AC1 2NO+2NC Triple Pole Power Contactor L&T CS94140 | Electrical Components | Text: MNX225 Type 225A AC3 300A AC1 2NO+2NC Triple Pole Power Contactor L&T CS94140; Check: 1; Check: 0; Link: INR; Int: 0
|  | MNX250 Type 250A AC3 300A AC1 2NO+2NC Triple Pole Power Contactor L&T CS94141 | Standard Buying | 19022.85 | Nos | 1 | 1 | MNX250 Type 250A AC3 300A AC1 2NO+2NC Triple Pole Power Contactor L&T CS94141 | Electrical Components | Text: MNX250 Type 250A AC3 300A AC1 2NO+2NC Triple Pole Power Contactor L&T CS94141; Check: 1; Check: 0; Link: INR; Int: 0
|  | MNX300 Type 300A AC3 400A AC1 2NO+2NC Triple Pole Power Contactor L&T CS90280 | Standard Buying | 22935.15 | Nos | 1 | 1 | MNX300 Type 300A AC3 400A AC1 2NO+2NC Triple Pole Power Contactor L&T CS90280 | Electrical Components | Text: MNX300 Type 300A AC3 400A AC1 2NO+2NC Triple Pole Power Contactor L&T CS90280; Check: 1; Check: 0; Link: INR; Int: 0
|  | MNX400 Type 400A AC3 425A AC1 2NO+2NC Triple Pole Power Contactor L&T CS94144 | Standard Buying | 28085.4 | Nos | 1 | 1 | MNX400 Type 400A AC3 425A AC1 2NO+2NC Triple Pole Power Contactor L&T CS94144 | Electrical Components | Text: MNX400 Type 400A AC3 425A AC1 2NO+2NC Triple Pole Power Contactor L&T CS94144; Check: 1; Check: 0; Link: INR; Int: 0
|  | MNX550 Type 550A AC3 650A AC1 2NO+2NC Triple Pole Power Contactor L&T CS94145 | Standard Buying | 41825.7 | Nos | 1 | 1 | MNX550 Type 550A AC3 650A AC1 2NO+2NC Triple Pole Power Contactor L&T CS94145 | Electrical Components | Text: MNX550 Type 550A AC3 650A AC1 2NO+2NC Triple Pole Power Contactor L&T CS94145; Check: 1; Check: 0; Link: INR; Int: 0
|  | MNX650 Type 650A AC3 800A AC1 2NO+2NC Triple Pole Power Contactor L&T CS96327 | Standard Buying | 62587.35 | Nos | 1 | 1 | MNX650 Type 650A AC3 800A AC1 2NO+2NC Triple Pole Power Contactor L&T CS96327 | Electrical Components | Text: MNX650 Type 650A AC3 800A AC1 2NO+2NC Triple Pole Power Contactor L&T CS96327; Check: 1; Check: 0; Link: INR; Int: 0
|  | MO 9 9A AC3 30A AC1 1NO+1NC Triple Pole Contactor L&T CS94833 | Standard Buying | 708.75 | Nos | 1 | 1 | MO 9 9A AC3 30A AC1 1NO+1NC Triple Pole Contactor L&T CS94833 | Electrical Components | Text: MO 9 9A AC3 30A AC1 1NO+1NC Triple Pole Contactor L&T CS94833; Check: 1; Check: 0; Link: INR; Int: 0
|  | MO12 12A AC3 32A AC1 1NO+1NC Triple Pole Contactor L&T CS94834 | Standard Buying | 803.25 | Nos | 1 | 1 | MO12 12A AC3 32A AC1 1NO+1NC Triple Pole Contactor L&T CS94834 | Electrical Components | Text: MO12 12A AC3 32A AC1 1NO+1NC Triple Pole Contactor L&T CS94834; Check: 1; Check: 0; Link: INR; Int: 0
|  | MO18 18A AC3 32A AC1 1NO+1NC Triple Pole Contactor L&T CS94835 | Standard Buying | 919.8 | Nos | 1 | 1 | MO18 18A AC3 32A AC1 1NO+1NC Triple Pole Contactor L&T CS94835 | Electrical Components | Text: MO18 18A AC3 32A AC1 1NO+1NC Triple Pole Contactor L&T CS94835; Check: 1; Check: 0; Link: INR; Int: 0
|  | MO25 25A AC3 45A AC1 Triple Pole Contactor L&T CS94567 | Standard Buying | 976.5 | Nos | 1 | 1 | MO25 25A AC3 45A AC1 Triple Pole Contactor L&T CS94567 | Electrical Components | Text: MO25 25A AC3 45A AC1 Triple Pole Contactor L&T CS94567; Check: 1; Check: 0; Link: INR; Int: 0
|  | MO32 32A AC3 50A AC1 Triple Pole Contactor L&T CS94568 | Standard Buying | 2088.45 | Nos | 1 | 1 | MO32 32A AC3 50A AC1 Triple Pole Contactor L&T CS94568 | Electrical Components | Text: MO32 32A AC3 50A AC1 Triple Pole Contactor L&T CS94568; Check: 1; Check: 0; Link: INR; Int: 0
|  | MO40 40A AC3 50A AC1 Triple Pole Contactor L&T CS94569 | Standard Buying | 3105.9 | Nos | 1 | 1 | MO40 40A AC3 50A AC1 Triple Pole Contactor L&T CS94569 | Electrical Components | Text: MO40 40A AC3 50A AC1 Triple Pole Contactor L&T CS94569; Check: 1; Check: 0; Link: INR; Int: 0
|  | MO45 45A AC3 50A AC1 Triple Pole Contactor L&T CS94570 | Standard Buying | 3984.75 | Nos | 1 | 1 | MO45 45A AC3 50A AC1 Triple Pole Contactor L&T CS94570 | Electrical Components | Text: MO45 45A AC3 50A AC1 Triple Pole Contactor L&T CS94570; Check: 1; Check: 0; Link: INR; Int: 0
|  | MO50 50A AC3 100A AC1 Triple Pole Contactor L&T CS94572 | Standard Buying | 4095 | Nos | 1 | 1 | MO50 50A AC3 100A AC1 Triple Pole Contactor L&T CS94572 | Electrical Components | Text: MO50 50A AC3 100A AC1 Triple Pole Contactor L&T CS94572; Check: 1; Check: 0; Link: INR; Int: 0
|  | MO60 60A AC3 100A AC1 Triple Pole Contactor L&T CS94573 | Standard Buying | 4800.6 | Nos | 1 | 1 | MO60 60A AC3 100A AC1 Triple Pole Contactor L&T CS94573 | Electrical Components | Text: MO60 60A AC3 100A AC1 Triple Pole Contactor L&T CS94573; Check: 1; Check: 0; Link: INR; Int: 0
|  | MO70 70A AC3 100A AC1 Triple Pole Contactor L&T CS94574 | Standard Buying | 5506.2 | Nos | 1 | 1 | MO70 70A AC3 100A AC1 Triple Pole Contactor L&T CS94574 | Electrical Components | Text: MO70 70A AC3 100A AC1 Triple Pole Contactor L&T CS94574; Check: 1; Check: 0; Link: INR; Int: 0
|  | MO80 80A AC3 125A AC1 Triple Pole Contactor L&T CS94576 | Standard Buying | 7002.45 | Nos | 1 | 1 | MO80 80A AC3 125A AC1 Triple Pole Contactor L&T CS94576 | Electrical Components | Text: MO80 80A AC3 125A AC1 Triple Pole Contactor L&T CS94576; Check: 1; Check: 0; Link: INR; Int: 0
|  | MO95 95A AC3 125A AC1 Triple Pole Contactor L&T CS94577 | Standard Buying | 7468.65 | Nos | 1 | 1 | MO95 95A AC3 125A AC1 Triple Pole Contactor L&T CS94577 | Electrical Components | Text: MO95 95A AC3 125A AC1 Triple Pole Contactor L&T CS94577; Check: 1; Check: 0; Link: INR; Int: 0
|  | MO110 110A AC3 140A AC1 Triple Pole Contactor L&T CS94578 | Standard Buying | 9053.1 | Nos | 1 | 1 | MO110 110A AC3 140A AC1 Triple Pole Contactor L&T CS94578 | Electrical Components | Text: MO110 110A AC3 140A AC1 Triple Pole Contactor L&T CS94578; Check: 1; Check: 0; Link: INR; Int: 0
|  | MO140 140A AC3 250A AC1 2NO+2NC Triple Pole Contactor L&T CS95000 | Standard Buying | 12322.8 | Nos | 1 | 1 | MO140 140A AC3 250A AC1 2NO+2NC Triple Pole Contactor L&T CS95000 | Electrical Components | Text: MO140 140A AC3 250A AC1 2NO+2NC Triple Pole Contactor L&T CS95000; Check: 1; Check: 0; Link: INR; Int: 0
|  | MO185 185A AC3 275A AC1 2NO+2NC Triple Pole Contactor L&T CS95001 | Standard Buying | 14823.9 | Nos | 1 | 1 | MO185 185A AC3 275A AC1 2NO+2NC Triple Pole Contactor L&T CS95001 | Electrical Components | Text: MO185 185A AC3 275A AC1 2NO+2NC Triple Pole Contactor L&T CS95001; Check: 1; Check: 0; Link: INR; Int: 0
|  | MO225 225A AC3 275A AC1 2NO+2NC Triple Pole Contactor L&T CS95002 | Standard Buying | 16317 | Nos | 1 | 1 | MO225 225A AC3 275A AC1 2NO+2NC Triple Pole Contactor L&T CS95002 | Electrical Components | Text: MO225 225A AC3 275A AC1 2NO+2NC Triple Pole Contactor L&T CS95002; Check: 1; Check: 0; Link: INR; Int: 0
|  | MO140 140A AC3 250A AC1 2NO+2NC Triple Pole Contactor Electronic Coil L&T CS95042 | Standard Buying | 14168.7 | Nos | 1 | 1 | MO140 140A AC3 250A AC1 2NO+2NC Triple Pole Contactor Electronic Coil L&T CS95042 | Electrical Components | Text: MO140 140A AC3 250A AC1 2NO+2NC Triple Pole Contactor Electronic Coil L&T CS95042; Check: 1; Check: 0; Link: INR; Int: 0
|  | MO185 185A AC3 275A AC1 2NO+2NC Triple Pole Contactor Electronic Coil L&T CS95047 | Standard Buying | 17047.8 | Nos | 1 | 1 | MO185 185A AC3 275A AC1 2NO+2NC Triple Pole Contactor Electronic Coil L&T CS95047 | Electrical Components | Text: MO185 185A AC3 275A AC1 2NO+2NC Triple Pole Contactor Electronic Coil L&T CS95047; Check: 1; Check: 0; Link: INR; Int: 0
|  | MO225 225A AC3 275A AC1 2NO+2NC Triple Pole Contactor Electronic Coil L&T CS95052 | Standard Buying | 18764.55 | Nos | 1 | 1 | MO225 225A AC3 275A AC1 2NO+2NC Triple Pole Contactor Electronic Coil L&T CS95052 | Electrical Components | Text: MO225 225A AC3 275A AC1 2NO+2NC Triple Pole Contactor Electronic Coil L&T CS95052; Check: 1; Check: 0; Link: INR; Int: 0
|  | MO250 250A AC3 400A AC1 2NO+2NC Triple Pole Contactor L&T CS94441 | Standard Buying | 18405.45 | Nos | 1 | 1 | MO250 250A AC3 400A AC1 2NO+2NC Triple Pole Contactor L&T CS94441 | Electrical Components | Text: MO250 250A AC3 400A AC1 2NO+2NC Triple Pole Contactor L&T CS94441; Check: 1; Check: 0; Link: INR; Int: 0
|  | MO300 300A AC3 500A AC1 2NO+2NC Triple Pole Contactor L&T CS94440 | Standard Buying | 22194.9 | Nos | 1 | 1 | MO300 300A AC3 500A AC1 2NO+2NC Triple Pole Contactor L&T CS94440 | Electrical Components | Text: MO300 300A AC3 500A AC1 2NO+2NC Triple Pole Contactor L&T CS94440; Check: 1; Check: 0; Link: INR; Int: 0
|  | MO250 250A AC3 400A AC1 2NO+2NC Triple Pole Contactor Electronic Coil L&T CS94456 | Standard Buying | 21168 | Nos | 1 | 1 | MO250 250A AC3 400A AC1 2NO+2NC Triple Pole Contactor Electronic Coil L&T CS94456 | Electrical Components | Text: MO250 250A AC3 400A AC1 2NO+2NC Triple Pole Contactor Electronic Coil L&T CS94456; Check: 1; Check: 0; Link: INR; Int: 0
|  | MO300 300A AC3 500A AC1 2NO+2NC Triple Pole Contactor Electronic Coil L&T CS94464 | Standard Buying | 25524.45 | Nos | 1 | 1 | MO300 300A AC3 500A AC1 2NO+2NC Triple Pole Contactor Electronic Coil L&T CS94464 | Electrical Components | Text: MO300 300A AC3 500A AC1 2NO+2NC Triple Pole Contactor Electronic Coil L&T CS94464; Check: 1; Check: 0; Link: INR; Int: 0
|  | MNX9-2P Type 9A AC3 25A AC1 1 NO Double Pole Power Contactor L&T CS90232 | Standard Buying | 378 | Nos | 1 | 1 | MNX9-2P Type 9A AC3 25A AC1 1 NO Double Pole Power Contactor L&T CS90232 | Electrical Components | Text: MNX9-2P Type 9A AC3 25A AC1 1 NO Double Pole Power Contactor L&T CS90232; Check: 1; Check: 0; Link: INR; Int: 0
|  | MNX12-2P Type 12A AC3 30A AC1 1 NO Double Pole Power Contactor L&T CS90234 | Standard Buying | 406.35 | Nos | 1 | 1 | MNX12-2P Type 12A AC3 30A AC1 1 NO Double Pole Power Contactor L&T CS90234 | Electrical Components | Text: MNX12-2P Type 12A AC3 30A AC1 1 NO Double Pole Power Contactor L&T CS90234; Check: 1; Check: 0; Link: INR; Int: 0
|  | MNX18-2P Type 18A AC3 30A AC1 1 NO Double Pole Power Contactor L&T CS90236 | Standard Buying | 478.8 | Nos | 1 | 1 | MNX18-2P Type 18A AC3 30A AC1 1 NO Double Pole Power Contactor L&T CS90236 | Electrical Components | Text: MNX18-2P Type 18A AC3 30A AC1 1 NO Double Pole Power Contactor L&T CS90236; Check: 1; Check: 0; Link: INR; Int: 0
|  | MNX22-2P Type 22A AC3 32A AC1 1 NO Double Pole Power Contactor L&T CS90238 | Standard Buying | 579.6 | Nos | 1 | 1 | MNX22-2P Type 22A AC3 32A AC1 1 NO Double Pole Power Contactor L&T CS90238 | Electrical Components | Text: MNX22-2P Type 22A AC3 32A AC1 1 NO Double Pole Power Contactor L&T CS90238; Check: 1; Check: 0; Link: INR; Int: 0
|  | MNX25-2P Type 25A AC3 45A AC1 Double Pole Power Contactor L&T CS90240 | Standard Buying | 607.95 | Nos | 1 | 1 | MNX25-2P Type 25A AC3 45A AC1 Double Pole Power Contactor L&T CS90240 | Electrical Components | Text: MNX25-2P Type 25A AC3 45A AC1 Double Pole Power Contactor L&T CS90240; Check: 1; Check: 0; Link: INR; Int: 0
|  | MNX32-2P Type 32A AC3 55A AC1 Double Pole Power Contactor L&T CS90241 | Standard Buying | 1335.6 | Nos | 1 | 1 | MNX32-2P Type 32A AC3 55A AC1 Double Pole Power Contactor L&T CS90241 | Electrical Components | Text: MNX32-2P Type 32A AC3 55A AC1 Double Pole Power Contactor L&T CS90241; Check: 1; Check: 0; Link: INR; Int: 0
|  | MNX40-2P Type 40A AC3 55A AC1 Double Pole Power Contactor L&T CS90242 | Standard Buying | 2050.65 | Nos | 1 | 1 | MNX40-2P Type 40A AC3 55A AC1 Double Pole Power Contactor L&T CS90242 | Electrical Components | Text: MNX40-2P Type 40A AC3 55A AC1 Double Pole Power Contactor L&T CS90242; Check: 1; Check: 0; Link: INR; Int: 0
|  | MNX50-2P Type 50A AC3 85A AC1 Double Pole Power Contactor L&T CS94061 | Standard Buying | 2778.3 | Nos | 1 | 1 | MNX50-2P Type 50A AC3 85A AC1 Double Pole Power Contactor L&T CS94061 | Electrical Components | Text: MNX50-2P Type 50A AC3 85A AC1 Double Pole Power Contactor L&T CS94061; Check: 1; Check: 0; Link: INR; Int: 0
|  | MNX70-2P Type 70A AC3 100A AC1 Double Pole Power Contactor L&T CS94062 | Standard Buying | 3767.4 | Nos | 1 | 1 | MNX70-2P Type 70A AC3 100A AC1 Double Pole Power Contactor L&T CS94062 | Electrical Components | Text: MNX70-2P Type 70A AC3 100A AC1 Double Pole Power Contactor L&T CS94062; Check: 1; Check: 0; Link: INR; Int: 0
|  | MNX80-2P Type 80A AC3 100A AC1 Double Pole Power Contactor L&T CS94063 | Standard Buying | 4643.1 | Nos | 1 | 1 | MNX80-2P Type 80A AC3 100A AC1 Double Pole Power Contactor L&T CS94063 | Electrical Components | Text: MNX80-2P Type 80A AC3 100A AC1 Double Pole Power Contactor L&T CS94063; Check: 1; Check: 0; Link: INR; Int: 0
|  | MNX95-2P Type 95A AC3 160A AC1 2NO+2NC Double Pole Power Contactor L&T CS94064 | Standard Buying | 6281.1 | Nos | 1 | 1 | MNX95-2P Type 95A AC3 160A AC1 2NO+2NC Double Pole Power Contactor L&T CS94064 | Electrical Components | Text: MNX95-2P Type 95A AC3 160A AC1 2NO+2NC Double Pole Power Contactor L&T CS94064; Check: 1; Check: 0; Link: INR; Int: 0
|  | MNX110-2P Type 110A AC3 160A AC1 2NO+2NC Double Pole Power Contactor L&T CS94065 | Standard Buying | 6844.95 | Nos | 1 | 1 | MNX110-2P Type 110A AC3 160A AC1 2NO+2NC Double Pole Power Contactor L&T CS94065 | Electrical Components | Text: MNX110-2P Type 110A AC3 160A AC1 2NO+2NC Double Pole Power Contactor L&T CS94065; Check: 1; Check: 0; Link: INR; Int: 0
|  | MNX140-2P Type 140A AC3 160A AC1 2NO+2NC Double Pole Power Contactor L&T CS94066 | Standard Buying | 9157.05 | Nos | 1 | 1 | MNX140-2P Type 140A AC3 160A AC1 2NO+2NC Double Pole Power Contactor L&T CS94066 | Electrical Components | Text: MNX140-2P Type 140A AC3 160A AC1 2NO+2NC Double Pole Power Contactor L&T CS94066; Check: 1; Check: 0; Link: INR; Int: 0
|  | MNX185-2P Type 185A AC3 250A AC1 2NO+2NC Double Pole Power Contactor L&T CS94978 | Standard Buying | 11806.2 | Nos | 1 | 1 | MNX185-2P Type 185A AC3 250A AC1 2NO+2NC Double Pole Power Contactor L&T CS94978 | Electrical Components | Text: MNX185-2P Type 185A AC3 250A AC1 2NO+2NC Double Pole Power Contactor L&T CS94978; Check: 1; Check: 0; Link: INR; Int: 0
|  | MNX225-2P Type 225A AC3 300A AC1 2NO+2NC Double Pole Power Contactor L&T CS94979 | Standard Buying | 12514.95 | Nos | 1 | 1 | MNX225-2P Type 225A AC3 300A AC1 2NO+2NC Double Pole Power Contactor L&T CS94979 | Electrical Components | Text: MNX225-2P Type 225A AC3 300A AC1 2NO+2NC Double Pole Power Contactor L&T CS94979; Check: 1; Check: 0; Link: INR; Int: 0
|  | MNX250-2P Type 250A AC3 300A AC1 2NO+2NC Double Pole Power Contactor L&T CS90301 | Standard Buying | 13847.4 | Nos | 1 | 1 | MNX250-2P Type 250A AC3 300A AC1 2NO+2NC Double Pole Power Contactor L&T CS90301 | Electrical Components | Text: MNX250-2P Type 250A AC3 300A AC1 2NO+2NC Double Pole Power Contactor L&T CS90301; Check: 1; Check: 0; Link: INR; Int: 0
|  | MNX300-2P Type 300A AC3 400A AC1 2NO+2NC Double Pole Power Contactor L&T CS90346 | Standard Buying | 16836.75 | Nos | 1 | 1 | MNX300-2P Type 300A AC3 400A AC1 2NO+2NC Double Pole Power Contactor L&T CS90346 | Electrical Components | Text: MNX300-2P Type 300A AC3 400A AC1 2NO+2NC Double Pole Power Contactor L&T CS90346; Check: 1; Check: 0; Link: INR; Int: 0
|  | MNX400-2P Type 400A AC3 425A AC1 2NO+2NC Double Pole Power Contactor L&T CS94069 | Standard Buying | 21026.25 | Nos | 1 | 1 | MNX400-2P Type 400A AC3 425A AC1 2NO+2NC Double Pole Power Contactor L&T CS94069 | Electrical Components | Text: MNX400-2P Type 400A AC3 425A AC1 2NO+2NC Double Pole Power Contactor L&T CS94069; Check: 1; Check: 0; Link: INR; Int: 0
|  | MNX550-2P Type 550A AC3 650A AC1 2NO+2NC Double Pole Power Contactor L&T CS90243 | Standard Buying | 34328.7 | Nos | 1 | 1 | MNX550-2P Type 550A AC3 650A AC1 2NO+2NC Double Pole Power Contactor L&T CS90243 | Electrical Components | Text: MNX550-2P Type 550A AC3 650A AC1 2NO+2NC Double Pole Power Contactor L&T CS90243; Check: 1; Check: 0; Link: INR; Int: 0
|  | MNX650-2P Type 650A AC3 800A AC1 2NO+2NC Double Pole Power Contactor L&T CS90578 | Standard Buying | 47955.6 | Nos | 1 | 1 | MNX650-2P Type 650A AC3 800A AC1 2NO+2NC Double Pole Power Contactor L&T CS90578 | Electrical Components | Text: MNX650-2P Type 650A AC3 800A AC1 2NO+2NC Double Pole Power Contactor L&T CS90578; Check: 1; Check: 0; Link: INR; Int: 0
|  | MX06 Type 6A AC3 20A AC1 1NO Double Pole Power Contactor L&T CS94012 | Standard Buying | 598.5 | Nos | 1 | 1 | MX06 Type 6A AC3 20A AC1 1NO Double Pole Power Contactor L&T CS94012 | Electrical Components | Text: MX06 Type 6A AC3 20A AC1 1NO Double Pole Power Contactor L&T CS94012; Check: 1; Check: 0; Link: INR; Int: 0
|  | MX06 Type 6A AC3 20A AC1 1NC Double Pole Power Contactor L&T CS94013 | Standard Buying | 598.5 | Nos | 1 | 1 | MX06 Type 6A AC3 20A AC1 1NC Double Pole Power Contactor L&T CS94013 | Electrical Components | Text: MX06 Type 6A AC3 20A AC1 1NC Double Pole Power Contactor L&T CS94013; Check: 1; Check: 0; Link: INR; Int: 0
|  | MX09 Type 9A AC3 20A AC1 1NO Double Pole Power Contactor L&T CS94014 | Standard Buying | 617.4 | Nos | 1 | 1 | MX09 Type 9A AC3 20A AC1 1NO Double Pole Power Contactor L&T CS94014 | Electrical Components | Text: MX09 Type 9A AC3 20A AC1 1NO Double Pole Power Contactor L&T CS94014; Check: 1; Check: 0; Link: INR; Int: 0
|  | MX09 Type 9A AC3 20A AC1 1NC Double Pole Power Contactor L&T CS94015 | Standard Buying | 617.4 | Nos | 1 | 1 | MX09 Type 9A AC3 20A AC1 1NC Double Pole Power Contactor L&T CS94015 | Electrical Components | Text: MX09 Type 9A AC3 20A AC1 1NC Double Pole Power Contactor L&T CS94015; Check: 1; Check: 0; Link: INR; Int: 0
|  | MX12 Type 12A AC3 20A AC1 1NO Double Pole Power Contactor L&T CS94016 | Standard Buying | 661.5 | Nos | 1 | 1 | MX12 Type 12A AC3 20A AC1 1NO Double Pole Power Contactor L&T CS94016 | Electrical Components | Text: MX12 Type 12A AC3 20A AC1 1NO Double Pole Power Contactor L&T CS94016; Check: 1; Check: 0; Link: INR; Int: 0
|  | MX12 Type 12A AC3 20A AC1 1NC Double Pole Power Contactor L&T CS94017 | Standard Buying | 661.5 | Nos | 1 | 1 | MX12 Type 12A AC3 20A AC1 1NC Double Pole Power Contactor L&T CS94017 | Electrical Components | Text: MX12 Type 12A AC3 20A AC1 1NC Double Pole Power Contactor L&T CS94017; Check: 1; Check: 0; Link: INR; Int: 0
|  | MCX01 Type 16A AC1 Four Pole Power Contactor L&T CS97009 | Standard Buying | 607.95 | Nos | 1 | 1 | MCX01 Type 16A AC1 Four Pole Power Contactor L&T CS97009 | Electrical Components | Text: MCX01 Type 16A AC1 Four Pole Power Contactor L&T CS97009; Check: 1; Check: 0; Link: INR; Int: 0
|  | MCX02 Type 25A AC1 Four Pole Power Contactor L&T CS97010 | Standard Buying | 661.5 | Nos | 1 | 1 | MCX02 Type 25A AC1 Four Pole Power Contactor L&T CS97010 | Electrical Components | Text: MCX02 Type 25A AC1 Four Pole Power Contactor L&T CS97010; Check: 1; Check: 0; Link: INR; Int: 0
|  | MCX03 Type 32A AC1 Four Pole Power Contactor L&T CS97011 | Standard Buying | 696.15 | Nos | 1 | 1 | MCX03 Type 32A AC1 Four Pole Power Contactor L&T CS97011 | Electrical Components | Text: MCX03 Type 32A AC1 Four Pole Power Contactor L&T CS97011; Check: 1; Check: 0; Link: INR; Int: 0
|  | MCX04 Type 40A AC1 Four Pole Power Contactor L&T CS97012 | Standard Buying | 1083.6 | Nos | 1 | 1 | MCX04 Type 40A AC1 Four Pole Power Contactor L&T CS97012 | Electrical Components | Text: MCX04 Type 40A AC1 Four Pole Power Contactor L&T CS97012; Check: 1; Check: 0; Link: INR; Int: 0
|  | MCX11 Type 50A AC1 Four Pole Power Contactor L&T CS97013 | Standard Buying | 1433.25 | Nos | 1 | 1 | MCX11 Type 50A AC1 Four Pole Power Contactor L&T CS97013 | Electrical Components | Text: MCX11 Type 50A AC1 Four Pole Power Contactor L&T CS97013; Check: 1; Check: 0; Link: INR; Int: 0
|  | MCX12 Type 63A AC1 Four Pole Power Contactor L&T CS97014 | Standard Buying | 2734.2 | Nos | 1 | 1 | MCX12 Type 63A AC1 Four Pole Power Contactor L&T CS97014 | Electrical Components | Text: MCX12 Type 63A AC1 Four Pole Power Contactor L&T CS97014; Check: 1; Check: 0; Link: INR; Int: 0
|  | MCX13 Type 80A AC1 Four Pole Power Contactor L&T CS97015 | Standard Buying | 3676.05 | Nos | 1 | 1 | MCX13 Type 80A AC1 Four Pole Power Contactor L&T CS97015 | Electrical Components | Text: MCX13 Type 80A AC1 Four Pole Power Contactor L&T CS97015; Check: 1; Check: 0; Link: INR; Int: 0
|  | MCX22 Type 100A AC1 Four Pole Power Contactor L&T CS97017 | Standard Buying | 4901.4 | Nos | 1 | 1 | MCX22 Type 100A AC1 Four Pole Power Contactor L&T CS97017 | Electrical Components | Text: MCX22 Type 100A AC1 Four Pole Power Contactor L&T CS97017; Check: 1; Check: 0; Link: INR; Int: 0
|  | MCX23 Type 130A AC1 Four Pole Power Contactor L&T CS97018 | Standard Buying | 5676.3 | Nos | 1 | 1 | MCX23 Type 130A AC1 Four Pole Power Contactor L&T CS97018 | Electrical Components | Text: MCX23 Type 130A AC1 Four Pole Power Contactor L&T CS97018; Check: 1; Check: 0; Link: INR; Int: 0
|  | MCX32 Type 160A AC1 2NO+2NC Four Pole Power Contactor L&T CS97020 | Standard Buying | 9519.3 | Nos | 1 | 1 | MCX32 Type 160A AC1 2NO+2NC Four Pole Power Contactor L&T CS97020 | Electrical Components | Text: MCX32 Type 160A AC1 2NO+2NC Four Pole Power Contactor L&T CS97020; Check: 1; Check: 0; Link: INR; Int: 0
|  | MCX33 Type 200A AC1 2NO+2NC Four Pole Power Contactor L&T CS97021 | Standard Buying | 11938.5 | Nos | 1 | 1 | MCX33 Type 200A AC1 2NO+2NC Four Pole Power Contactor L&T CS97021 | Electrical Components | Text: MCX33 Type 200A AC1 2NO+2NC Four Pole Power Contactor L&T CS97021; Check: 1; Check: 0; Link: INR; Int: 0
|  | MCX34 Type 255A AC1 2NO+2NC Four Pole Power Contactor L&T CS97022 | Standard Buying | 12785.85 | Nos | 1 | 1 | MCX34 Type 255A AC1 2NO+2NC Four Pole Power Contactor L&T CS97022 | Electrical Components | Text: MCX34 Type 255A AC1 2NO+2NC Four Pole Power Contactor L&T CS97022; Check: 1; Check: 0; Link: INR; Int: 0
|  | MCX41 Type 325A AC1 2NO+2NC Four Pole Power Contactor L&T CS97023 | Standard Buying | 23763.6 | Nos | 1 | 1 | MCX41 Type 325A AC1 2NO+2NC Four Pole Power Contactor L&T CS97023 | Electrical Components | Text: MCX41 Type 325A AC1 2NO+2NC Four Pole Power Contactor L&T CS97023; Check: 1; Check: 0; Link: INR; Int: 0
|  | MCX42 Type 360A AC1 2NO+2NC Four Pole Power Contactor L&T CS97024 | Standard Buying | 25776.45 | Nos | 1 | 1 | MCX42 Type 360A AC1 2NO+2NC Four Pole Power Contactor L&T CS97024 | Electrical Components | Text: MCX42 Type 360A AC1 2NO+2NC Four Pole Power Contactor L&T CS97024; Check: 1; Check: 0; Link: INR; Int: 0
|  | MCX43 Type 400A AC1 2NO+2NC Four Pole Power Contactor L&T CS97025 | Standard Buying | 30463.65 | Nos | 1 | 1 | MCX43 Type 400A AC1 2NO+2NC Four Pole Power Contactor L&T CS97025 | Electrical Components | Text: MCX43 Type 400A AC1 2NO+2NC Four Pole Power Contactor L&T CS97025; Check: 1; Check: 0; Link: INR; Int: 0
|  | MCX44 Type 500A AC1 2NO+2NC Four Pole Power Contactor L&T CS97026 | Standard Buying | 38228.4 | Nos | 1 | 1 | MCX44 Type 500A AC1 2NO+2NC Four Pole Power Contactor L&T CS97026 | Electrical Components | Text: MCX44 Type 500A AC1 2NO+2NC Four Pole Power Contactor L&T CS97026; Check: 1; Check: 0; Link: INR; Int: 0
|  | MCX45 Type 600A AC1 2NO+2NC Four Pole Power Contactor L&T CS97027 | Standard Buying | 43791.3 | Nos | 1 | 1 | MCX45 Type 600A AC1 2NO+2NC Four Pole Power Contactor L&T CS97027 | Electrical Components | Text: MCX45 Type 600A AC1 2NO+2NC Four Pole Power Contactor L&T CS97027; Check: 1; Check: 0; Link: INR; Int: 0
|  | MCX46 Type 700A AC1 2NO+2NC Four Pole Power Contactor L&T CS97028 | Standard Buying | 53965.8 | Nos | 1 | 1 | MCX46 Type 700A AC1 2NO+2NC Four Pole Power Contactor L&T CS97028 | Electrical Components | Text: MCX46 Type 700A AC1 2NO+2NC Four Pole Power Contactor L&T CS97028; Check: 1; Check: 0; Link: INR; Int: 0
|  | MCX47 Type 800A AC1 2NO+2NC Four Pole Power Contactor L&T CS94291 | Standard Buying | 66253.95 | Nos | 1 | 1 | MCX47 Type 800A AC1 2NO+2NC Four Pole Power Contactor L&T CS94291 | Electrical Components | Text: MCX47 Type 800A AC1 2NO+2NC Four Pole Power Contactor L&T CS94291; Check: 1; Check: 0; Link: INR; Int: 0
|  | MX0 40E (4NO) Auxilary Contactors for AC Control L&T CS94018 | Standard Buying | 636.3 | Nos | 1 | 1 | MX0 40E (4NO) Auxilary Contactors for AC Control L&T CS94018 | Electrical Components | Text: MX0 40E (4NO) Auxilary Contactors for AC Control L&T CS94018; Check: 1; Check: 0; Link: INR; Int: 0
|  | MX0 31E (3NO+1NC) Auxilary Contactors for AC Control L&T CS94019 | Standard Buying | 636.3 | Nos | 1 | 1 | MX0 31E (3NO+1NC) Auxilary Contactors for AC Control L&T CS94019 | Electrical Components | Text: MX0 31E (3NO+1NC) Auxilary Contactors for AC Control L&T CS94019; Check: 1; Check: 0; Link: INR; Int: 0
|  | MX0 22E (2NO+2NC) Auxilary Contactors for AC Control L&T CS94020 | Standard Buying | 636.3 | Nos | 1 | 1 | MX0 22E (2NO+2NC) Auxilary Contactors for AC Control L&T CS94020 | Electrical Components | Text: MX0 22E (2NO+2NC) Auxilary Contactors for AC Control L&T CS94020; Check: 1; Check: 0; Link: INR; Int: 0
|  | MX0 13E (1NO+3NC) Auxilary Contactors for AC Control L&T CS94041 | Standard Buying | 636.3 | Nos | 1 | 1 | MX0 13E (1NO+3NC) Auxilary Contactors for AC Control L&T CS94041 | Electrical Components | Text: MX0 13E (1NO+3NC) Auxilary Contactors for AC Control L&T CS94041; Check: 1; Check: 0; Link: INR; Int: 0
|  | MX0 04E (4NC) Auxilary Contactors for AC Control L&T CS94042 | Standard Buying | 636.3 | Nos | 1 | 1 | MX0 04E (4NC) Auxilary Contactors for AC Control L&T CS94042 | Electrical Components | Text: MX0 04E (4NC) Auxilary Contactors for AC Control L&T CS94042; Check: 1; Check: 0; Link: INR; Int: 0
|  | MX0 40E (4NO) Auxilary Contactors for DC Control L&T CS94027 | Standard Buying | 850.5 | Nos | 1 | 1 | MX0 40E (4NO) Auxilary Contactors for DC Control L&T CS94027 | Electrical Components | Text: MX0 40E (4NO) Auxilary Contactors for DC Control L&T CS94027; Check: 1; Check: 0; Link: INR; Int: 0
|  | MX0 31E (3NO+1NC) Auxilary Contactors for DC Control L&T CS94028 | Standard Buying | 850.5 | Nos | 1 | 1 | MX0 31E (3NO+1NC) Auxilary Contactors for DC Control L&T CS94028 | Electrical Components | Text: MX0 31E (3NO+1NC) Auxilary Contactors for DC Control L&T CS94028; Check: 1; Check: 0; Link: INR; Int: 0
|  | MX0 22E (2NO+2NC) Auxilary Contactorsfor DC Control L&T CS94029 | Standard Buying | 850.5 | Nos | 1 | 1 | MX0 22E (2NO+2NC) Auxilary Contactorsfor DC Control L&T CS94029 | Electrical Components | Text: MX0 22E (2NO+2NC) Auxilary Contactorsfor DC Control L&T CS94029; Check: 1; Check: 0; Link: INR; Int: 0
|  | MX0 13E (1NO+3NC) Auxilary Contactors for DC Control L&T CS94043 | Standard Buying | 850.5 | Nos | 1 | 1 | MX0 13E (1NO+3NC) Auxilary Contactors for DC Control L&T CS94043 | Electrical Components | Text: MX0 13E (1NO+3NC) Auxilary Contactors for DC Control L&T CS94043; Check: 1; Check: 0; Link: INR; Int: 0
|  | MX0 04E (4NC) Auxilary Contactors for DC Control L&T CS94044 | Standard Buying | 850.5 | Nos | 1 | 1 | MX0 04E (4NC) Auxilary Contactors for DC Control L&T CS94044 | Electrical Components | Text: MX0 04E (4NC) Auxilary Contactors for DC Control L&T CS94044; Check: 1; Check: 0; Link: INR; Int: 0
|  | MO C3 Capacitor Duty Contactor L&T CS96146 | Standard Buying | 926.1 | Nos | 1 | 1 | MO C3 Capacitor Duty Contactor L&T CS96146 | Electrical Components | Text: MO C3 Capacitor Duty Contactor L&T CS96146; Check: 1; Check: 0; Link: INR; Int: 0
|  | MO C5 Capacitor Duty Contactor L&T CS96127 | Standard Buying | 970.2 | Nos | 1 | 1 | MO C5 Capacitor Duty Contactor L&T CS96127 | Electrical Components | Text: MO C5 Capacitor Duty Contactor L&T CS96127; Check: 1; Check: 0; Link: INR; Int: 0
|  | MO C8.5 Capacitor Duty Contactor L&T CS96320 | Standard Buying | 1118.25 | Nos | 1 | 1 | MO C8.5 Capacitor Duty Contactor L&T CS96320 | Electrical Components | Text: MO C8.5 Capacitor Duty Contactor L&T CS96320; Check: 1; Check: 0; Link: INR; Int: 0
|  | MO C10 Capacitor Duty Contactor L&T CS96156 | Standard Buying | 1212.75 | Nos | 1 | 1 | MO C10 Capacitor Duty Contactor L&T CS96156 | Electrical Components | Text: MO C10 Capacitor Duty Contactor L&T CS96156; Check: 1; Check: 0; Link: INR; Int: 0
|  | MO C12.5 Capacitor Duty Contactor L&T CS96321 | Standard Buying | 1247.4 | Nos | 1 | 1 | MO C12.5 Capacitor Duty Contactor L&T CS96321 | Electrical Components | Text: MO C12.5 Capacitor Duty Contactor L&T CS96321; Check: 1; Check: 0; Link: INR; Int: 0
|  | MO C15 Capacitor Duty Contactor L&T CS90019 | Standard Buying | 1738.8 | Nos | 1 | 1 | MO C15 Capacitor Duty Contactor L&T CS90019 | Electrical Components | Text: MO C15 Capacitor Duty Contactor L&T CS90019; Check: 1; Check: 0; Link: INR; Int: 0
|  | MO C20 Capacitor Duty Contactor L&T CS90021 | Standard Buying | 1987.65 | Nos | 1 | 1 | MO C20 Capacitor Duty Contactor L&T CS90021 | Electrical Components | Text: MO C20 Capacitor Duty Contactor L&T CS90021; Check: 1; Check: 0; Link: INR; Int: 0
|  | MO C25 Capacitor Duty Contactor L&T CS96322 | Standard Buying | 2255.4 | Nos | 1 | 1 | MO C25 Capacitor Duty Contactor L&T CS96322 | Electrical Components | Text: MO C25 Capacitor Duty Contactor L&T CS96322; Check: 1; Check: 0; Link: INR; Int: 0
|  | MO C30Capacitor Duty Contactor L&T CS96148 | Standard Buying | 3446.1 | Nos | 1 | 1 | MO C30Capacitor Duty Contactor L&T CS96148 | Electrical Components | Text: MO C30Capacitor Duty Contactor L&T CS96148; Check: 1; Check: 0; Link: INR; Int: 0
|  | MO C40 Capacitor Duty Contactor L&T CS96147 | Standard Buying | 5676.3 | Nos | 1 | 1 | MO C40 Capacitor Duty Contactor L&T CS96147 | Electrical Components | Text: MO C40 Capacitor Duty Contactor L&T CS96147; Check: 1; Check: 0; Link: INR; Int: 0
|  | MO C50 Capacitor Duty Contactor L&T CS96324 | Standard Buying | 6448.05 | Nos | 1 | 1 | MO C50 Capacitor Duty Contactor L&T CS96324 | Electrical Components | Text: MO C50 Capacitor Duty Contactor L&T CS96324; Check: 1; Check: 0; Link: INR; Int: 0
|  | MO C60 Capacitor Duty Contactor L&T CS96149 | Standard Buying | 7339.5 | Nos | 1 | 1 | MO C60 Capacitor Duty Contactor L&T CS96149 | Electrical Components | Text: MO C60 Capacitor Duty Contactor L&T CS96149; Check: 1; Check: 0; Link: INR; Int: 0
|  | MO C75 Capacitor Duty Contactor L&T CS96150 | Standard Buying | 8892.45 | Nos | 1 | 1 | MO C75 Capacitor Duty Contactor L&T CS96150 | Electrical Components | Text: MO C75 Capacitor Duty Contactor L&T CS96150; Check: 1; Check: 0; Link: INR; Int: 0
|  | MO C80 Capacitor Duty Contactor L&T CS96326 | Standard Buying | 9330.3 | Nos | 1 | 1 | MO C80 Capacitor Duty Contactor L&T CS96326 | Electrical Components | Text: MO C80 Capacitor Duty Contactor L&T CS96326; Check: 1; Check: 0; Link: INR; Int: 0
|  | MO C85 Capacitor Duty Contactor L&T CS96157 | Standard Buying | 9330.3 | Nos | 1 | 1 | MO C85 Capacitor Duty Contactor L&T CS96157 | Electrical Components | Text: MO C85 Capacitor Duty Contactor L&T CS96157; Check: 1; Check: 0; Link: INR; Int: 0
|  | Front Mounting Add-on Block(4NO) for MNX/MCX Contactor L&T CS94112 | Standard Buying | 283.5 | Nos | 1 | 1 | Front Mounting Add-on Block(4NO) for MNX/MCX Contactor L&T CS94112 | Electrical Components | Text: Front Mounting Add-on Block(4NO) for MNX/MCX Contactor L&T CS94112; Check: 1; Check: 0; Link: INR; Int: 0
|  | Front Mounting Add-on Block(3NO+1NC) for MNX/MCX Contactor L&T CS94113 | Standard Buying | 283.5 | Nos | 1 | 1 | Front Mounting Add-on Block(3NO+1NC) for MNX/MCX Contactor L&T CS94113 | Electrical Components | Text: Front Mounting Add-on Block(3NO+1NC) for MNX/MCX Contactor L&T CS94113; Check: 1; Check: 0; Link: INR; Int: 0
|  | Front Mounting Add-on Block(2NO+2NC) for MNX/MCX Contactor L&T CS94114 | Standard Buying | 283.5 | Nos | 1 | 1 | Front Mounting Add-on Block(2NO+2NC) for MNX/MCX Contactor L&T CS94114 | Electrical Components | Text: Front Mounting Add-on Block(2NO+2NC) for MNX/MCX Contactor L&T CS94114; Check: 1; Check: 0; Link: INR; Int: 0
|  | Front Mounting Add-on Block(1NO+3NC) for MNX/MCX Contactor L&T CS94115 | Standard Buying | 283.5 | Nos | 1 | 1 | Front Mounting Add-on Block(1NO+3NC) for MNX/MCX Contactor L&T CS94115 | Electrical Components | Text: Front Mounting Add-on Block(1NO+3NC) for MNX/MCX Contactor L&T CS94115; Check: 1; Check: 0; Link: INR; Int: 0
|  | Front Mounting Add-on Block(4NC) for MNX/MCX Contactor L&T CS94116 | Standard Buying | 283.5 | Nos | 1 | 1 | Front Mounting Add-on Block(4NC) for MNX/MCX Contactor L&T CS94116 | Electrical Components | Text: Front Mounting Add-on Block(4NC) for MNX/MCX Contactor L&T CS94116; Check: 1; Check: 0; Link: INR; Int: 0
|  | Front Mounting Add-on Block(2NO) for MNX/MCX Contactor L&T CS94117 | Standard Buying | 189 | Nos | 1 | 1 | Front Mounting Add-on Block(2NO) for MNX/MCX Contactor L&T CS94117 | Electrical Components | Text: Front Mounting Add-on Block(2NO) for MNX/MCX Contactor L&T CS94117; Check: 1; Check: 0; Link: INR; Int: 0
|  | Front Mounting Add-on Block(1NO+1NC) for MNX/MCX Contactor L&T CS94118 | Standard Buying | 189 | Nos | 1 | 1 | Front Mounting Add-on Block(1NO+1NC) for MNX/MCX Contactor L&T CS94118 | Electrical Components | Text: Front Mounting Add-on Block(1NO+1NC) for MNX/MCX Contactor L&T CS94118; Check: 1; Check: 0; Link: INR; Int: 0
|  | Front Mounting Add-on Block(2NC) for MNX/MCX Contactor L&T CS94119 | Standard Buying | 189 | Nos | 1 | 1 | Front Mounting Add-on Block(2NC) for MNX/MCX Contactor L&T CS94119 | Electrical Components | Text: Front Mounting Add-on Block(2NC) for MNX/MCX Contactor L&T CS94119; Check: 1; Check: 0; Link: INR; Int: 0
|  | Front Mounting Add-on Block(1NO) for MNX/MCX Contactor L&T CS94120 | Standard Buying | 94.5 | Nos | 1 | 1 | Front Mounting Add-on Block(1NO) for MNX/MCX Contactor L&T CS94120 | Electrical Components | Text: Front Mounting Add-on Block(1NO) for MNX/MCX Contactor L&T CS94120; Check: 1; Check: 0; Link: INR; Int: 0
|  | Front Mounting Add-on Block(1NC) for MNX/MCX Contactor L&T CS94121 | Standard Buying | 94.5 | Nos | 1 | 1 | Front Mounting Add-on Block(1NC) for MNX/MCX Contactor L&T CS94121 | Electrical Components | Text: Front Mounting Add-on Block(1NC) for MNX/MCX Contactor L&T CS94121; Check: 1; Check: 0; Link: INR; Int: 0
|  | Front Mounting Add-on Block(4NO) for MO 9-110/MO0 Contactor L&T CS94594 | Standard Buying | 283.5 | Nos | 1 | 1 | Front Mounting Add-on Block(4NO) for MO 9-110/MO0 Contactor L&T CS94594 | Electrical Components | Text: Front Mounting Add-on Block(4NO) for MO 9-110/MO0 Contactor L&T CS94594; Check: 1; Check: 0; Link: INR; Int: 0
|  | Front Mounting Add-on Block(3NO+1NC) for MO 9-110/MO0 Contactor L&T CS94595 | Standard Buying | 283.5 | Nos | 1 | 1 | Front Mounting Add-on Block(3NO+1NC) for MO 9-110/MO0 Contactor L&T CS94595 | Electrical Components | Text: Front Mounting Add-on Block(3NO+1NC) for MO 9-110/MO0 Contactor L&T CS94595; Check: 1; Check: 0; Link: INR; Int: 0
|  | Front Mounting Add-on Block(2NO+2NC) for MO 9-110/MO0 Contactor L&T CS94596 | Standard Buying | 283.5 | Nos | 1 | 1 | Front Mounting Add-on Block(2NO+2NC) for MO 9-110/MO0 Contactor L&T CS94596 | Electrical Components | Text: Front Mounting Add-on Block(2NO+2NC) for MO 9-110/MO0 Contactor L&T CS94596; Check: 1; Check: 0; Link: INR; Int: 0
|  | Front Mounting Add-on Block(1NO+3NC) for MO 9-110/MO0 Contactor L&T CS94597 | Standard Buying | 283.5 | Nos | 1 | 1 | Front Mounting Add-on Block(1NO+3NC) for MO 9-110/MO0 Contactor L&T CS94597 | Electrical Components | Text: Front Mounting Add-on Block(1NO+3NC) for MO 9-110/MO0 Contactor L&T CS94597; Check: 1; Check: 0; Link: INR; Int: 0
|  | Front Mounting Add-on Block(4NC) for MO 9-110/MO0 Contactor L&T CS94598 | Standard Buying | 283.5 | Nos | 1 | 1 | Front Mounting Add-on Block(4NC) for MO 9-110/MO0 Contactor L&T CS94598 | Electrical Components | Text: Front Mounting Add-on Block(4NC) for MO 9-110/MO0 Contactor L&T CS94598; Check: 1; Check: 0; Link: INR; Int: 0
|  | Front Mounting Add-on Block(2NO) for MO 9-110/MO0 Contactor L&T CS94591 | Standard Buying | 189 | Nos | 1 | 1 | Front Mounting Add-on Block(2NO) for MO 9-110/MO0 Contactor L&T CS94591 | Electrical Components | Text: Front Mounting Add-on Block(2NO) for MO 9-110/MO0 Contactor L&T CS94591; Check: 1; Check: 0; Link: INR; Int: 0
|  | Front Mounting Add-on Block(1NO+1NC) for MO 9-110/MO0 Contactor L&T CS94592 | Standard Buying | 189 | Nos | 1 | 1 | Front Mounting Add-on Block(1NO+1NC) for MO 9-110/MO0 Contactor L&T CS94592 | Electrical Components | Text: Front Mounting Add-on Block(1NO+1NC) for MO 9-110/MO0 Contactor L&T CS94592; Check: 1; Check: 0; Link: INR; Int: 0
|  | Front Mounting Add-on Block(2NC) for MO 9-110/MO0 Contactor L&T CS94593 | Standard Buying | 94.5 | Nos | 1 | 1 | Front Mounting Add-on Block(2NC) for MO 9-110/MO0 Contactor L&T CS94593 | Electrical Components | Text: Front Mounting Add-on Block(2NC) for MO 9-110/MO0 Contactor L&T CS94593; Check: 1; Check: 0; Link: INR; Int: 0
|  | Front Mounting Add-on Block(1NO) for MO 9-110/MO0 Contactor L&T CS94585 | Standard Buying | 94.5 | Nos | 1 | 1 | Front Mounting Add-on Block(1NO) for MO 9-110/MO0 Contactor L&T CS94585 | Electrical Components | Text: Front Mounting Add-on Block(1NO) for MO 9-110/MO0 Contactor L&T CS94585; Check: 1; Check: 0; Link: INR; Int: 0
|  | Front Mounting Add-on Block(1NC) for MO 9-110/MO0 Contactor L&T CS94586 | Standard Buying | 330.75 | Nos | 1 | 1 | Front Mounting Add-on Block(1NC) for MO 9-110/MO0 Contactor L&T CS94586 | Electrical Components | Text: Front Mounting Add-on Block(1NC) for MO 9-110/MO0 Contactor L&T CS94586; Check: 1; Check: 0; Link: INR; Int: 0
|  | Front Mounting Add-on Block(2NO+2NC) for MDX Contactor L&T CS96569 | Standard Buying | 330.75 | Nos | 1 | 1 | Front Mounting Add-on Block(2NO+2NC) for MDX Contactor L&T CS96569 | Electrical Components | Text: Front Mounting Add-on Block(2NO+2NC) for MDX Contactor L&T CS96569; Check: 1; Check: 0; Link: INR; Int: 0
|  | Front Mounting Add-on Block(1NO+3NC) for MDX Contactor L&T CS90906 | Standard Buying | 192.15 | Nos | 1 | 1 | Front Mounting Add-on Block(1NO+3NC) for MDX Contactor L&T CS90906 | Electrical Components | Text: Front Mounting Add-on Block(1NO+3NC) for MDX Contactor L&T CS90906; Check: 1; Check: 0; Link: INR; Int: 0
|  | Front Mounting Add-on Block(1NO+1NC) for MDX Contactor L&T CS96568 | Standard Buying | 107.1 | Nos | 1 | 1 | Front Mounting Add-on Block(1NO+1NC) for MDX Contactor L&T CS96568 | Electrical Components | Text: Front Mounting Add-on Block(1NO+1NC) for MDX Contactor L&T CS96568; Check: 1; Check: 0; Link: INR; Int: 0
|  | Front Mounting Add-on Block for MDX Contactor L&T CS96586 | Standard Buying | 245.7 | Nos | 1 | 1 | Front Mounting Add-on Block for MDX Contactor L&T CS96586 | Electrical Components | Text: Front Mounting Add-on Block for MDX Contactor L&T CS96586; Check: 1; Check: 0; Link: INR; Int: 0
|  | Front Mounting Add-on Block(4NO) for MX 0 Contactor L&T CS94033 | Standard Buying | 245.7 | Nos | 1 | 1 | Front Mounting Add-on Block(4NO) for MX 0 Contactor L&T CS94033 | Electrical Components | Text: Front Mounting Add-on Block(4NO) for MX 0 Contactor L&T CS94033; Check: 1; Check: 0; Link: INR; Int: 0
|  | Front Mounting Add-on Block(3NO+1NC) for MX 0 Contactor L&T CS94034 | Standard Buying | 245.7 | Nos | 1 | 1 | Front Mounting Add-on Block(3NO+1NC) for MX 0 Contactor L&T CS94034 | Electrical Components | Text: Front Mounting Add-on Block(3NO+1NC) for MX 0 Contactor L&T CS94034; Check: 1; Check: 0; Link: INR; Int: 0
|  | Front Mounting Add-on Block(2NO+2NC) for MX 0 Contactor L&T CS94035 | Standard Buying | 245.7 | Nos | 1 | 1 | Front Mounting Add-on Block(2NO+2NC) for MX 0 Contactor L&T CS94035 | Electrical Components | Text: Front Mounting Add-on Block(2NO+2NC) for MX 0 Contactor L&T CS94035; Check: 1; Check: 0; Link: INR; Int: 0
|  | Front Mounting Add-on Block(1NO+3NC) for MX 0 Contactor L&T CS94036 | Standard Buying | 245.7 | Nos | 1 | 1 | Front Mounting Add-on Block(1NO+3NC) for MX 0 Contactor L&T CS94036 | Electrical Components | Text: Front Mounting Add-on Block(1NO+3NC) for MX 0 Contactor L&T CS94036; Check: 1; Check: 0; Link: INR; Int: 0
|  | Front Mounting Add-on Block(4NC) for MX 0 Contactor L&T CS94037 | Standard Buying | 245.7 | Nos | 1 | 1 | Front Mounting Add-on Block(4NC) for MX 0 Contactor L&T CS94037 | Electrical Components | Text: Front Mounting Add-on Block(4NC) for MX 0 Contactor L&T CS94037; Check: 1; Check: 0; Link: INR; Int: 0
|  | Front Mounting Add-on Block(2NO) for MX 0 Contactor L&T CS94030 | Standard Buying | 157.5 | Nos | 1 | 1 | Front Mounting Add-on Block(2NO) for MX 0 Contactor L&T CS94030 | Electrical Components | Text: Front Mounting Add-on Block(2NO) for MX 0 Contactor L&T CS94030; Check: 1; Check: 0; Link: INR; Int: 0
|  | Front Mounting Add-on Block(1NO+1NC) for MX 0 Contactor L&T CS94031 | Standard Buying | 157.5 | Nos | 1 | 1 | Front Mounting Add-on Block(1NO+1NC) for MX 0 Contactor L&T CS94031 | Electrical Components | Text: Front Mounting Add-on Block(1NO+1NC) for MX 0 Contactor L&T CS94031; Check: 1; Check: 0; Link: INR; Int: 0
|  | Front Mounting Add-on Block(2NC) for MX 0 Contactor L&T CS94032 | Standard Buying | 157.5 | Nos | 1 | 1 | Front Mounting Add-on Block(2NC) for MX 0 Contactor L&T CS94032 | Electrical Components | Text: Front Mounting Add-on Block(2NC) for MX 0 Contactor L&T CS94032; Check: 1; Check: 0; Link: INR; Int: 0
|  | Front Mounting Add-on Block(2NO) for MU-2P Contactor L&T CS90692 | Standard Buying | 182.7 | Nos | 1 | 1 | Front Mounting Add-on Block(2NO) for MU-2P Contactor L&T CS90692 | Electrical Components | Text: Front Mounting Add-on Block(2NO) for MU-2P Contactor L&T CS90692; Check: 1; Check: 0; Link: INR; Int: 0
|  | Front Mounting Add-on Block(1NO+1NC) for MU-2P Contactor L&T CS90693 | Standard Buying | 182.7 | Nos | 1 | 1 | Front Mounting Add-on Block(1NO+1NC) for MU-2P Contactor L&T CS90693 | Electrical Components | Text: Front Mounting Add-on Block(1NO+1NC) for MU-2P Contactor L&T CS90693; Check: 1; Check: 0; Link: INR; Int: 0
|  | Front Mounting Add-on Block(2NC) for MU-2P Contactor L&T CS90694 | Standard Buying | 182.7 | Nos | 1 | 1 | Front Mounting Add-on Block(2NC) for MU-2P Contactor L&T CS90694 | Electrical Components | Text: Front Mounting Add-on Block(2NC) for MU-2P Contactor L&T CS90694; Check: 1; Check: 0; Link: INR; Int: 0
|  | Front Mounting Add-on Block(1NO) for MU-2P Contactor L&T CS90695 | Standard Buying | 94.5 | Nos | 1 | 1 | Front Mounting Add-on Block(1NO) for MU-2P Contactor L&T CS90695 | Electrical Components | Text: Front Mounting Add-on Block(1NO) for MU-2P Contactor L&T CS90695; Check: 1; Check: 0; Link: INR; Int: 0
|  | Front Mounting Add-on Block(1NC) for MU-2P Contactor L&T CS90696 | Standard Buying | 94.5 | Nos | 1 | 1 | Front Mounting Add-on Block(1NC) for MU-2P Contactor L&T CS90696 | Electrical Components | Text: Front Mounting Add-on Block(1NC) for MU-2P Contactor L&T CS90696; Check: 1; Check: 0; Link: INR; Int: 0
|  | Front Mounting Add-on Block(4NO) for MN0 DC Contactor L&T SS94083 | Standard Buying | 258.3 | Nos | 1 | 1 | Front Mounting Add-on Block(4NO) for MN0 DC Contactor L&T SS94083 | Electrical Components | Text: Front Mounting Add-on Block(4NO) for MN0 DC Contactor L&T SS94083; Check: 1; Check: 0; Link: INR; Int: 0
|  | Front Mounting Add-on Block(3NO+1NC) for MN0 DC Contactor L&T SS94084 | Standard Buying | 258.3 | Nos | 1 | 1 | Front Mounting Add-on Block(3NO+1NC) for MN0 DC Contactor L&T SS94084 | Electrical Components | Text: Front Mounting Add-on Block(3NO+1NC) for MN0 DC Contactor L&T SS94084; Check: 1; Check: 0; Link: INR; Int: 0
|  | Front Mounting Add-on Block(2NO+2NC) for MN0 DC Contactor L&T SS94085 | Standard Buying | 258.3 | Nos | 1 | 1 | Front Mounting Add-on Block(2NO+2NC) for MN0 DC Contactor L&T SS94085 | Electrical Components | Text: Front Mounting Add-on Block(2NO+2NC) for MN0 DC Contactor L&T SS94085; Check: 1; Check: 0; Link: INR; Int: 0
|  | Front Mounting Add-on Block(1NO+3NC) for MN0 DC Contactor L&T SS94086 | Standard Buying | 258.3 | Nos | 1 | 1 | Front Mounting Add-on Block(1NO+3NC) for MN0 DC Contactor L&T SS94086 | Electrical Components | Text: Front Mounting Add-on Block(1NO+3NC) for MN0 DC Contactor L&T SS94086; Check: 1; Check: 0; Link: INR; Int: 0
|  | Front Mounting Add-on Block(4NC) for MN0 DC Contactor L&T SS94087 | Standard Buying | 258.3 | Nos | 1 | 1 | Front Mounting Add-on Block(4NC) for MN0 DC Contactor L&T SS94087 | Electrical Components | Text: Front Mounting Add-on Block(4NC) for MN0 DC Contactor L&T SS94087; Check: 1; Check: 0; Link: INR; Int: 0
|  | Front Mounting Add-on Block(2NO) for MN0 DC Contactor L&T SS94080 | Standard Buying | 258.3 | Nos | 1 | 1 | Front Mounting Add-on Block(2NO) for MN0 DC Contactor L&T SS94080 | Electrical Components | Text: Front Mounting Add-on Block(2NO) for MN0 DC Contactor L&T SS94080; Check: 1; Check: 0; Link: INR; Int: 0
|  | Front Mounting Add-on Block(1NO+1NC) for MN0 DC Contactor L&T SS94081 | Standard Buying | 176.4 | Nos | 1 | 1 | Front Mounting Add-on Block(1NO+1NC) for MN0 DC Contactor L&T SS94081 | Electrical Components | Text: Front Mounting Add-on Block(1NO+1NC) for MN0 DC Contactor L&T SS94081; Check: 1; Check: 0; Link: INR; Int: 0
|  | Front Mounting Add-on Block(2NC) for MN0 DC Contactor L&T SS94082 | Standard Buying | 176.4 | Nos | 1 | 1 | Front Mounting Add-on Block(2NC) for MN0 DC Contactor L&T SS94082 | Electrical Components | Text: Front Mounting Add-on Block(2NC) for MN0 DC Contactor L&T SS94082; Check: 1; Check: 0; Link: INR; Int: 0
|  | Front Mounting Add-on Block(1NO) for MN0 DC Contactor L&T SS94715 | Standard Buying | 88.2 | Nos | 1 | 1 | Front Mounting Add-on Block(1NO) for MN0 DC Contactor L&T SS94715 | Electrical Components | Text: Front Mounting Add-on Block(1NO) for MN0 DC Contactor L&T SS94715; Check: 1; Check: 0; Link: INR; Int: 0
|  | Front Mounting Add-on Block(1NC) for MN0 DC Contactor L&T S94716 | Standard Buying | 88.2 | Nos | 1 | 1 | Front Mounting Add-on Block(1NC) for MN0 DC Contactor L&T S94716 | Electrical Components | Text: Front Mounting Add-on Block(1NC) for MN0 DC Contactor L&T S94716; Check: 1; Check: 0; Link: INR; Int: 0
|  | First Left Side Mounting Add-on Block(1NO+1NC) for MNX 9-40/MCX 01-04 Contactor L&T CS94220 | Standard Buying | 283.5 | Nos | 1 | 1 | First Left Side Mounting Add-on Block(1NO+1NC) for MNX 9-40/MCX 01-04 Contactor L&T CS94220 | Electrical Components | Text: First Left Side Mounting Add-on Block(1NO+1NC) for MNX 9-40/MCX 01-04 Contactor L&T CS94220; Check: 1; Check: 0; Link: INR; Int: 0
|  | First Right Side Mounting Add-on Block(1NO+1NC) for MNX 9-40/MCX 01-04 Contactor L&T CS94221 | Standard Buying | 283.5 | Nos | 1 | 1 | First Right Side Mounting Add-on Block(1NO+1NC) for MNX 9-40/MCX 01-04 Contactor L&T CS94221 | Electrical Components | Text: First Right Side Mounting Add-on Block(1NO+1NC) for MNX 9-40/MCX 01-04 Contactor L&T CS94221; Check: 1; Check: 0; Link: INR; Int: 0
|  | First Left Side Mounting Add-on Block(1NO+1NC) for MNX 50-80/MCX 22-23/MCX Contactor L&T CS94201 | Standard Buying | 302.4 | Nos | 1 | 1 | First Left Side Mounting Add-on Block(1NO+1NC) for MNX 50-80/MCX 22-23/MCX Contactor L&T CS94201 | Electrical Components | Text: First Left Side Mounting Add-on Block(1NO+1NC) for MNX 50-80/MCX 22-23/MCX Contactor L&T CS94201; Check: 1; Check: 0; Link: INR; Int: 0
|  | First Right Side Mounting Add-on Block(1NO+1NC) for MNX 50-80/MCX 22-23/MCX Contactor L&T CS94202 | Standard Buying | 302.4 | Nos | 1 | 1 | First Right Side Mounting Add-on Block(1NO+1NC) for MNX 50-80/MCX 22-23/MCX Contactor L&T CS94202 | Electrical Components | Text: First Right Side Mounting Add-on Block(1NO+1NC) for MNX 50-80/MCX 22-23/MCX Contactor L&T CS94202; Check: 1; Check: 0; Link: INR; Int: 0
|  | Second Left Side Mounting Add-on Block(1NO+1NC) for MNX 50-80/MCX 22-23/MCX Contactor L&T CS94203 | Standard Buying | 302.4 | Nos | 1 | 1 | Second Left Side Mounting Add-on Block(1NO+1NC) for MNX 50-80/MCX 22-23/MCX Contactor L&T CS94203 | Electrical Components | Text: Second Left Side Mounting Add-on Block(1NO+1NC) for MNX 50-80/MCX 22-23/MCX Contactor L&T CS94203; Check: 1; Check: 0; Link: INR; Int: 0
|  | Second Right Side Mounting Add-on Block(1NO+1NC) for MNX 50-80/MCX 22-23/MCX Contactor L&T CS94204 | Standard Buying | 302.4 | Nos | 1 | 1 | Second Right Side Mounting Add-on Block(1NO+1NC) for MNX 50-80/MCX 22-23/MCX Contactor L&T CS94204 | Electrical Components | Text: Second Right Side Mounting Add-on Block(1NO+1NC) for MNX 50-80/MCX 22-23/MCX Contactor L&T CS94204; Check: 1; Check: 0; Link: INR; Int: 0
|  | Mechanical Interlock kit for MX 06 to MX 12/MX 0 Type Contactor L&T CS94038 | Standard Buying | 223.65 | Nos | 1 | 1 | Mechanical Interlock kit for MX 06 to MX 12/MX 0 Type Contactor L&T CS94038 | Electrical Components | Text: Mechanical Interlock kit for MX 06 to MX 12/MX 0 Type Contactor L&T CS94038; Check: 1; Check: 0; Link: INR; Int: 0
|  | Mechanical Interlock kit for MO 9-110 Type Contactor L&T CS94584 | Standard Buying | 296.1 | Nos | 1 | 1 | Mechanical Interlock kit for MO 9-110 Type Contactor L&T CS94584 | Electrical Components | Text: Mechanical Interlock kit for MO 9-110 Type Contactor L&T CS94584; Check: 1; Check: 0; Link: INR; Int: 0
|  | Mechanical Interlock kit for MDX 9-38 Type Contactor L&T CS96572 | Standard Buying | 239.4 | Nos | 1 | 1 | Mechanical Interlock kit for MDX 9-38 Type Contactor L&T CS96572 | Electrical Components | Text: Mechanical Interlock kit for MDX 9-38 Type Contactor L&T CS96572; Check: 1; Check: 0; Link: INR; Int: 0
|  | Mechanical Interlock kit for MDX 50-110 Type Contactor L&T CS96573 | Standard Buying | 737.1 | Nos | 1 | 1 | Mechanical Interlock kit for MDX 50-110 Type Contactor L&T CS96573 | Electrical Components | Text: Mechanical Interlock kit for MDX 50-110 Type Contactor L&T CS96573; Check: 1; Check: 0; Link: INR; Int: 0
|  | Mechanical Interlock kit for MNX 9-40 Type Contactor L&T CS94126 | Standard Buying | 239.4 | Nos | 1 | 1 | Mechanical Interlock kit for MNX 9-40 Type Contactor L&T CS94126 | Electrical Components | Text: Mechanical Interlock kit for MNX 9-40 Type Contactor L&T CS94126; Check: 1; Check: 0; Link: INR; Int: 0
|  | Mechanical Interlock kit for MNX 50-80 Type Contactor L&T CS94197 | Standard Buying | 1086.75 | Nos | 1 | 1 | Mechanical Interlock kit for MNX 50-80 Type Contactor L&T CS94197 | Electrical Components | Text: Mechanical Interlock kit for MNX 50-80 Type Contactor L&T CS94197; Check: 1; Check: 0; Link: INR; Int: 0
|  | Mechanical Interlock kit for MNX 95-140 Type Contactor L&T CS94198 | Standard Buying | 1691.55 | Nos | 1 | 1 | Mechanical Interlock kit for MNX 95-140 Type Contactor L&T CS94198 | Electrical Components | Text: Mechanical Interlock kit for MNX 95-140 Type Contactor L&T CS94198; Check: 1; Check: 0; Link: INR; Int: 0
|  | Mechanical Interlock kit for MNX 185-250 Type Contactor L&T CS94199 | Standard Buying | 1927.8 | Nos | 1 | 1 | Mechanical Interlock kit for MNX 185-250 Type Contactor L&T CS94199 | Electrical Components | Text: Mechanical Interlock kit for MNX 185-250 Type Contactor L&T CS94199; Check: 1; Check: 0; Link: INR; Int: 0
|  | Mechanical Interlock kit for MNX 300-650 Type Contactor L&T CS94200 | Standard Buying | 2186.1 | Nos | 1 | 1 | Mechanical Interlock kit for MNX 300-650 Type Contactor L&T CS94200 | Electrical Components | Text: Mechanical Interlock kit for MNX 300-650 Type Contactor L&T CS94200; Check: 1; Check: 0; Link: INR; Int: 0
|  | Mechanical Interlock kit for MCX 01-04 Type Contactor L&T CS94126 | Standard Buying | 239.4 | Nos | 1 | 1 | Mechanical Interlock kit for MCX 01-04 Type Contactor L&T CS94126 | Electrical Components | Text: Mechanical Interlock kit for MCX 01-04 Type Contactor L&T CS94126; Check: 1; Check: 0; Link: INR; Int: 0
|  | Mechanical Interlock kit for MCX 11-13 Type Contactor L&T ST50540 | Standard Buying | 453.6 | Nos | 1 | 1 | Mechanical Interlock kit for MCX 11-13 Type Contactor L&T ST50540 | Electrical Components | Text: Mechanical Interlock kit for MCX 11-13 Type Contactor L&T ST50540; Check: 1; Check: 0; Link: INR; Int: 0
|  | Mechanical Interlock kit for MCX 22-23 Type Contactor L&T CS93095 | Standard Buying | 1641.15 | Nos | 1 | 1 | Mechanical Interlock kit for MCX 22-23 Type Contactor L&T CS93095 | Electrical Components | Text: Mechanical Interlock kit for MCX 22-23 Type Contactor L&T CS93095; Check: 1; Check: 0; Link: INR; Int: 0
|  | Mechanical Interlock kit for MCX 32-34 Type Contactor L&T SS94992 | Standard Buying | 1697.85 | Nos | 1 | 1 | Mechanical Interlock kit for MCX 32-34 Type Contactor L&T SS94992 | Electrical Components | Text: Mechanical Interlock kit for MCX 32-34 Type Contactor L&T SS94992; Check: 1; Check: 0; Link: INR; Int: 0
|  | Mechanical Interlock kit for MCX 41-47 Type Contactor L&T CS94301 | Standard Buying | 2800.35 | Nos | 1 | 1 | Mechanical Interlock kit for MCX 41-47 Type Contactor L&T CS94301 | Electrical Components | Text: Mechanical Interlock kit for MCX 41-47 Type Contactor L&T CS94301; Check: 1; Check: 0; Link: INR; Int: 0
|  | MN2 Relay 0.2-0.33A L&T SS94141OOEO | Standard Buying | 774.9 | Nos | 1 | 1 | MN2 Relay 0.2-0.33A L&T SS94141OOEO | Electrical Components | Text: MN2 Relay 0.2-0.33A L&T SS94141OOEO; Check: 1; Check: 0; Link: INR; Int: 0
|  | MN2 Relay 0.3-0.5A L&T SS94141OOGO | Standard Buying | 774.9 | Nos | 1 | 1 | MN2 Relay 0.3-0.5A L&T SS94141OOGO | Electrical Components | Text: MN2 Relay 0.3-0.5A L&T SS94141OOGO; Check: 1; Check: 0; Link: INR; Int: 0
|  | MN2 Relay 0.45-0.75A L&T SS94141OOJO | Standard Buying | 774.9 | Nos | 1 | 1 | MN2 Relay 0.45-0.75A L&T SS94141OOJO | Electrical Components | Text: MN2 Relay 0.45-0.75A L&T SS94141OOJO; Check: 1; Check: 0; Link: INR; Int: 0
|  | MN2 Relay 0.6-1A L&T SS94141OOKO | Standard Buying | 774.9 | Nos | 1 | 1 | MN2 Relay 0.6-1A L&T SS94141OOKO | Electrical Components | Text: MN2 Relay 0.6-1A L&T SS94141OOKO; Check: 1; Check: 0; Link: INR; Int: 0
|  | MN2 Relay 0.9-1.5A L&T SS94141OOMO | Standard Buying | 781.2 | Nos | 1 | 1 | MN2 Relay 0.9-1.5A L&T SS94141OOMO | Electrical Components | Text: MN2 Relay 0.9-1.5A L&T SS94141OOMO; Check: 1; Check: 0; Link: INR; Int: 0
|  | MN2 Relay 1.4-2.3A L&T SS94141OOPO | Standard Buying | 781.2 | Nos | 1 | 1 | MN2 Relay 1.4-2.3A L&T SS94141OOPO | Electrical Components | Text: MN2 Relay 1.4-2.3A L&T SS94141OOPO; Check: 1; Check: 0; Link: INR; Int: 0
|  | MN2 Relay 2-3.3A L&T SS94141OOQO | Standard Buying | 781.2 | Nos | 1 | 1 | MN2 Relay 2-3.3A L&T SS94141OOQO | Electrical Components | Text: MN2 Relay 2-3.3A L&T SS94141OOQO; Check: 1; Check: 0; Link: INR; Int: 0
|  | MN2 Relay 3-5A L&T SS94141OOSO | Standard Buying | 781.2 | Nos | 1 | 1 | MN2 Relay 3-5A L&T SS94141OOSO | Electrical Components | Text: MN2 Relay 3-5A L&T SS94141OOSO; Check: 1; Check: 0; Link: INR; Int: 0
|  | MN2 Relay 4.5-7.5A L&T SS94141OOUO | Standard Buying | 781.2 | Nos | 1 | 1 | MN2 Relay 4.5-7.5A L&T SS94141OOUO | Electrical Components | Text: MN2 Relay 4.5-7.5A L&T SS94141OOUO; Check: 1; Check: 0; Link: INR; Int: 0
|  | MN2 Relay 6-10A L&T SS94142OOVO | Standard Buying | 781.2 | Nos | 1 | 1 | MN2 Relay 6-10A L&T SS94142OOVO | Electrical Components | Text: MN2 Relay 6-10A L&T SS94142OOVO; Check: 1; Check: 0; Link: INR; Int: 0
|  | MN2 Relay 9-15A L&T SS94142OOBO | Standard Buying | 800.1 | Nos | 1 | 1 | MN2 Relay 9-15A L&T SS94142OOBO | Electrical Components | Text: MN2 Relay 9-15A L&T SS94142OOBO; Check: 1; Check: 0; Link: INR; Int: 0
|  | MN2 Relay 14-23A L&T SS94144OODO | Standard Buying | 878.85 | Nos | 1 | 1 | MN2 Relay 14-23A L&T SS94144OODO | Electrical Components | Text: MN2 Relay 14-23A L&T SS94144OODO; Check: 1; Check: 0; Link: INR; Int: 0
|  | MN2 Relay 20-33A L&T SS94145OOEO | Standard Buying | 1272.6 | Nos | 1 | 1 | MN2 Relay 20-33A L&T SS94145OOEO | Electrical Components | Text: MN2 Relay 20-33A L&T SS94145OOEO; Check: 1; Check: 0; Link: INR; Int: 0
|  | MN2 Relay 24-40A L&T SS94145OOFO | Standard Buying | 1370.25 | Nos | 1 | 1 | MN2 Relay 24-40A L&T SS94145OOFO | Electrical Components | Text: MN2 Relay 24-40A L&T SS94145OOFO; Check: 1; Check: 0; Link: INR; Int: 0
|  | 63A TPN Change Over Switch L&T CO10630OOOO | Standard Buying | 2835 | Nos | 1 | 1 | 63A TPN Change Over Switch L&T CO10630OOOO | Electrical Components | Text: 63A TPN Change Over Switch L&T CO10630OOOO; Check: 1; Check: 0; Link: INR; Int: 0
|  | 63A TPN Change Over Switch L&T CO10630OOOD Direct Handle Version | Standard Buying | 2652.3 | Nos | 1 | 1 | 63A TPN Change Over Switch L&T CO10630OOOD Direct Handle Version | Electrical Components | Text: 63A TPN Change Over Switch L&T CO10630OOOD Direct Handle Version; Check: 1; Check: 0; Link: INR; Int: 0
|  | 100A TPN Change Over Switch L&T CO11000OOOO | Standard Buying | 3735.9 | Nos | 1 | 1 | 100A TPN Change Over Switch L&T CO11000OOOO | Electrical Components | Text: 100A TPN Change Over Switch L&T CO11000OOOO; Check: 1; Check: 0; Link: INR; Int: 0
|  | 100A TPN Change Over Switch L&T CO11000OOOD Direct Handle Version | Standard Buying | 3452.4 | Nos | 1 | 1 | 100A TPN Change Over Switch L&T CO11000OOOD Direct Handle Version | Electrical Components | Text: 100A TPN Change Over Switch L&T CO11000OOOD Direct Handle Version; Check: 1; Check: 0; Link: INR; Int: 0
|  | 125A TPN Change Over Switch L&T CO21250OOOO | Standard Buying | 4662 | Nos | 1 | 1 | 125A TPN Change Over Switch L&T CO21250OOOO | Electrical Components | Text: 125A TPN Change Over Switch L&T CO21250OOOO; Check: 1; Check: 0; Link: INR; Int: 0
|  | 160A TPN Change Over Switch L&T CO21600OOOO | Standard Buying | 6142.5 | Nos | 1 | 1 | 160A TPN Change Over Switch L&T CO21600OOOO | Electrical Components | Text: 160A TPN Change Over Switch L&T CO21600OOOO; Check: 1; Check: 0; Link: INR; Int: 0
|  | 200A TPN Change Over Switch L&T CO22000OOOA | Standard Buying | 7314.3 | Nos | 1 | 1 | 200A TPN Change Over Switch L&T CO22000OOOA | Electrical Components | Text: 200A TPN Change Over Switch L&T CO22000OOOA; Check: 1; Check: 0; Link: INR; Int: 0
|  | 250A TPN Change Over Switch L&T CO32500OOOO | Standard Buying | 10735.2 | Nos | 1 | 1 | 250A TPN Change Over Switch L&T CO32500OOOO | Electrical Components | Text: 250A TPN Change Over Switch L&T CO32500OOOO; Check: 1; Check: 0; Link: INR; Int: 0
|  | 315A TPN Change Over Switch L&T CO33150OOOO | Standard Buying | 11308.5 | Nos | 1 | 1 | 315A TPN Change Over Switch L&T CO33150OOOO | Electrical Components | Text: 315A TPN Change Over Switch L&T CO33150OOOO; Check: 1; Check: 0; Link: INR; Int: 0
|  | 400A TPN Change Over Switch L&T CO44000OOOO | Standard Buying | 16506 | Nos | 1 | 1 | 400A TPN Change Over Switch L&T CO44000OOOO | Electrical Components | Text: 400A TPN Change Over Switch L&T CO44000OOOO; Check: 1; Check: 0; Link: INR; Int: 0
|  | 630A TPN Change Over Switch L&T CO46300OOOO | Standard Buying | 19441.8 | Nos | 1 | 1 | 630A TPN Change Over Switch L&T CO46300OOOO | Electrical Components | Text: 630A TPN Change Over Switch L&T CO46300OOOO; Check: 1; Check: 0; Link: INR; Int: 0
|  | 630A TPN Change Over Switch L&T CO56300OOOOα Suitable for Fuse Mounting Kit CX56300OODO | Standard Buying | 20197.8 | Nos | 1 | 1 | 630A TPN Change Over Switch L&T CO56300OOOOα Suitable for Fuse Mounting Kit CX56300OODO | Electrical Components | Text: 630A TPN Change Over Switch L&T CO56300OOOOα Suitable for Fuse Mounting Kit CX56300OODO; Check: 1; Check: 0; Link: INR; Int: 0
|  | 800A TPN Change Over Switch L&T CO58000OOOO | Standard Buying | 28904.4 | Nos | 1 | 1 | 800A TPN Change Over Switch L&T CO58000OOOO | Electrical Components | Text: 800A TPN Change Over Switch L&T CO58000OOOO; Check: 1; Check: 0; Link: INR; Int: 0
|  | 1000A TPN Change Over Switch L&T CO51000OOOO | Standard Buying | 49436.1 | Nos | 1 | 1 | 1000A TPN Change Over Switch L&T CO51000OOOO | Electrical Components | Text: 1000A TPN Change Over Switch L&T CO51000OOOO; Check: 1; Check: 0; Link: INR; Int: 0
|  | 1250A TPN Change Over Switch L&T CO61250OOOO | Standard Buying | 64719.9 | Nos | 1 | 1 | 1250A TPN Change Over Switch L&T CO61250OOOO | Electrical Components | Text: 1250A TPN Change Over Switch L&T CO61250OOOO; Check: 1; Check: 0; Link: INR; Int: 0
|  | 1600A TPN Change Over Switch L&T CO61600OOOO | Standard Buying | 75757.5 | Nos | 1 | 1 | 1600A TPN Change Over Switch L&T CO61600OOOO | Electrical Components | Text: 1600A TPN Change Over Switch L&T CO61600OOOO; Check: 1; Check: 0; Link: INR; Int: 0
|  | 2000A TPN Change Over Switch L&T CO62000OOOO | Standard Buying | 91368.9 | Nos | 1 | 1 | 2000A TPN Change Over Switch L&T CO62000OOOO | Electrical Components | Text: 2000A TPN Change Over Switch L&T CO62000OOOO; Check: 1; Check: 0; Link: INR; Int: 0
|  | 32A 2P SFU L&T SK95594 | Standard Buying | 954.45 | Nos | 1 | 1 | 32A 2P SFU L&T SK95594 | Electrical Components | Text: 32A 2P SFU L&T SK95594; Check: 1; Check: 0; Link: INR; Int: 0
|  | 63A 2P SFU L&T SK95595 | Standard Buying | 1316.7 | Nos | 1 | 1 | 63A 2P SFU L&T SK95595 | Electrical Components | Text: 63A 2P SFU L&T SK95595; Check: 1; Check: 0; Link: INR; Int: 0
|  | 100A 2P SFU L&T ST35086 | Standard Buying | 2674.35 | Nos | 1 | 1 | 100A 2P SFU L&T ST35086 | Electrical Components | Text: 100A 2P SFU L&T ST35086; Check: 1; Check: 0; Link: INR; Int: 0
|  | 125A 2P SFU L&T ST35087 | Standard Buying | 3408.3 | Nos | 1 | 1 | 125A 2P SFU L&T ST35087 | Electrical Components | Text: 125A 2P SFU L&T ST35087; Check: 1; Check: 0; Link: INR; Int: 0
|  | 160A 2P SFU L&T ST35088 | Standard Buying | 3647.7 | Nos | 1 | 1 | 160A 2P SFU L&T ST35088 | Electrical Components | Text: 160A 2P SFU L&T ST35088; Check: 1; Check: 0; Link: INR; Int: 0
|  | 200A 2P SFU L&T ST35089 | Standard Buying | 4567.5 | Nos | 1 | 1 | 200A 2P SFU L&T ST35089 | Electrical Components | Text: 200A 2P SFU L&T ST35089; Check: 1; Check: 0; Link: INR; Int: 0
|  | 250A 2P SFU L&T ST31674 | Standard Buying | 5490.45 | Nos | 1 | 1 | 250A 2P SFU L&T ST31674 | Electrical Components | Text: 250A 2P SFU L&T ST31674; Check: 1; Check: 0; Link: INR; Int: 0
|  | 315A 2P SFU L&T ST38930 | Standard Buying | 7172.55 | Nos | 1 | 1 | 315A 2P SFU L&T ST38930 | Electrical Components | Text: 315A 2P SFU L&T ST38930; Check: 1; Check: 0; Link: INR; Int: 0
|  | 400A 2P SFU L&T ST31676 | Standard Buying | 8561.7 | Nos | 1 | 1 | 400A 2P SFU L&T ST31676 | Electrical Components | Text: 400A 2P SFU L&T ST31676; Check: 1; Check: 0; Link: INR; Int: 0
|  | 630A 2P SFU L&T ST35090 | Standard Buying | 13815.9 | Nos | 1 | 1 | 630A 2P SFU L&T ST35090 | Electrical Components | Text: 630A 2P SFU L&T ST35090; Check: 1; Check: 0; Link: INR; Int: 0
|  | 32A TPN Bolted Fuse Link SFU L&T SK95653 | Standard Buying | 1096.2 | Nos | 1 | 1 | 32A TPN Bolted Fuse Link SFU L&T SK95653 | Electrical Components | Text: 32A TPN Bolted Fuse Link SFU L&T SK95653; Check: 1; Check: 0; Link: INR; Int: 0
|  | 63A TPN Bolted Fuse Link SFU L&T SK95651 | Standard Buying | 1562.4 | Nos | 1 | 1 | 63A TPN Bolted Fuse Link SFU L&T SK95651 | Electrical Components | Text: 63A TPN Bolted Fuse Link SFU L&T SK95651; Check: 1; Check: 0; Link: INR; Int: 0
|  | 100A TPN Bolted Fuse Link SFU L&T SK95570 | Standard Buying | 3118.5 | Nos | 1 | 1 | 100A TPN Bolted Fuse Link SFU L&T SK95570 | Electrical Components | Text: 100A TPN Bolted Fuse Link SFU L&T SK95570; Check: 1; Check: 0; Link: INR; Int: 0
|  | 125A TPN Bolted Fuse Link SFU L&T SK95009 | Standard Buying | 4095 | Nos | 1 | 1 | 125A TPN Bolted Fuse Link SFU L&T SK95009 | Electrical Components | Text: 125A TPN Bolted Fuse Link SFU L&T SK95009; Check: 1; Check: 0; Link: INR; Int: 0
|  | 160A TPN Bolted Fuse Link SFU L&T SK95714 | Standard Buying | 4454.1 | Nos | 1 | 1 | 160A TPN Bolted Fuse Link SFU L&T SK95714 | Electrical Components | Text: 160A TPN Bolted Fuse Link SFU L&T SK95714; Check: 1; Check: 0; Link: INR; Int: 0
|  | 200A TPN Bolted Fuse Link SFU L&T SK95588 | Standard Buying | 5600.7 | Nos | 1 | 1 | 200A TPN Bolted Fuse Link SFU L&T SK95588 | Electrical Components | Text: 200A TPN Bolted Fuse Link SFU L&T SK95588; Check: 1; Check: 0; Link: INR; Int: 0
|  | 250A TPN Bolted Fuse Link SFU L&T SK95682 | Standard Buying | 7030.8 | Nos | 1 | 1 | 250A TPN Bolted Fuse Link SFU L&T SK95682 | Electrical Components | Text: 250A TPN Bolted Fuse Link SFU L&T SK95682; Check: 1; Check: 0; Link: INR; Int: 0
|  | 315A TPN Bolted Fuse Link SFU L&T SK95590 | Standard Buying | 8700.3 | Nos | 1 | 1 | 315A TPN Bolted Fuse Link SFU L&T SK95590 | Electrical Components | Text: 315A TPN Bolted Fuse Link SFU L&T SK95590; Check: 1; Check: 0; Link: INR; Int: 0
|  | 400A TPN Bolted Fuse Link SFU L&T SK95591 | Standard Buying | 10224.9 | Nos | 1 | 1 | 400A TPN Bolted Fuse Link SFU L&T SK95591 | Electrical Components | Text: 400A TPN Bolted Fuse Link SFU L&T SK95591; Check: 1; Check: 0; Link: INR; Int: 0
|  | 630A TPN Bolted Fuse Link SFU L&T SK95592 | Standard Buying | 16808.4 | Nos | 1 | 1 | 630A TPN Bolted Fuse Link SFU L&T SK95592 | Electrical Components | Text: 630A TPN Bolted Fuse Link SFU L&T SK95592; Check: 1; Check: 0; Link: INR; Int: 0
|  | 32A TPN DIN Fuse Link SFU L&T SK95518 | Standard Buying | 1174.95 | Nos | 1 | 1 | 32A TPN DIN Fuse Link SFU L&T SK95518 | Electrical Components | Text: 32A TPN DIN Fuse Link SFU L&T SK95518; Check: 1; Check: 0; Link: INR; Int: 0
|  | 32A TPN CE* DIN Fuse Link SFU L&T SK95703 | Standard Buying | 1058.4 | Nos | 1 | 1 | 32A TPN CE* DIN Fuse Link SFU L&T SK95703 | Electrical Components | Text: 32A TPN CE* DIN Fuse Link SFU L&T SK95703; Check: 1; Check: 0; Link: INR; Int: 0
|  | 63A TPN DIN Fuse Link SFU L&T SK95421 | Standard Buying | 1625.4 | Nos | 1 | 1 | 63A TPN DIN Fuse Link SFU L&T SK95421 | Electrical Components | Text: 63A TPN DIN Fuse Link SFU L&T SK95421; Check: 1; Check: 0; Link: INR; Int: 0
|  | 63A TPN CE* DIN Fuse Link SFU L&T SK95704 | Standard Buying | 1467.9 | Nos | 1 | 1 | 63A TPN CE* DIN Fuse Link SFU L&T SK95704 | Electrical Components | Text: 63A TPN CE* DIN Fuse Link SFU L&T SK95704; Check: 1; Check: 0; Link: INR; Int: 0
|  | 100A TPN DIN Fuse Link SFU L&T SK95568 | Standard Buying | 3351.6 | Nos | 1 | 1 | 100A TPN DIN Fuse Link SFU L&T SK95568 | Electrical Components | Text: 100A TPN DIN Fuse Link SFU L&T SK95568; Check: 1; Check: 0; Link: INR; Int: 0
|  | 125A TPN DIN Fuse Link SFU L&T SK95001 | Standard Buying | 4406.85 | Nos | 1 | 1 | 125A TPN DIN Fuse Link SFU L&T SK95001 | Electrical Components | Text: 125A TPN DIN Fuse Link SFU L&T SK95001; Check: 1; Check: 0; Link: INR; Int: 0
|  | 160A TPN DIN Fuse Link SFU L&T SK95713 | Standard Buying | 4778.55 | Nos | 1 | 1 | 160A TPN DIN Fuse Link SFU L&T SK95713 | Electrical Components | Text: 160A TPN DIN Fuse Link SFU L&T SK95713; Check: 1; Check: 0; Link: INR; Int: 0
|  | 200A TPN DIN Fuse Link SFU L&T SK95418 | Standard Buying | 6252.75 | Nos | 1 | 1 | 200A TPN DIN Fuse Link SFU L&T SK95418 | Electrical Components | Text: 200A TPN DIN Fuse Link SFU L&T SK95418; Check: 1; Check: 0; Link: INR; Int: 0
|  | 250A TPN DIN Fuse Link SFU L&T SK95642 | Standard Buying | 7421.4 | Nos | 1 | 1 | 250A TPN DIN Fuse Link SFU L&T SK95642 | Electrical Components | Text: 250A TPN DIN Fuse Link SFU L&T SK95642; Check: 1; Check: 0; Link: INR; Int: 0
|  | 315A TPN DIN Fuse Link SFU L&T SK95461 | Standard Buying | 9175.95 | Nos | 1 | 1 | 315A TPN DIN Fuse Link SFU L&T SK95461 | Electrical Components | Text: 315A TPN DIN Fuse Link SFU L&T SK95461; Check: 1; Check: 0; Link: INR; Int: 0
|  | 400A TPN DIN Fuse Link SFU L&T SK95481 | Standard Buying | 11053.35 | Nos | 1 | 1 | 400A TPN DIN Fuse Link SFU L&T SK95481 | Electrical Components | Text: 400A TPN DIN Fuse Link SFU L&T SK95481; Check: 1; Check: 0; Link: INR; Int: 0
|  | 630A TPN DIN Fuse Link SFU L&T SK95521 | Standard Buying | 17781.75 | Nos | 1 | 1 | 630A TPN DIN Fuse Link SFU L&T SK95521 | Electrical Components | Text: 630A TPN DIN Fuse Link SFU L&T SK95521; Check: 1; Check: 0; Link: INR; Int: 0
|  | 800A TPN DIN Fuse Link SFU L&T SK95679 | Standard Buying | 19296.9 | Nos | 1 | 1 | 800A TPN DIN Fuse Link SFU L&T SK95679 | Electrical Components | Text: 800A TPN DIN Fuse Link SFU L&T SK95679; Check: 1; Check: 0; Link: INR; Int: 0
|  | 32A FP DIN Fuse Link SFU L&T SK95518 | Standard Buying | 1174.95 | Nos | 1 | 1 | 32A FP DIN Fuse Link SFU L&T SK95518 | Electrical Components | Text: 32A FP DIN Fuse Link SFU L&T SK95518; Check: 1; Check: 0; Link: INR; Int: 0
|  | 32A FP CE* DIN Fuse Link SFU L&T SK95703 | Standard Buying | 1058.4 | Nos | 1 | 1 | 32A FP CE* DIN Fuse Link SFU L&T SK95703 | Electrical Components | Text: 32A FP CE* DIN Fuse Link SFU L&T SK95703; Check: 1; Check: 0; Link: INR; Int: 0
|  | 63A FP DIN Fuse Link SFU L&T SK95421 | Standard Buying | 1625.4 | Nos | 1 | 1 | 63A FP DIN Fuse Link SFU L&T SK95421 | Electrical Components | Text: 63A FP DIN Fuse Link SFU L&T SK95421; Check: 1; Check: 0; Link: INR; Int: 0
|  | 63A FP CE* DIN Fuse Link SFU L&T SK95704 | Standard Buying | 1467.9 | Nos | 1 | 1 | 63A FP CE* DIN Fuse Link SFU L&T SK95704 | Electrical Components | Text: 63A FP CE* DIN Fuse Link SFU L&T SK95704; Check: 1; Check: 0; Link: INR; Int: 0
|  | 100A FP DIN Fuse Link SFU L&T SK90496 | Standard Buying | 4025.7 | Nos | 1 | 1 | 100A FP DIN Fuse Link SFU L&T SK90496 | Electrical Components | Text: 100A FP DIN Fuse Link SFU L&T SK90496; Check: 1; Check: 0; Link: INR; Int: 0
|  | 125A FP DIN Fuse Link SFU L&T SK90497 | Standard Buying | 521.01 | Nos | 1 | 1 | 125A FP DIN Fuse Link SFU L&T SK90497 | Electrical Components | Text: 125A FP DIN Fuse Link SFU L&T SK90497; Check: 1; Check: 0; Link: INR; Int: 0
|  | 160A FP DIN Fuse Link SFU L&T SK90498 | Standard Buying | 5758.2 | Nos | 1 | 1 | 160A FP DIN Fuse Link SFU L&T SK90498 | Electrical Components | Text: 160A FP DIN Fuse Link SFU L&T SK90498; Check: 1; Check: 0; Link: INR; Int: 0
|  | 200A FP DIN Fuse Link SFU L&T SK90471 | Standard Buying | 6926.85 | Nos | 1 | 1 | 200A FP DIN Fuse Link SFU L&T SK90471 | Electrical Components | Text: 200A FP DIN Fuse Link SFU L&T SK90471; Check: 1; Check: 0; Link: INR; Int: 0
|  | 250A FP DIN Fuse Link SFU L&T SK90472 | Standard Buying | 8019.9 | Nos | 1 | 1 | 250A FP DIN Fuse Link SFU L&T SK90472 | Electrical Components | Text: 250A FP DIN Fuse Link SFU L&T SK90472; Check: 1; Check: 0; Link: INR; Int: 0
|  | 315A FP DIN Fuse Link SFU L&T SK90473 | Standard Buying | 9809.1 | Nos | 1 | 1 | 315A FP DIN Fuse Link SFU L&T SK90473 | Electrical Components | Text: 315A FP DIN Fuse Link SFU L&T SK90473; Check: 1; Check: 0; Link: INR; Int: 0
|  | 400A FP DIN Fuse Link SFU L&T SK90480 | Standard Buying | 11629.8 | Nos | 1 | 1 | 400A FP DIN Fuse Link SFU L&T SK90480 | Electrical Components | Text: 400A FP DIN Fuse Link SFU L&T SK90480; Check: 1; Check: 0; Link: INR; Int: 0
|  | 630A FP DIN Fuse Link SFU L&T SK90481 | Standard Buying | 18629.1 | Nos | 1 | 1 | 630A FP DIN Fuse Link SFU L&T SK90481 | Electrical Components | Text: 630A FP DIN Fuse Link SFU L&T SK90481; Check: 1; Check: 0; Link: INR; Int: 0
|  | 800A FP DIN Fuse Link SFU L&T SK90482 | Standard Buying | 20156.85 | Nos | 1 | 1 | 800A FP DIN Fuse Link SFU L&T SK90482 | Electrical Components | Text: 800A FP DIN Fuse Link SFU L&T SK90482; Check: 1; Check: 0; Link: INR; Int: 0
|  | 32A HRC Fuse Holder HF Type Fuse Link L&T SK91314 | Standard Buying | 119.7 | Nos | 1 | 1 | 32A HRC Fuse Holder HF Type Fuse Link L&T SK91314 | Electrical Components | Text: 32A HRC Fuse Holder HF Type Fuse Link L&T SK91314; Check: 1; Check: 0; Link: INR; Int: 0
|  | 63A HRC Fuse Holder HF Type Fuse Link L&T SK91043 | Standard Buying | 132.3 | Nos | 1 | 1 | 63A HRC Fuse Holder HF Type Fuse Link L&T SK91043 | Electrical Components | Text: 63A HRC Fuse Holder HF Type Fuse Link L&T SK91043; Check: 1; Check: 0; Link: INR; Int: 0
|  | 160A HRC Fuse Holder HN-Size 000 & 00 Type Fuse Link L&T SK90405 | Standard Buying | 207.9 | Nos | 1 | 1 | 160A HRC Fuse Holder HN-Size 000 & 00 Type Fuse Link L&T SK90405 | Electrical Components | Text: 160A HRC Fuse Holder HN-Size 000 & 00 Type Fuse Link L&T SK90405; Check: 1; Check: 0; Link: INR; Int: 0
|  | 250A HRC Fuse Holder HN-Size 0 & 1 L&T SK90406 | Standard Buying | 437.85 | Nos | 1 | 1 | 250A HRC Fuse Holder HN-Size 0 & 1 L&T SK90406 | Electrical Components | Text: 250A HRC Fuse Holder HN-Size 0 & 1 L&T SK90406; Check: 1; Check: 0; Link: INR; Int: 0
|  | 800A HRC Fuse Holder HN-Size 2 & 3 L&T SK91051 | Standard Buying | 834.75 | Nos | 1 | 1 | 800A HRC Fuse Holder HN-Size 2 & 3 L&T SK91051 | Electrical Components | Text: 800A HRC Fuse Holder HN-Size 2 & 3 L&T SK91051; Check: 1; Check: 0; Link: INR; Int: 0
|  | 2A Type HF HRC Fuse L&T SF90144 | Standard Buying | 63 | Nos | 1 | 1 | 2A Type HF HRC Fuse L&T SF90144 | Electrical Components | Text: 2A Type HF HRC Fuse L&T SF90144; Check: 1; Check: 0; Link: INR; Int: 0
|  | 4A Type HF HRC Fuse L&T SF90145 | Standard Buying | 63 | Nos | 1 | 1 | 4A Type HF HRC Fuse L&T SF90145 | Electrical Components | Text: 4A Type HF HRC Fuse L&T SF90145; Check: 1; Check: 0; Link: INR; Int: 0
|  | 6A Type HF HRC Fuse L&T SF90146 | Standard Buying | 63 | Nos | 1 | 1 | 6A Type HF HRC Fuse L&T SF90146 | Electrical Components | Text: 6A Type HF HRC Fuse L&T SF90146; Check: 1; Check: 0; Link: INR; Int: 0
|  | 8A Type HF HRC Fuse L&T SF90147 | Standard Buying | 63 | Nos | 1 | 1 | 8A Type HF HRC Fuse L&T SF90147 | Electrical Components | Text: 8A Type HF HRC Fuse L&T SF90147; Check: 1; Check: 0; Link: INR; Int: 0
|  | 10A Type HF HRC Fuse L&T SF90148 | Standard Buying | 63 | Nos | 1 | 1 | 10A Type HF HRC Fuse L&T SF90148 | Electrical Components | Text: 10A Type HF HRC Fuse L&T SF90148; Check: 1; Check: 0; Link: INR; Int: 0
|  | 16A Type HF HRC Fuse L&T SF90150 | Standard Buying | 63 | Nos | 1 | 1 | 16A Type HF HRC Fuse L&T SF90150 | Electrical Components | Text: 16A Type HF HRC Fuse L&T SF90150; Check: 1; Check: 0; Link: INR; Int: 0
|  | 20A Type HF HRC Fuse L&T SF90151 | Standard Buying | 63 | Nos | 1 | 1 | 20A Type HF HRC Fuse L&T SF90151 | Electrical Components | Text: 20A Type HF HRC Fuse L&T SF90151; Check: 1; Check: 0; Link: INR; Int: 0
|  | 25A Type HF HRC Fuse L&T SF90152 | Standard Buying | 63 | Nos | 1 | 1 | 25A Type HF HRC Fuse L&T SF90152 | Electrical Components | Text: 25A Type HF HRC Fuse L&T SF90152; Check: 1; Check: 0; Link: INR; Int: 0
|  | 32A Type HF HRC Fuse L&T SF90142 | Standard Buying | 63 | Nos | 1 | 1 | 32A Type HF HRC Fuse L&T SF90142 | Electrical Components | Text: 32A Type HF HRC Fuse L&T SF90142; Check: 1; Check: 0; Link: INR; Int: 0
|  | 40A Type HF HRC Fuse L&T SF90143 | Standard Buying | 69.3 | Nos | 1 | 1 | 40A Type HF HRC Fuse L&T SF90143 | Electrical Components | Text: 40A Type HF HRC Fuse L&T SF90143; Check: 1; Check: 0; Link: INR; Int: 0
|  | 50A Type HF HRC Fuse L&T SF90158 | Standard Buying | 148.68 | Nos | 1 | 1 | 50A Type HF HRC Fuse L&T SF90158 | Electrical Components | Text: 50A Type HF HRC Fuse L&T SF90158; Check: 1; Check: 0; Link: INR; Int: 0
|  | 63A Type HF HRC Fuse L&T SF90159 | Standard Buying | 186.48 | Nos | 1 | 1 | 63A Type HF HRC Fuse L&T SF90159 | Electrical Components | Text: 63A Type HF HRC Fuse L&T SF90159; Check: 1; Check: 0; Link: INR; Int: 0
|  | 63A Size 000 Type HN HRC Fuse L&T SF94940 | Standard Buying | 195.3 | Nos | 1 | 1 | 63A Size 000 Type HN HRC Fuse L&T SF94940 | Electrical Components | Text: 63A Size 000 Type HN HRC Fuse L&T SF94940; Check: 1; Check: 0; Link: INR; Int: 0
|  | 80A Size 000 Type HN HRC Fuse L&T SF94941 | Standard Buying | 207.9 | Nos | 1 | 1 | 80A Size 000 Type HN HRC Fuse L&T SF94941 | Electrical Components | Text: 80A Size 000 Type HN HRC Fuse L&T SF94941; Check: 1; Check: 0; Link: INR; Int: 0
|  | 100A Size 000 Type HN HRC Fuse L&T SF94942 | Standard Buying | 207.9 | Nos | 1 | 1 | 100A Size 000 Type HN HRC Fuse L&T SF94942 | Electrical Components | Text: 100A Size 000 Type HN HRC Fuse L&T SF94942; Check: 1; Check: 0; Link: INR; Int: 0
|  | 125A Size 000 Type HN HRC Fuse L&T SF94946 | Standard Buying | 245.7 | Nos | 1 | 1 | 125A Size 000 Type HN HRC Fuse L&T SF94946 | Electrical Components | Text: 125A Size 000 Type HN HRC Fuse L&T SF94946; Check: 1; Check: 0; Link: INR; Int: 0
|  | 63A Size 00 Type HN HRC Fuse L&T SF94027 | Standard Buying | 264.6 | Nos | 1 | 1 | 63A Size 00 Type HN HRC Fuse L&T SF94027 | Electrical Components | Text: 63A Size 00 Type HN HRC Fuse L&T SF94027; Check: 1; Check: 0; Link: INR; Int: 0
|  | 80A Size 00 Type HN HRC Fuse L&T SF94028 | Standard Buying | 264.6 | Nos | 1 | 1 | 80A Size 00 Type HN HRC Fuse L&T SF94028 | Electrical Components | Text: 80A Size 00 Type HN HRC Fuse L&T SF94028; Check: 1; Check: 0; Link: INR; Int: 0
|  | 100A Size 00 Type HN HRC Fuse L&T SF94029 | Standard Buying | 264.6 | Nos | 1 | 1 | 100A Size 00 Type HN HRC Fuse L&T SF94029 | Electrical Components | Text: 100A Size 00 Type HN HRC Fuse L&T SF94029; Check: 1; Check: 0; Link: INR; Int: 0
|  | 125A Size 00 Type HN HRC Fuse L&T SF94030 | Standard Buying | 274.05 | Nos | 1 | 1 | 125A Size 00 Type HN HRC Fuse L&T SF94030 | Electrical Components | Text: 125A Size 00 Type HN HRC Fuse L&T SF94030; Check: 1; Check: 0; Link: INR; Int: 0
|  | 160A Size 00 Type HN HRC Fuse L&T SF94939 | Standard Buying | 274.05 | Nos | 1 | 1 | 160A Size 00 Type HN HRC Fuse L&T SF94939 | Electrical Components | Text: 160A Size 00 Type HN HRC Fuse L&T SF94939; Check: 1; Check: 0; Link: INR; Int: 0
|  | 80A Size 0 Type HN HRC Fuse L&T SF94128 | Standard Buying | 352.8 | Nos | 1 | 1 | 80A Size 0 Type HN HRC Fuse L&T SF94128 | Electrical Components | Text: 80A Size 0 Type HN HRC Fuse L&T SF94128; Check: 1; Check: 0; Link: INR; Int: 0
|  | 100A Size 0 Type HN HRC Fuse L&T SF94129 | Standard Buying | 352.8 | Nos | 1 | 1 | 100A Size 0 Type HN HRC Fuse L&T SF94129 | Electrical Components | Text: 100A Size 0 Type HN HRC Fuse L&T SF94129; Check: 1; Check: 0; Link: INR; Int: 0
|  | 125A Size 0 Type HN HRC Fuse L&T SF94130 | Standard Buying | 352.8 | Nos | 1 | 1 | 125A Size 0 Type HN HRC Fuse L&T SF94130 | Electrical Components | Text: 125A Size 0 Type HN HRC Fuse L&T SF94130; Check: 1; Check: 0; Link: INR; Int: 0
|  | 160A Size 0 Type HN HRC Fuse L&T SF94131 | Standard Buying | 359.1 | Nos | 1 | 1 | 160A Size 0 Type HN HRC Fuse L&T SF94131 | Electrical Components | Text: 160A Size 0 Type HN HRC Fuse L&T SF94131; Check: 1; Check: 0; Link: INR; Int: 0
|  | 200A Size 0 Type HN HRC Fuse L&T SF94132 | Standard Buying | 359.1 | Nos | 1 | 1 | 200A Size 0 Type HN HRC Fuse L&T SF94132 | Electrical Components | Text: 200A Size 0 Type HN HRC Fuse L&T SF94132; Check: 1; Check: 0; Link: INR; Int: 0
|  | 125A Size 1 Type HN HRC Fuse L&T SF94230 | Standard Buying | 371.7 | Nos | 1 | 1 | 125A Size 1 Type HN HRC Fuse L&T SF94230 | Electrical Components | Text: 125A Size 1 Type HN HRC Fuse L&T SF94230; Check: 1; Check: 0; Link: INR; Int: 0
|  | 160A Size 1 Type HN HRC Fuse L&T SF94231 | Standard Buying | 390.6 | Nos | 1 | 1 | 160A Size 1 Type HN HRC Fuse L&T SF94231 | Electrical Components | Text: 160A Size 1 Type HN HRC Fuse L&T SF94231; Check: 1; Check: 0; Link: INR; Int: 0
|  | 200A Size 1 Type HN HRC Fuse L&T SF94232 | Standard Buying | 393.75 | Nos | 1 | 1 | 200A Size 1 Type HN HRC Fuse L&T SF94232 | Electrical Components | Text: 200A Size 1 Type HN HRC Fuse L&T SF94232; Check: 1; Check: 0; Link: INR; Int: 0
|  | 250A Size 1 Type HN HRC Fuse L&T SF94233 | Standard Buying | 431.55 | Nos | 1 | 1 | 250A Size 1 Type HN HRC Fuse L&T SF94233 | Electrical Components | Text: 250A Size 1 Type HN HRC Fuse L&T SF94233; Check: 1; Check: 0; Link: INR; Int: 0
|  | 315A Size 1 Type HN HRC Fuse L&T SF94234 | Standard Buying | 510.3 | Nos | 1 | 1 | 315A Size 1 Type HN HRC Fuse L&T SF94234 | Electrical Components | Text: 315A Size 1 Type HN HRC Fuse L&T SF94234; Check: 1; Check: 0; Link: INR; Int: 0
|  | 200A Size 2 Type HN HRC Fuse L&T SF94332 | Standard Buying | 535.5 | Nos | 1 | 1 | 200A Size 2 Type HN HRC Fuse L&T SF94332 | Electrical Components | Text: 200A Size 2 Type HN HRC Fuse L&T SF94332; Check: 1; Check: 0; Link: INR; Int: 0
|  | 250A Size 2 Type HN HRC Fuse L&T SF94333 | Standard Buying | 557.55 | Nos | 1 | 1 | 250A Size 2 Type HN HRC Fuse L&T SF94333 | Electrical Components | Text: 250A Size 2 Type HN HRC Fuse L&T SF94333; Check: 1; Check: 0; Link: INR; Int: 0
|  | 315A Size 2 Type HN HRC Fuse L&T SF94334 | Standard Buying | 560.7 | Nos | 1 | 1 | 315A Size 2 Type HN HRC Fuse L&T SF94334 | Electrical Components | Text: 315A Size 2 Type HN HRC Fuse L&T SF94334; Check: 1; Check: 0; Link: INR; Int: 0
|  | 400A Size 2 Type HN HRC Fuse L&T SF94335 | Standard Buying | 563.85 | Nos | 1 | 1 | 400A Size 2 Type HN HRC Fuse L&T SF94335 | Electrical Components | Text: 400A Size 2 Type HN HRC Fuse L&T SF94335; Check: 1; Check: 0; Link: INR; Int: 0
|  | 315A Size 3 Type HN HRC Fuse L&T SF94434 | Standard Buying | 793.8 | Nos | 1 | 1 | 315A Size 3 Type HN HRC Fuse L&T SF94434 | Electrical Components | Text: 315A Size 3 Type HN HRC Fuse L&T SF94434; Check: 1; Check: 0; Link: INR; Int: 0
|  | 400A Size 3 Type HN HRC Fuse L&T SF94435 | Standard Buying | 793.8 | Nos | 1 | 1 | 400A Size 3 Type HN HRC Fuse L&T SF94435 | Electrical Components | Text: 400A Size 3 Type HN HRC Fuse L&T SF94435; Check: 1; Check: 0; Link: INR; Int: 0
|  | 500A Size 3 Type HN HRC Fuse L&T SF94436 | Standard Buying | 894.6 | Nos | 1 | 1 | 500A Size 3 Type HN HRC Fuse L&T SF94436 | Electrical Components | Text: 500A Size 3 Type HN HRC Fuse L&T SF94436; Check: 1; Check: 0; Link: INR; Int: 0
|  | 630A Size 3 Type HN HRC Fuse L&T SF94437 | Standard Buying | 910.35 | Nos | 1 | 1 | 630A Size 3 Type HN HRC Fuse L&T SF94437 | Electrical Components | Text: 630A Size 3 Type HN HRC Fuse L&T SF94437; Check: 1; Check: 0; Link: INR; Int: 0
|  | 800A Size 3 Type HN HRC Fuse L&T SF94938 | Standard Buying | 1108.8 | Nos | 1 | 1 | 800A Size 3 Type HN HRC Fuse L&T SF94938 | Electrical Components | Text: 800A Size 3 Type HN HRC Fuse L&T SF94938; Check: 1; Check: 0; Link: INR; Int: 0
|  | 32A TPN Isolator L&T SK95541OOOO | Standard Buying | 1212.75 | Nos | 1 | 1 | 32A TPN Isolator L&T SK95541OOOO | Electrical Components | Text: 32A TPN Isolator L&T SK95541OOOO; Check: 1; Check: 0; Link: INR; Int: 0
|  | 63A TPN Isolator L&T SK95540OOOO | Standard Buying | 1697.85 | Nos | 1 | 1 | 63A TPN Isolator L&T SK95540OOOO | Electrical Components | Text: 63A TPN Isolator L&T SK95540OOOO; Check: 1; Check: 0; Link: INR; Int: 0
|  | 100A TPN Isolator L&T SK95571OOOO | Standard Buying | 3027.15 | Nos | 1 | 1 | 100A TPN Isolator L&T SK95571OOOO | Electrical Components | Text: 100A TPN Isolator L&T SK95571OOOO; Check: 1; Check: 0; Link: INR; Int: 0
|  | 125A TPN Isolator L&T SK95405OOOO | Standard Buying | 3767.4 | Nos | 1 | 1 | 125A TPN Isolator L&T SK95405OOOO | Electrical Components | Text: 125A TPN Isolator L&T SK95405OOOO; Check: 1; Check: 0; Link: INR; Int: 0
|  | 200A TPN Isolator L&T SK95607OOOO | Standard Buying | 5143.95 | Nos | 1 | 1 | 200A TPN Isolator L&T SK95607OOOO | Electrical Components | Text: 200A TPN Isolator L&T SK95607OOOO; Check: 1; Check: 0; Link: INR; Int: 0
|  | 250A TPN Isolator L&T SK95683OOOO | Standard Buying | 6545.7 | Nos | 1 | 1 | 250A TPN Isolator L&T SK95683OOOO | Electrical Components | Text: 250A TPN Isolator L&T SK95683OOOO; Check: 1; Check: 0; Link: INR; Int: 0
|  | 315A TPN Isolator L&T SK95609OOOO | Standard Buying | 7273.35 | Nos | 1 | 1 | 315A TPN Isolator L&T SK95609OOOO | Electrical Components | Text: 315A TPN Isolator L&T SK95609OOOO; Check: 1; Check: 0; Link: INR; Int: 0
|  | 400A TPN Isolator L&T SK95610OOOO | Standard Buying | 9651.6 | Nos | 1 | 1 | 400A TPN Isolator L&T SK95610OOOO | Electrical Components | Text: 400A TPN Isolator L&T SK95610OOOO; Check: 1; Check: 0; Link: INR; Int: 0
|  | 630A TPN Isolator L&T SK95611OOOO | Standard Buying | 14080.5 | Nos | 1 | 1 | 630A TPN Isolator L&T SK95611OOOO | Electrical Components | Text: 630A TPN Isolator L&T SK95611OOOO; Check: 1; Check: 0; Link: INR; Int: 0
|  | 800A TPN Isolator L&T SK95551OOOO | Standard Buying | 15762.6 | Nos | 1 | 1 | 800A TPN Isolator L&T SK95551OOOO | Electrical Components | Text: 800A TPN Isolator L&T SK95551OOOO; Check: 1; Check: 0; Link: INR; Int: 0
|  | 1000A TPN Isolator L&T SK95710OOOO | Standard Buying | 20764.8 | Nos | 1 | 1 | 1000A TPN Isolator L&T SK95710OOOO | Electrical Components | Text: 1000A TPN Isolator L&T SK95710OOOO; Check: 1; Check: 0; Link: INR; Int: 0
|  | 1000ACOS SD 1000 4P Isolator L&T COS1000OO40 | Standard Buying | 24103.8 | Nos | 1 | 1 | 1000ACOS SD 1000 4P Isolator L&T COS1000OO40 | Electrical Components | Text: 1000ACOS SD 1000 4P Isolator L&T COS1000OO40; Check: 1; Check: 0; Link: INR; Int: 0
|  | 1250ACOS SD 1250 4P Isolator L&T COS1250OO40 | Standard Buying | 27033.3 | Nos | 1 | 1 | 1250ACOS SD 1250 4P Isolator L&T COS1250OO40 | Electrical Components | Text: 1250ACOS SD 1250 4P Isolator L&T COS1250OO40; Check: 1; Check: 0; Link: INR; Int: 0
|  | 1600ACOS SD 1600 4P Isolator L&T COS1600OO40 | Standard Buying | 37541.7 | Nos | 1 | 1 | 1600ACOS SD 1600 4P Isolator L&T COS1600OO40 | Electrical Components | Text: 1600ACOS SD 1600 4P Isolator L&T COS1600OO40; Check: 1; Check: 0; Link: INR; Int: 0
|  | 2000ACOS SD 2000 4P Isolator L&T COS2000OO40 | Standard Buying | 46626.3 | Nos | 1 | 1 | 2000ACOS SD 2000 4P Isolator L&T COS2000OO40 | Electrical Components | Text: 2000ACOS SD 2000 4P Isolator L&T COS2000OO40; Check: 1; Check: 0; Link: INR; Int: 0
|  | Neutral Kit FN100/125/160 L&T SK95233 | Standard Buying | 2218.5 | Nos | 1 | 1 | Neutral Kit FN100/125/160 L&T SK95233 | Electrical Components | Text: Neutral Kit FN100/125/160 L&T SK95233; Check: 1; Check: 0; Link: INR; Int: 0
|  | Neutral Kit FN200/250 L&T SK95516 | Standard Buying | 2278 | Nos | 1 | 1 | Neutral Kit FN200/250 L&T SK95516 | Electrical Components | Text: Neutral Kit FN200/250 L&T SK95516; Check: 1; Check: 0; Link: INR; Int: 0
|  | Neutral Kit FN315/400 L&T SK95517 | Standard Buying | 2371.5 | Nos | 1 | 1 | Neutral Kit FN315/400 L&T SK95517 | Electrical Components | Text: Neutral Kit FN315/400 L&T SK95517; Check: 1; Check: 0; Link: INR; Int: 0
|  | Neutral Kit FN630/800 L&T SK95546 | Standard Buying | 3213 | Nos | 1 | 1 | Neutral Kit FN630/800 L&T SK95546 | Electrical Components | Text: Neutral Kit FN630/800 L&T SK95546; Check: 1; Check: 0; Link: INR; Int: 0
|  | 20A 18kA Triple Pole DU100D TMR MCCB L&T CM90517OOCO | Standard Buying | 2431.8 | Nos | 1 | 1 | 20A 18kA Triple Pole DU100D TMR MCCB L&T CM90517OOCO | Electrical Components | Text: 20A 18kA Triple Pole DU100D TMR MCCB L&T CM90517OOCO; Check: 1; Check: 0; Link: INR; Int: 0
|  | 25A 18kA Triple Pole DU100D TMR MCCB L&T CM90517OODO | Standard Buying | 2431.8 | Nos | 1 | 1 | 25A 18kA Triple Pole DU100D TMR MCCB L&T CM90517OODO | Electrical Components | Text: 25A 18kA Triple Pole DU100D TMR MCCB L&T CM90517OODO; Check: 1; Check: 0; Link: INR; Int: 0
|  | 32A 18kA Triple Pole DU100D TMR MCCB L&T CM90517OOEO | Standard Buying | 2431.8 | Nos | 1 | 1 | 32A 18kA Triple Pole DU100D TMR MCCB L&T CM90517OOEO | Electrical Components | Text: 32A 18kA Triple Pole DU100D TMR MCCB L&T CM90517OOEO; Check: 1; Check: 0; Link: INR; Int: 0
|  | 40A 18kA Triple Pole DU100D TMR MCCB L&T CM90517OOFO | Standard Buying | 2431.8 | Nos | 1 | 1 | 40A 18kA Triple Pole DU100D TMR MCCB L&T CM90517OOFO | Electrical Components | Text: 40A 18kA Triple Pole DU100D TMR MCCB L&T CM90517OOFO; Check: 1; Check: 0; Link: INR; Int: 0
|  | 50A 18kA Triple Pole DU100D TMR MCCB L&T CM90517OOGO | Standard Buying | 2431.8 | Nos | 1 | 1 | 50A 18kA Triple Pole DU100D TMR MCCB L&T CM90517OOGO | Electrical Components | Text: 50A 18kA Triple Pole DU100D TMR MCCB L&T CM90517OOGO; Check: 1; Check: 0; Link: INR; Int: 0
|  | 63A 18kA Triple Pole DU100D TMR MCCB L&T CM90517OOHO | Standard Buying | 2431.8 | Nos | 1 | 1 | 63A 18kA Triple Pole DU100D TMR MCCB L&T CM90517OOHO | Electrical Components | Text: 63A 18kA Triple Pole DU100D TMR MCCB L&T CM90517OOHO; Check: 1; Check: 0; Link: INR; Int: 0
|  | 80A 18kA Triple Pole DU100D TMR MCCB L&T CM90517OOJO | Standard Buying | 2431.8 | Nos | 1 | 1 | 80A 18kA Triple Pole DU100D TMR MCCB L&T CM90517OOJO | Electrical Components | Text: 80A 18kA Triple Pole DU100D TMR MCCB L&T CM90517OOJO; Check: 1; Check: 0; Link: INR; Int: 0
|  | 100A 18kA Triple Pole DU100D TMR MCCB L&T CM90517OOKO | Standard Buying | 2431.8 | Nos | 1 | 1 | 100A 18kA Triple Pole DU100D TMR MCCB L&T CM90517OOKO | Electrical Components | Text: 100A 18kA Triple Pole DU100D TMR MCCB L&T CM90517OOKO; Check: 1; Check: 0; Link: INR; Int: 0
|  | 125A 18kA Triple Pole DU125D TMR MCCB L&T CM90676OOLO | Standard Buying | 2671.2 | Nos | 1 | 1 | 125A 18kA Triple Pole DU125D TMR MCCB L&T CM90676OOLO | Electrical Components | Text: 125A 18kA Triple Pole DU125D TMR MCCB L&T CM90676OOLO; Check: 1; Check: 0; Link: INR; Int: 0
|  | 20A 18kA Four Pole DU100D TMR MCCB L&T CM90518OOCO | Standard Buying | 3105.9 | Nos | 1 | 1 | 20A 18kA Four Pole DU100D TMR MCCB L&T CM90518OOCO | Electrical Components | Text: 20A 18kA Four Pole DU100D TMR MCCB L&T CM90518OOCO; Check: 1; Check: 0; Link: INR; Int: 0
|  | 25A 18kA Four Pole DU100D TMR MCCB L&T CM90518OODO | Standard Buying | 3105.9 | Nos | 1 | 1 | 25A 18kA Four Pole DU100D TMR MCCB L&T CM90518OODO | Electrical Components | Text: 25A 18kA Four Pole DU100D TMR MCCB L&T CM90518OODO; Check: 1; Check: 0; Link: INR; Int: 0
|  | 32A 18kA Four Pole DU100D TMR MCCB L&T CM90518OOEO | Standard Buying | 3105.9 | Nos | 1 | 1 | 32A 18kA Four Pole DU100D TMR MCCB L&T CM90518OOEO | Electrical Components | Text: 32A 18kA Four Pole DU100D TMR MCCB L&T CM90518OOEO; Check: 1; Check: 0; Link: INR; Int: 0
|  | 40A 18kA Four Pole DU100D TMR MCCB L&T CM90518OOFO | Standard Buying | 3105.9 | Nos | 1 | 1 | 40A 18kA Four Pole DU100D TMR MCCB L&T CM90518OOFO | Electrical Components | Text: 40A 18kA Four Pole DU100D TMR MCCB L&T CM90518OOFO; Check: 1; Check: 0; Link: INR; Int: 0
|  | 50A 18kA Four Pole DU100D TMR MCCB L&T CM90518OOGO | Standard Buying | 3105.9 | Nos | 1 | 1 | 50A 18kA Four Pole DU100D TMR MCCB L&T CM90518OOGO | Electrical Components | Text: 50A 18kA Four Pole DU100D TMR MCCB L&T CM90518OOGO; Check: 1; Check: 0; Link: INR; Int: 0
|  | 63A 18kA Four Pole DU100D TMR MCCB L&T CM90518OOHO | Standard Buying | 3105.9 | Nos | 1 | 1 | 63A 18kA Four Pole DU100D TMR MCCB L&T CM90518OOHO | Electrical Components | Text: 63A 18kA Four Pole DU100D TMR MCCB L&T CM90518OOHO; Check: 1; Check: 0; Link: INR; Int: 0
|  | 80A 18kA Four Pole DU100D TMR MCCB L&T CM90518OOJO | Standard Buying | 3105.9 | Nos | 1 | 1 | 80A 18kA Four Pole DU100D TMR MCCB L&T CM90518OOJO | Electrical Components | Text: 80A 18kA Four Pole DU100D TMR MCCB L&T CM90518OOJO; Check: 1; Check: 0; Link: INR; Int: 0
|  | 100A 18kA Four Pole DU100D TMR MCCB L&T CM90518OOKO | Standard Buying | 3105.9 | Nos | 1 | 1 | 100A 18kA Four Pole DU100D TMR MCCB L&T CM90518OOKO | Electrical Components | Text: 100A 18kA Four Pole DU100D TMR MCCB L&T CM90518OOKO; Check: 1; Check: 0; Link: INR; Int: 0
|  | 125A 18kA Four Pole DU125D TMR MCCB L&T CM90677OOLO | Standard Buying | 3471.3 | Nos | 1 | 1 | 125A 18kA Four Pole DU125D TMR MCCB L&T CM90677OOLO | Electrical Components | Text: 125A 18kA Four Pole DU125D TMR MCCB L&T CM90677OOLO; Check: 1; Check: 0; Link: INR; Int: 0
|  | 20A 30kA Triple Pole DU100H TMR MCCB L&T CM97894OOC2 | Standard Buying | 2797.2 | Nos | 1 | 1 | 20A 30kA Triple Pole DU100H TMR MCCB L&T CM97894OOC2 | Electrical Components | Text: 20A 30kA Triple Pole DU100H TMR MCCB L&T CM97894OOC2; Check: 1; Check: 0; Link: INR; Int: 0
|  | 25A 30kA Triple Pole DU100H TMR MCCB L&T CM97894OOD2 | Standard Buying | 2797.2 | Nos | 1 | 1 | 25A 30kA Triple Pole DU100H TMR MCCB L&T CM97894OOD2 | Electrical Components | Text: 25A 30kA Triple Pole DU100H TMR MCCB L&T CM97894OOD2; Check: 1; Check: 0; Link: INR; Int: 0
|  | 32A 30kA Triple Pole DU100H TMR MCCB L&T CM97894OOE2 | Standard Buying | 2797.2 | Nos | 1 | 1 | 32A 30kA Triple Pole DU100H TMR MCCB L&T CM97894OOE2 | Electrical Components | Text: 32A 30kA Triple Pole DU100H TMR MCCB L&T CM97894OOE2; Check: 1; Check: 0; Link: INR; Int: 0
|  | 40A 30kA Triple Pole DU100H TMR MCCB L&T CM97894OOF2 | Standard Buying | 2797.2 | Nos | 1 | 1 | 40A 30kA Triple Pole DU100H TMR MCCB L&T CM97894OOF2 | Electrical Components | Text: 40A 30kA Triple Pole DU100H TMR MCCB L&T CM97894OOF2; Check: 1; Check: 0; Link: INR; Int: 0
|  | 50A 30kA Triple Pole DU100H TMR MCCB L&T CM97894OOG2 | Standard Buying | 2797.2 | Nos | 1 | 1 | 50A 30kA Triple Pole DU100H TMR MCCB L&T CM97894OOG2 | Electrical Components | Text: 50A 30kA Triple Pole DU100H TMR MCCB L&T CM97894OOG2; Check: 1; Check: 0; Link: INR; Int: 0
|  | 63A 30kA Triple Pole DU100H TMR MCCB L&T CM97894OOH2 | Standard Buying | 2797.2 | Nos | 1 | 1 | 63A 30kA Triple Pole DU100H TMR MCCB L&T CM97894OOH2 | Electrical Components | Text: 63A 30kA Triple Pole DU100H TMR MCCB L&T CM97894OOH2; Check: 1; Check: 0; Link: INR; Int: 0
|  | 80A 30kA Triple Pole DU100H TMR MCCB L&T CM97894OOJ2 | Standard Buying | 2797.2 | Nos | 1 | 1 | 80A 30kA Triple Pole DU100H TMR MCCB L&T CM97894OOJ2 | Electrical Components | Text: 80A 30kA Triple Pole DU100H TMR MCCB L&T CM97894OOJ2; Check: 1; Check: 0; Link: INR; Int: 0
|  | 100A 30kA Triple Pole DU100H TMR MCCB L&T CM97894OOK2 | Standard Buying | 2797.2 | Nos | 1 | 1 | 100A 30kA Triple Pole DU100H TMR MCCB L&T CM97894OOK2 | Electrical Components | Text: 100A 30kA Triple Pole DU100H TMR MCCB L&T CM97894OOK2; Check: 1; Check: 0; Link: INR; Int: 0
|  | 125A 30kA Triple Pole DU125H TMR MCCB L&T CM97894OOLO | Standard Buying | 3055.5 | Nos | 1 | 1 | 125A 30kA Triple Pole DU125H TMR MCCB L&T CM97894OOLO | Electrical Components | Text: 125A 30kA Triple Pole DU125H TMR MCCB L&T CM97894OOLO; Check: 1; Check: 0; Link: INR; Int: 0
|  | 20A 30kA Four Pole DU100H TMR MCCB L&T CM97933OOC2 | Standard Buying | 3704.4 | Nos | 1 | 1 | 20A 30kA Four Pole DU100H TMR MCCB L&T CM97933OOC2 | Electrical Components | Text: 20A 30kA Four Pole DU100H TMR MCCB L&T CM97933OOC2; Check: 1; Check: 0; Link: INR; Int: 0
|  | 25A 30kA Four Pole DU100H TMR MCCB L&T CM97933OOD2 | Standard Buying | 3704.4 | Nos | 1 | 1 | 25A 30kA Four Pole DU100H TMR MCCB L&T CM97933OOD2 | Electrical Components | Text: 25A 30kA Four Pole DU100H TMR MCCB L&T CM97933OOD2; Check: 1; Check: 0; Link: INR; Int: 0
|  | 32A 30kA Four Pole DU100H TMR MCCB L&T CM97933OOE2 | Standard Buying | 3704.4 | Nos | 1 | 1 | 32A 30kA Four Pole DU100H TMR MCCB L&T CM97933OOE2 | Electrical Components | Text: 32A 30kA Four Pole DU100H TMR MCCB L&T CM97933OOE2; Check: 1; Check: 0; Link: INR; Int: 0
|  | 40A 30kA Four Pole DU100H TMR MCCB L&T CM97933OOF2 | Standard Buying | 3704.4 | Nos | 1 | 1 | 40A 30kA Four Pole DU100H TMR MCCB L&T CM97933OOF2 | Electrical Components | Text: 40A 30kA Four Pole DU100H TMR MCCB L&T CM97933OOF2; Check: 1; Check: 0; Link: INR; Int: 0
|  | 50A 30kA Four Pole DU100H TMR MCCB L&T CM97933OOG2 | Standard Buying | 3704.4 | Nos | 1 | 1 | 50A 30kA Four Pole DU100H TMR MCCB L&T CM97933OOG2 | Electrical Components | Text: 50A 30kA Four Pole DU100H TMR MCCB L&T CM97933OOG2; Check: 1; Check: 0; Link: INR; Int: 0
|  | 63A 30kA Four Pole DU100H TMR MCCB L&T CM97933OOH2 | Standard Buying | 3704.4 | Nos | 1 | 1 | 63A 30kA Four Pole DU100H TMR MCCB L&T CM97933OOH2 | Electrical Components | Text: 63A 30kA Four Pole DU100H TMR MCCB L&T CM97933OOH2; Check: 1; Check: 0; Link: INR; Int: 0
|  | 80A 30kA Four Pole DU100H TMR MCCB L&T CM97933OOJ2 | Standard Buying | 3704.4 | Nos | 1 | 1 | 80A 30kA Four Pole DU100H TMR MCCB L&T CM97933OOJ2 | Electrical Components | Text: 80A 30kA Four Pole DU100H TMR MCCB L&T CM97933OOJ2; Check: 1; Check: 0; Link: INR; Int: 0
|  | 100A 30kA Four Pole DU100H TMR MCCB L&T CM9793300K2 | Standard Buying | 3704.4 | Nos | 1 | 1 | 100A 30kA Four Pole DU100H TMR MCCB L&T CM9793300K2 | Electrical Components | Text: 100A 30kA Four Pole DU100H TMR MCCB L&T CM9793300K2; Check: 1; Check: 0; Link: INR; Int: 0
|  | 125A 30kA Four Pole DU125H TMR MCCB L&T CM90679OOLO | Standard Buying | 4076.1 | Nos | 1 | 1 | 125A 30kA Four Pole DU125H TMR MCCB L&T CM90679OOLO | Electrical Components | Text: 125A 30kA Four Pole DU125H TMR MCCB L&T CM90679OOLO; Check: 1; Check: 0; Link: INR; Int: 0
|  | 160A 25kA Triple Pole DU250C TMR MCCB L&T CM90631OOMO | Standard Buying | 3975.3 | Nos | 1 | 1 | 160A 25kA Triple Pole DU250C TMR MCCB L&T CM90631OOMO | Electrical Components | Text: 160A 25kA Triple Pole DU250C TMR MCCB L&T CM90631OOMO; Check: 1; Check: 0; Link: INR; Int: 0
|  | 200A 25kA Triple Pole DU250C TMR MCCB L&T CM90631OONO | Standard Buying | 4674.6 | Nos | 1 | 1 | 200A 25kA Triple Pole DU250C TMR MCCB L&T CM90631OONO | Electrical Components | Text: 200A 25kA Triple Pole DU250C TMR MCCB L&T CM90631OONO; Check: 1; Check: 0; Link: INR; Int: 0
|  | 250A 25kA Triple Pole DU250C TMR MCCB L&T CM90631OOPO | Standard Buying | 5317.2 | Nos | 1 | 1 | 250A 25kA Triple Pole DU250C TMR MCCB L&T CM90631OOPO | Electrical Components | Text: 250A 25kA Triple Pole DU250C TMR MCCB L&T CM90631OOPO; Check: 1; Check: 0; Link: INR; Int: 0
|  | 160A 36kA Triple Pole DU250 TMR MCCB L&T CM98062OOOO | Standard Buying | 5109.3 | Nos | 1 | 1 | 160A 36kA Triple Pole DU250 TMR MCCB L&T CM98062OOOO | Electrical Components | Text: 160A 36kA Triple Pole DU250 TMR MCCB L&T CM98062OOOO; Check: 1; Check: 0; Link: INR; Int: 0
|  | 200A 36kA Triple Pole DU250 TMR MCCB L&T CM98061OOOO | Standard Buying | 6615 | Nos | 1 | 1 | 200A 36kA Triple Pole DU250 TMR MCCB L&T CM98061OOOO | Electrical Components | Text: 200A 36kA Triple Pole DU250 TMR MCCB L&T CM98061OOOO; Check: 1; Check: 0; Link: INR; Int: 0
|  | 250A 36kA Triple Pole DU250 TMR MCCB L&T CM98060OOOO | Standard Buying | 7604.1 | Nos | 1 | 1 | 250A 36kA Triple Pole DU250 TMR MCCB L&T CM98060OOOO | Electrical Components | Text: 250A 36kA Triple Pole DU250 TMR MCCB L&T CM98060OOOO; Check: 1; Check: 0; Link: INR; Int: 0
|  | 320A 50kA Triple Pole DU400N TMR MCCB L&T CM98402OOQO | Standard Buying | 10035.9 | Nos | 1 | 1 | 320A 50kA Triple Pole DU400N TMR MCCB L&T CM98402OOQO | Electrical Components | Text: 320A 50kA Triple Pole DU400N TMR MCCB L&T CM98402OOQO; Check: 1; Check: 0; Link: INR; Int: 0
|  | 400A 50kA Triple Pole DU400N TMR MCCB L&T CM98402OORO | Standard Buying | 10092.6 | Nos | 1 | 1 | 400A 50kA Triple Pole DU400N TMR MCCB L&T CM98402OORO | Electrical Components | Text: 400A 50kA Triple Pole DU400N TMR MCCB L&T CM98402OORO; Check: 1; Check: 0; Link: INR; Int: 0
|  | 160A 25kA Four Pole DU250CTMR MCCB L&T CM90634OOMO | Standard Buying | 5273.1 | Nos | 1 | 1 | 160A 25kA Four Pole DU250CTMR MCCB L&T CM90634OOMO | Electrical Components | Text: 160A 25kA Four Pole DU250CTMR MCCB L&T CM90634OOMO; Check: 1; Check: 0; Link: INR; Int: 0
|  | 200A 25kA Four Pole DU250C TMR MCCB L&T CM90634OONO | Standard Buying | 5947.2 | Nos | 1 | 1 | 200A 25kA Four Pole DU250C TMR MCCB L&T CM90634OONO | Electrical Components | Text: 200A 25kA Four Pole DU250C TMR MCCB L&T CM90634OONO; Check: 1; Check: 0; Link: INR; Int: 0
|  | 250A 25kA Four Pole DU250C TMR MCCB L&T CM90634OOPO | Standard Buying | 6999.3 | Nos | 1 | 1 | 250A 25kA Four Pole DU250C TMR MCCB L&T CM90634OOPO | Electrical Components | Text: 250A 25kA Four Pole DU250C TMR MCCB L&T CM90634OOPO; Check: 1; Check: 0; Link: INR; Int: 0
|  | 160A 36kA Four Pole DU250 TMR MCCB L&T CM98065OOMO | Standard Buying | 6211.8 | Nos | 1 | 1 | 160A 36kA Four Pole DU250 TMR MCCB L&T CM98065OOMO | Electrical Components | Text: 160A 36kA Four Pole DU250 TMR MCCB L&T CM98065OOMO; Check: 1; Check: 0; Link: INR; Int: 0
|  | 200A 36kA Four Pole DU250 TMR MCCB L&T CM98065OONO | Standard Buying | 8536.5 | Nos | 1 | 1 | 200A 36kA Four Pole DU250 TMR MCCB L&T CM98065OONO | Electrical Components | Text: 200A 36kA Four Pole DU250 TMR MCCB L&T CM98065OONO; Check: 1; Check: 0; Link: INR; Int: 0
|  | 250A 36kA Four Pole DU250 TMR MCCB L&T CM98404OOPO | Standard Buying | 9783.9 | Nos | 1 | 1 | 250A 36kA Four Pole DU250 TMR MCCB L&T CM98404OOPO | Electrical Components | Text: 250A 36kA Four Pole DU250 TMR MCCB L&T CM98404OOPO; Check: 1; Check: 0; Link: INR; Int: 0
|  | 320A 50kA Four Pole DU400N TMR MCCB L&T CM98404OOQO | Standard Buying | 12411 | Nos | 1 | 1 | 320A 50kA Four Pole DU400N TMR MCCB L&T CM98404OOQO | Electrical Components | Text: 320A 50kA Four Pole DU400N TMR MCCB L&T CM98404OOQO; Check: 1; Check: 0; Link: INR; Int: 0
|  | 400A 50kA Four Pole DU400NTMR MCCB L&T CM98404OORO | Standard Buying | 12618.9 | Nos | 1 | 1 | 400A 50kA Four Pole DU400NTMR MCCB L&T CM98404OORO | Electrical Components | Text: 400A 50kA Four Pole DU400NTMR MCCB L&T CM98404OORO; Check: 1; Check: 0; Link: INR; Int: 0
|  | Extended Rotary Handle DU100D/DU125D/DU100H/DU125H L&T CM97896OOOO | Standard Buying | 812.7 | Nos | 1 | 1 | Extended Rotary Handle DU100D/DU125D/DU100H/DU125H L&T CM97896OOOO | Electrical Components | Text: Extended Rotary Handle DU100D/DU125D/DU100H/DU125H L&T CM97896OOOO; Check: 1; Check: 0; Link: INR; Int: 0
|  | Extended Rotary Handle DU250C/DU250 L&T CM98041OOOO | Standard Buying | 945 | Nos | 1 | 1 | Extended Rotary Handle DU250C/DU250 L&T CM98041OOOO | Electrical Components | Text: Extended Rotary Handle DU250C/DU250 L&T CM98041OOOO; Check: 1; Check: 0; Link: INR; Int: 0
|  | Two Pole Spreader Terminal DU100H L&T CM97785OOO2 | Standard Buying | 98.6 | Nos | 1 | 1 | Two Pole Spreader Terminal DU100H L&T CM97785OOO2 | Electrical Components | Text: Two Pole Spreader Terminal DU100H L&T CM97785OOO2; Check: 1; Check: 0; Link: INR; Int: 0
|  | Two Pole Spreader Terminal DU125H L&T CM91199OOLO | Standard Buying | 127.6 | Nos | 1 | 1 | Two Pole Spreader Terminal DU125H L&T CM91199OOLO | Electrical Components | Text: Two Pole Spreader Terminal DU125H L&T CM91199OOLO; Check: 1; Check: 0; Link: INR; Int: 0
|  | Two Pole Spreader Terminal DU250 L&T CM90960OOOO | Standard Buying | 139.2 | Nos | 1 | 1 | Two Pole Spreader Terminal DU250 L&T CM90960OOOO | Electrical Components | Text: Two Pole Spreader Terminal DU250 L&T CM90960OOOO; Check: 1; Check: 0; Link: INR; Int: 0
|  | Triple Pole Spreader Terminal DU100D/DU100H L&T CM97785OOOO | Standard Buying | 151.2 | Nos | 1 | 1 | Triple Pole Spreader Terminal DU100D/DU100H L&T CM97785OOOO | Electrical Components | Text: Triple Pole Spreader Terminal DU100D/DU100H L&T CM97785OOOO; Check: 1; Check: 0; Link: INR; Int: 0
|  | Triple Pole Spreader Terminal DU125D/125H L&T CM90687OOLO | Standard Buying | 214.2 | Nos | 1 | 1 | Triple Pole Spreader Terminal DU125D/125H L&T CM90687OOLO | Electrical Components | Text: Triple Pole Spreader Terminal DU125D/125H L&T CM90687OOLO; Check: 1; Check: 0; Link: INR; Int: 0
|  | Triple Pole Spreader Terminal DU250C/DU250 L&T ST98053OOOO | Standard Buying | 749.7 | Nos | 1 | 1 | Triple Pole Spreader Terminal DU250C/DU250 L&T ST98053OOOO | Electrical Components | Text: Triple Pole Spreader Terminal DU250C/DU250 L&T ST98053OOOO; Check: 1; Check: 0; Link: INR; Int: 0
|  | Triple Pole Spreader Terminal DU400N L&T ST98065OOOO | Standard Buying | 1357.65 | Nos | 1 | 1 | Triple Pole Spreader Terminal DU400N L&T ST98065OOOO | Electrical Components | Text: Triple Pole Spreader Terminal DU400N L&T ST98065OOOO; Check: 1; Check: 0; Link: INR; Int: 0
|  | Four Pole Spreader Terminal DU100D/DU100H L&T CM97921OOOO | Standard Buying | 255.15 | Nos | 1 | 1 | Four Pole Spreader Terminal DU100D/DU100H L&T CM97921OOOO | Electrical Components | Text: Four Pole Spreader Terminal DU100D/DU100H L&T CM97921OOOO; Check: 1; Check: 0; Link: INR; Int: 0
|  | Four Pole Spreader Terminal DU125D/DU125H L&T CM90688OOLO | Standard Buying | 299.25 | Nos | 1 | 1 | Four Pole Spreader Terminal DU125D/DU125H L&T CM90688OOLO | Electrical Components | Text: Four Pole Spreader Terminal DU125D/DU125H L&T CM90688OOLO; Check: 1; Check: 0; Link: INR; Int: 0
|  | Four Pole Spreader Terminal DU250C/DU250 L&T CM92007OOOO | Standard Buying | 948.15 | Nos | 1 | 1 | Four Pole Spreader Terminal DU250C/DU250 L&T CM92007OOOO | Electrical Components | Text: Four Pole Spreader Terminal DU250C/DU250 L&T CM92007OOOO; Check: 1; Check: 0; Link: INR; Int: 0
|  | Shunt Release Type DU100H And DU250 MCCB L&T CM97883OOMO | Standard Buying | 781.2 | Nos | 1 | 1 | Shunt Release Type DU100H And DU250 MCCB L&T CM97883OOMO | Electrical Components | Text: Shunt Release Type DU100H And DU250 MCCB L&T CM97883OOMO; Check: 1; Check: 0; Link: INR; Int: 0
|  | AuxiliaryContact 1NO For DU MCCB L&T CM97886OOOO | Standard Buying | 447.3 | Nos | 1 | 1 | AuxiliaryContact 1NO For DU MCCB L&T CM97886OOOO | Electrical Components | Text: AuxiliaryContact 1NO For DU MCCB L&T CM97886OOOO; Check: 1; Check: 0; Link: INR; Int: 0
|  | 20A 25kA Triple Pole DN0 TMR MCCB L&T CM91612OOCOOG | Standard Buying | 3174.7 | Nos | 1 | 1 | 20A 25kA Triple Pole DN0 TMR MCCB L&T CM91612OODOOG | Electrical Components | Text: 20A 25kA Triple Pole DN0 TMR MCCB L&T CM91612OODOOG; Check: 1; Check: 0; Link: INR; Int: 0
|  | 25A 25kA Triple Pole DN0 TMR MCCB L&T CM91612OODOOG | Standard Buying | 3174.7 | Nos | 1 | 1 | 25A 25kA Triple Pole DN0 TMR MCCB L&T CM91612OODOOG | Electrical Components | Text: 25A 25kA Triple Pole DN0 TMR MCCB L&T CM91612OODOOG; Check: 1; Check: 0; Link: INR; Int: 0
|  | 32A 25kA Triple Pole DN0 TMR MCCB L&T CM91612OOEOOG | Standard Buying | 3174.7 | Nos | 1 | 1 | 32A 25kA Triple Pole DN0 TMR MCCB L&T CM91612OOEOOG | Electrical Components | Text: 32A 25kA Triple Pole DN0 TMR MCCB L&T CM91612OOEOOG; Check: 1; Check: 0; Link: INR; Int: 0
|  | 40A 25kA Triple Pole DN0 TMR MCCB L&T CM91612OOFOOG | Standard Buying | 3174.7 | Nos | 1 | 1 | 40A 25kA Triple Pole DN0 TMR MCCB L&T CM91612OOFOOG | Electrical Components | Text: 40A 25kA Triple Pole DN0 TMR MCCB L&T CM91612OOFOOG; Check: 1; Check: 0; Link: INR; Int: 0
|  | 50A 25kA Triple Pole DN0 TMR MCCB L&T CM91612OOGOOG | Standard Buying | 3174.7 | Nos | 1 | 1 | 50A 25kA Triple Pole DN0 TMR MCCB L&T CM91612OOGOOG | Electrical Components | Text: 50A 25kA Triple Pole DN0 TMR MCCB L&T CM91612OOGOOG; Check: 1; Check: 0; Link: INR; Int: 0
|  | 63A 25kA Triple Pole DN0 TMR MCCB L&T CM91612OOHOOG | Standard Buying | 3174.7 | Nos | 1 | 1 | 63A 25kA Triple Pole DN0 TMR MCCB L&T CM91612OOHOOG | Electrical Components | Text: 63A 25kA Triple Pole DN0 TMR MCCB L&T CM91612OOHOOG; Check: 1; Check: 0; Link: INR; Int: 0
|  | 80A 25kA Triple Pole DN0 TMR MCCB L&T CM91612OOJOOG | Standard Buying | 3174.7 | Nos | 1 | 1 | 80A 25kA Triple Pole DN0 TMR MCCB L&T CM91612OOJOOG | Electrical Components | Text: 80A 25kA Triple Pole DN0 TMR MCCB L&T CM91612OOJOOG; Check: 1; Check: 0; Link: INR; Int: 0
|  | 100A 25kA Triple Pole DN0 TMR MCCB L&T CM91612OOKOOG | Standard Buying | 3174.7 | Nos | 1 | 1 | 100A 25kA Triple Pole DN0 TMR MCCB L&T CM91612OOKOOG | Electrical Components | Text: 100A 25kA Triple Pole DN0 TMR MCCB L&T CM91612OOKOOG; Check: 1; Check: 0; Link: INR; Int: 0
|  | 125A 25kA Triple Pole DN1 TMR MCCB L&T CM90638OOLO | Standard Buying | 4156.8 | Nos | 1 | 1 | 125A 25kA Triple Pole DN1 TMR MCCB L&T CM90638OOLO | Electrical Components | Text: 125A 25kA Triple Pole DN1 TMR MCCB L&T CM90638OOLO; Check: 1; Check: 0; Link: INR; Int: 0
|  | 160A 25kA Triple Pole DN1 TMR MCCB L&T CM90638OOMO | Standard Buying | 5395.2 | Nos | 1 | 1 | 160A 25kA Triple Pole DN1 TMR MCCB L&T CM90638OOMO | Electrical Components | Text: 160A 25kA Triple Pole DN1 TMR MCCB L&T CM90638OOMO; Check: 1; Check: 0; Link: INR; Int: 0
|  | 200A 25kA Triple Pole DN1 TMR MCCB L&T CM90638OONO | Standard Buying | 6984 | Nos | 1 | 1 | 200A 25kA Triple Pole DN1 TMR MCCB L&T CM90638OONO | Electrical Components | Text: 200A 25kA Triple Pole DN1 TMR MCCB L&T CM90638OONO; Check: 1; Check: 0; Link: INR; Int: 0
|  | 250A 25kA Triple Pole DN1 TMR MCCB L&T CM90638OOPO | Standard Buying | 8126.4 | Nos | 1 | 1 | 250A 25kA Triple Pole DN1 TMR MCCB L&T CM90638OOPO | Electrical Components | Text: 250A 25kA Triple Pole DN1 TMR MCCB L&T CM90638OOPO; Check: 1; Check: 0; Link: INR; Int: 0
|  | 20A 25kA Four Pole DN0 TMR MCCB L&T CM91712OOCOOG | Standard Buying | 4393.7 | Nos | 1 | 1 | 20A 25kA Four Pole DN0 TMR MCCB L&T CM91712OOCOOG | Electrical Components | Text: 20A 25kA Four Pole DN0 TMR MCCB L&T CM91712OOCOOG; Check: 1; Check: 0; Link: INR; Int: 0
|  | 25A 25kA Four Pole DN0 TMR MCCB L&T CM91712OODOOG | Standard Buying | 4393.7 | Nos | 1 | 1 | 25A 25kA Four Pole DN0 TMR MCCB L&T CM91712OODOOG | Electrical Components | Text: 25A 25kA Four Pole DN0 TMR MCCB L&T CM91712OODOOG; Check: 1; Check: 0; Link: INR; Int: 0
|  | 32A 25kA Four Pole DN0 TMR MCCB L&T CM91712OOEOOG | Standard Buying | 4393.7 | Nos | 1 | 1 | 32A 25kA Four Pole DN0 TMR MCCB L&T CM91712OOEOOG | Electrical Components | Text: 32A 25kA Four Pole DN0 TMR MCCB L&T CM91712OOEOOG; Check: 1; Check: 0; Link: INR; Int: 0
|  | 40A 25kA Four Pole DN0 TMR MCCB L&T CM91712OOFOOG | Standard Buying | 4393.7 | Nos | 1 | 1 | 40A 25kA Four Pole DN0 TMR MCCB L&T CM91712OOFOOG | Electrical Components | Text: 40A 25kA Four Pole DN0 TMR MCCB L&T CM91712OOFOOG; Check: 1; Check: 0; Link: INR; Int: 0
|  | 50A 25kA Four Pole DN0 TMR MCCB L&T CM91712OOGOOG | Standard Buying | 4393.7 | Nos | 1 | 1 | 50A 25kA Four Pole DN0 TMR MCCB L&T CM91712OOGOOG | Electrical Components | Text: 50A 25kA Four Pole DN0 TMR MCCB L&T CM91712OOGOOG; Check: 1; Check: 0; Link: INR; Int: 0
|  | 63A 25kA Four Pole DN0 TMR MCCB L&T CM91712OOHOOG | Standard Buying | 4393.7 | Nos | 1 | 1 | 63A 25kA Four Pole DN0 TMR MCCB L&T CM91712OOHOOG | Electrical Components | Text: 63A 25kA Four Pole DN0 TMR MCCB L&T CM91712OOHOOG; Check: 1; Check: 0; Link: INR; Int: 0
|  | 80A 25kA Four Pole DN0 TMR MCCB L&T CM91712OOJOOG | Standard Buying | 4393.7 | Nos | 1 | 1 | 80A 25kA Four Pole DN0 TMR MCCB L&T CM91712OOJOOG | Electrical Components | Text: 80A 25kA Four Pole DN0 TMR MCCB L&T CM91712OOJOOG; Check: 1; Check: 0; Link: INR; Int: 0
|  | 100A 25kA Four Pole DN0 TMR MCCB L&T CM91712OOKOOG | Standard Buying | 4393.7 | Nos | 1 | 1 | 100A 25kA Four Pole DN0 TMR MCCB L&T CM91712OOKOOG | Electrical Components | Text: 100A 25kA Four Pole DN0 TMR MCCB L&T CM91712OOKOOG; Check: 1; Check: 0; Link: INR; Int: 0
|  | 125A 25kA Four Pole DN1 TMR MCCB L&T CM90642OOLO | Standard Buying | 5035.2 | Nos | 1 | 1 | 125A 25kA Four Pole DN1 TMR MCCB L&T CM90642OOLO | Electrical Components | Text: 125A 25kA Four Pole DN1 TMR MCCB L&T CM90642OOLO; Check: 1; Check: 0; Link: INR; Int: 0
|  | 160A 25kA Four Pole DN1 TMR MCCB L&T CM90642OOMO | Standard Buying | 6398.4 | Nos | 1 | 1 | 160A 25kA Four Pole DN1 TMR MCCB L&T CM90642OOMO | Electrical Components | Text: 160A 25kA Four Pole DN1 TMR MCCB L&T CM90642OOMO; Check: 1; Check: 0; Link: INR; Int: 0
|  | 200A 25kA Four Pole DN1 TMR MCCB L&T CM90642OONO | Standard Buying | 8875.2 | Nos | 1 | 1 | 200A 25kA Four Pole DN1 TMR MCCB L&T CM90642OONO | Electrical Components | Text: 200A 25kA Four Pole DN1 TMR MCCB L&T CM90642OONO; Check: 1; Check: 0; Link: INR; Int: 0
|  | 250A 25kA Four Pole DN1 TMR MCCB L&T CM90642OOPO | Standard Buying | 10094.4 | Nos | 1 | 1 | 250A 25kA Four Pole DN1 TMR MCCB L&T CM90642OOPO | Electrical Components | Text: 250A 25kA Four Pole DN1 TMR MCCB L&T CM90642OOPO; Check: 1; Check: 0; Link: INR; Int: 0
|  | 20A 36kA Triple Pole DN0 TMR MCCB L&T CM97893OOC2OG | Standard Buying | 3016 | Nos | 1 | 1 | 20A 36kA Triple Pole DN0 TMR MCCB L&T CM97893OOC2OG | Electrical Components | Text: 20A 36kA Triple Pole DN0 TMR MCCB L&T CM97893OOC2OG; Check: 1; Check: 0; Link: INR; Int: 0
|  | 25A 36kA Triple Pole DN0 TMR MCCB L&T CM97893OOD2OG | Standard Buying | 3016 | Nos | 1 | 1 | 25A 36kA Triple Pole DN0 TMR MCCB L&T CM97893OOD2OG | Electrical Components | Text: 25A 36kA Triple Pole DN0 TMR MCCB L&T CM97893OOD2OG; Check: 1; Check: 0; Link: INR; Int: 0
|  | 32A 36kA Triple Pole DN0 TMR MCCB L&T CM97893OOE2OG | Standard Buying | 3016 | Nos | 1 | 1 | 32A 36kA Triple Pole DN0 TMR MCCB L&T CM97893OOE2OG | Electrical Components | Text: 32A 36kA Triple Pole DN0 TMR MCCB L&T CM97893OOE2OG; Check: 1; Check: 0; Link: INR; Int: 0
|  | 40A 36kA Triple Pole DN0 TMR MCCB L&T CM97893OOF2OG | Standard Buying | 3016 | Nos | 1 | 1 | 40A 36kA Triple Pole DN0 TMR MCCB L&T CM97893OOF2OG | Electrical Components | Text: 40A 36kA Triple Pole DN0 TMR MCCB L&T CM97893OOF2OG; Check: 1; Check: 0; Link: INR; Int: 0
|  | 50A 36kA Triple Pole DN0 TMR MCCB L&T CM97893OOG2OG | Standard Buying | 3016 | Nos | 1 | 1 | 50A 36kA Triple Pole DN0 TMR MCCB L&T CM97893OOG2OG | Electrical Components | Text: 50A 36kA Triple Pole DN0 TMR MCCB L&T CM97893OOG2OG; Check: 1; Check: 0; Link: INR; Int: 0
|  | 63A 36kA Triple Pole DN0 TMR MCCB L&T CM97893OOH2OG | Standard Buying | 3016 | Nos | 1 | 1 | 63A 36kA Triple Pole DN0 TMR MCCB L&T CM97893OOH2OG | Electrical Components | Text: 63A 36kA Triple Pole DN0 TMR MCCB L&T CM97893OOH2OG; Check: 1; Check: 0; Link: INR; Int: 0
|  | 80A 36kA Triple Pole DN0 TMR MCCB L&T CM97893OOJ2OG | Standard Buying | 3016 | Nos | 1 | 1 | 80A 36kA Triple Pole DN0 TMR MCCB L&T CM97893OOJ2OG | Electrical Components | Text: 80A 36kA Triple Pole DN0 TMR MCCB L&T CM97893OOJ2OG; Check: 1; Check: 0; Link: INR; Int: 0
|  | 100A 36kA Triple Pole DN0 TMR MCCB L&TCM97893OOK2OG | Standard Buying | 3016 | Nos | 1 | 1 | 100A 36kA Triple Pole DN0 TMR MCCB L&TCM97893OOK2OG | Electrical Components | Text: 100A 36kA Triple Pole DN0 TMR MCCB L&TCM97893OOK2OG; Check: 1; Check: 0; Link: INR; Int: 0
|  | 125A 36kA Triple Pole DN0 TMR MCCB L&T CM90680OOLOOG | Standard Buying | 3416.4 | Nos | 1 | 1 | 125A 36kA Triple Pole DN0 TMR MCCB L&T CM90680OOLOOG | Electrical Components | Text: 125A 36kA Triple Pole DN0 TMR MCCB L&T CM90680OOLOOG; Check: 1; Check: 0; Link: INR; Int: 0
|  | 20A 36kA Four Pole DN0 TMR MCCB L&T CM97919OOC2OG | Standard Buying | 4186 | Nos | 1 | 1 | 20A 36kA Four Pole DN0 TMR MCCB L&T CM97919OOC2OG | Electrical Components | Text: 20A 36kA Four Pole DN0 TMR MCCB L&T CM97919OOC2OG; Check: 1; Check: 0; Link: INR; Int: 0
|  | 25A 36kA Four Pole DN0 TMR MCCB L&T CM97919OOD2OG | Standard Buying | 4186 | Nos | 1 | 1 | 25A 36kA Four Pole DN0 TMR MCCB L&T CM97919OOD2OG | Electrical Components | Text: 25A 36kA Four Pole DN0 TMR MCCB L&T CM97919OOD2OG; Check: 1; Check: 0; Link: INR; Int: 0
|  | 32A 36kA Four Pole DN0 TMR MCCB L&T CM97919OOE2OG | Standard Buying | 4186 | Nos | 1 | 1 | 32A 36kA Four Pole DN0 TMR MCCB L&T CM97919OOE2OG | Electrical Components | Text: 32A 36kA Four Pole DN0 TMR MCCB L&T CM97919OOE2OG; Check: 1; Check: 0; Link: INR; Int: 0
|  | 40A 36kA Four Pole DN0 TMR MCCB L&T CM97919OOF2OG | Standard Buying | 4186 | Nos | 1 | 1 | 40A 36kA Four Pole DN0 TMR MCCB L&T CM97919OOF2OG | Electrical Components | Text: 40A 36kA Four Pole DN0 TMR MCCB L&T CM97919OOF2OG; Check: 1; Check: 0; Link: INR; Int: 0
|  | 50A 36kA Four Pole DN0 TMR MCCB L&T CM97919OOG2OG | Standard Buying | 4186 | Nos | 1 | 1 | 50A 36kA Four Pole DN0 TMR MCCB L&T CM97919OOG2OG | Electrical Components | Text: 50A 36kA Four Pole DN0 TMR MCCB L&T CM97919OOG2OG; Check: 1; Check: 0; Link: INR; Int: 0
|  | 63A 36kA Four Pole DN0 TMR MCCB L&T CM97919OOH2OG | Standard Buying | 4186 | Nos | 1 | 1 | 63A 36kA Four Pole DN0 TMR MCCB L&T CM97919OOH2OG | Electrical Components | Text: 63A 36kA Four Pole DN0 TMR MCCB L&T CM97919OOH2OG; Check: 1; Check: 0; Link: INR; Int: 0
|  | 80A 36kA Four Pole DN0 TMR MCCB L&T CM97919OOJ2OG | Standard Buying | 4186 | Nos | 1 | 1 | 80A 36kA Four Pole DN0 TMR MCCB L&T CM97919OOJ2OG | Electrical Components | Text: 80A 36kA Four Pole DN0 TMR MCCB L&T CM97919OOJ2OG; Check: 1; Check: 0; Link: INR; Int: 0
|  | 100A 36kA Four Pole DN0 TMR MCCB L&TCM97919OOK2OG | Standard Buying | 4186 | Nos | 1 | 1 | 100A 36kA Four Pole DN0 TMR MCCB L&TCM97919OOK2OG | Electrical Components | Text: 100A 36kA Four Pole DN0 TMR MCCB L&TCM97919OOK2OG; Check: 1; Check: 0; Link: INR; Int: 0
|  | 125A 36kA Four Pole DN0 TMR MCCB L&TCM90681OOLOOG | Standard Buying | 4550 | Nos | 1 | 1 | 125A 36kA Four Pole DN0 TMR MCCB L&TCM90681OOLOOG | Electrical Components | Text: 125A 36kA Four Pole DN0 TMR MCCB L&TCM90681OOLOOG; Check: 1; Check: 0; Link: INR; Int: 0
|  | 125A 36kA Triple Pole DN2 TMR MCCB L&T CM92008OOL1OG | Standard Buying | 4689.6 | Nos | 1 | 1 | 125A 36kA Triple Pole DN2 TMR MCCB L&T CM92008OOL1OG | Electrical Components | Text: 125A 36kA Triple Pole DN2 TMR MCCB L&T CM92008OOL1OG; Check: 1; Check: 0; Link: INR; Int: 0
|  | 160A 36kA Triple Pole DN2 TMR MCCB L&T CM92008OOM1OG | Standard Buying | 6235.2 | Nos | 1 | 1 | 160A 36kA Triple Pole DN2 TMR MCCB L&T CM92008OOM1OG | Electrical Components | Text: 160A 36kA Triple Pole DN2 TMR MCCB L&T CM92008OOM1OG; Check: 1; Check: 0; Link: INR; Int: 0
|  | 200A 36kA Triple Pole DN2 TMR MCCB L&T CM92009OON1OG | Standard Buying | 8236.8 | Nos | 1 | 1 | 200A 36kA Triple Pole DN2 TMR MCCB L&T CM92009OON1OG | Electrical Components | Text: 200A 36kA Triple Pole DN2 TMR MCCB L&T CM92009OON1OG; Check: 1; Check: 0; Link: INR; Int: 0
|  | 250A 36kA Triple Pole DN2 TMR MCCB L&T CM92009OOP1OG | Standard Buying | 9024 | Nos | 1 | 1 | 250A 36kA Triple Pole DN2 TMR MCCB L&T CM92009OOP1OG | Electrical Components | Text: 250A 36kA Triple Pole DN2 TMR MCCB L&T CM92009OOP1OG; Check: 1; Check: 0; Link: INR; Int: 0
|  | 320A 36kA Triple Pole DN3B TMR MCCB L&T CM98401OOQOOG | Standard Buying | 10516.8 | Nos | 1 | 1 | 320A 36kA Triple Pole DN3B TMR MCCB L&T CM98401OOQOOG | Electrical Components | Text: 320A 36kA Triple Pole DN3B TMR MCCB L&T CM98401OOQOOG; Check: 1; Check: 0; Link: INR; Int: 0
|  | 400A 36kA Triple Pole DN3B TMR MCCB L&T CM98401OOROOG | Standard Buying | 10526.4 | Nos | 1 | 1 | 400A 36kA Triple Pole DN3B TMR MCCB L&T CM98401OOROOG | Electrical Components | Text: 400A 36kA Triple Pole DN3B TMR MCCB L&T CM98401OOROOG; Check: 1; Check: 0; Link: INR; Int: 0
|  | 500A 36kA Triple Pole DN3 TMR MCCB L&T CM94006OOS1OG | Standard Buying | 12263.6 | Nos | 1 | 1 | 500A 36kA Triple Pole DN3 TMR MCCB L&T CM94006OOS1OG | Electrical Components | Text: 500A 36kA Triple Pole DN3 TMR MCCB L&T CM94006OOS1OG; Check: 1; Check: 0; Link: INR; Int: 0
|  | 630A 36kA Triple Pole DN3 TMR MCCB L&T CM94006OOT1OG | Standard Buying | 13482.6 | Nos | 1 | 1 | 630A 36kA Triple Pole DN3 TMR MCCB L&T CM94006OOT1OG | Electrical Components | Text: 630A 36kA Triple Pole DN3 TMR MCCB L&T CM94006OOT1OG; Check: 1; Check: 0; Link: INR; Int: 0
|  | 125A 36kA Four Pole DN2 TMR MCCB L&T CM92108OOL1OG | Standard Buying | 5764.8 | Nos | 1 | 1 | 125A 36kA Four Pole DN2 TMR MCCB L&T CM92108OOL1OG | Electrical Components | Text: 125A 36kA Four Pole DN2 TMR MCCB L&T CM92108OOL1OG; Check: 1; Check: 0; Link: INR; Int: 0
|  | 160A 36kA Four Pole DN2 TMR MCCB L&T CM92108OOM1OG | Standard Buying | 7406.4 | Nos | 1 | 1 | 160A 36kA Four Pole DN2 TMR MCCB L&T CM92108OOM1OG | Electrical Components | Text: 160A 36kA Four Pole DN2 TMR MCCB L&T CM92108OOM1OG; Check: 1; Check: 0; Link: INR; Int: 0
|  | 200A 36kA Four Pole DN2 TMR MCCB L&T CM92109OON1OG | Standard Buying | 10233.6 | Nos | 1 | 1 | 200A 36kA Four Pole DN2 TMR MCCB L&T CM92109OON1OG | Electrical Components | Text: 200A 36kA Four Pole DN2 TMR MCCB L&T CM92109OON1OG; Check: 1; Check: 0; Link: INR; Int: 0
|  | 250A 36kA Four Pole DN2 TMR MCCB L&T CM92109OOP1OG | Standard Buying | 11025.6 | Nos | 1 | 1 | 250A 36kA Four Pole DN2 TMR MCCB L&T CM92109OOP1OG | Electrical Components | Text: 250A 36kA Four Pole DN2 TMR MCCB L&T CM92109OOP1OG; Check: 1; Check: 0; Link: INR; Int: 0
|  | 320A 36kA Four Pole DN3 TMR MCCB L&T CM98403OOQOOG | Standard Buying | 12820.8 | Nos | 1 | 1 | 320A 36kA Four Pole DN3 TMR MCCB L&T CM98403OOQOOG | Electrical Components | Text: 320A 36kA Four Pole DN3 TMR MCCB L&T CM98403OOQOOG; Check: 1; Check: 0; Link: INR; Int: 0
|  | 400A 36kA Four Pole DN3 TMR MCCB L&T CM98403OOROOG | Standard Buying | 13032 | Nos | 1 | 1 | 400A 36kA Four Pole DN3 TMR MCCB L&T CM98403OOROOG | Electrical Components | Text: 400A 36kA Four Pole DN3 TMR MCCB L&T CM98403OOROOG; Check: 1; Check: 0; Link: INR; Int: 0
|  | 500A 36kA Four Pole DN3 TMR MCCB L&T CM94106OOS1OG | Standard Buying | 15318 | Nos | 1 | 1 | 500A 36kA Four Pole DN3 TMR MCCB L&T CM94106OOS1OG | Electrical Components | Text: 500A 36kA Four Pole DN3 TMR MCCB L&T CM94106OOS1OG; Check: 1; Check: 0; Link: INR; Int: 0
|  | 630A 36kA Four Pole DN3 TMR MCCB L&T CM94106OOT1OG | Standard Buying | 16642.8 | Nos | 1 | 1 | 630A 36kA Four Pole DN3 TMR MCCB L&T CM94106OOT1OG | Electrical Components | Text: 630A 36kA Four Pole DN3 TMR MCCB L&T CM94106OOT1OG; Check: 1; Check: 0; Link: INR; Int: 0
|  | 125A 50kA Triple Pole DN2 TMR MCCB L&T CM92005OOL1OG | Standard Buying | 6604.8 | Nos | 1 | 1 | 125A 50kA Triple Pole DN2 TMR MCCB L&T CM92005OOL1OG | Electrical Components | Text: 125A 50kA Triple Pole DN2 TMR MCCB L&T CM92005OOL1OG; Check: 1; Check: 0; Link: INR; Int: 0
|  | 160A 50kA Triple Pole DN2 TMR MCCB L&T CM92005OOM1OG | Standard Buying | 7660.8 | Nos | 1 | 1 | 160A 50kA Triple Pole DN2 TMR MCCB L&T CM92005OOM1OG | Electrical Components | Text: 160A 50kA Triple Pole DN2 TMR MCCB L&T CM92005OOM1OG; Check: 1; Check: 0; Link: INR; Int: 0
|  | 200A 50kA Triple Pole DN2 TMR MCCB L&T CM92006OON1OG | Standard Buying | 9216 | Nos | 1 | 1 | 200A 50kA Triple Pole DN2 TMR MCCB L&T CM92006OON1OG | Electrical Components | Text: 200A 50kA Triple Pole DN2 TMR MCCB L&T CM92006OON1OG; Check: 1; Check: 0; Link: INR; Int: 0
|  | 250A 50kA Triple Pole DN2 TMR MCCB L&T CM92006OOP1OG | Standard Buying | 9969.6 | Nos | 1 | 1 | 250A 50kA Triple Pole DN2 TMR MCCB L&T CM92006OOP1OG | Electrical Components | Text: 250A 50kA Triple Pole DN2 TMR MCCB L&T CM92006OOP1OG; Check: 1; Check: 0; Link: INR; Int: 0
|  | 320A 50kA Triple Pole DN3 TMR MCCB L&T CM94003OOQ1OG | Standard Buying | 11293 | Nos | 1 | 1 | 320A 50kA Triple Pole DN3 TMR MCCB L&T CM94003OOQ1OG | Electrical Components | Text: 320A 50kA Triple Pole DN3 TMR MCCB L&T CM94003OOQ1OG; Check: 1; Check: 0; Link: INR; Int: 0
|  | 400A 50kA Triple Pole DN3 TMR MCCB L&T CM94003OOR1OG | Standard Buying | 11329.8 | Nos | 1 | 1 | 400A 50kA Triple Pole DN3 TMR MCCB L&T CM94003OOR1OG | Electrical Components | Text: 400A 50kA Triple Pole DN3 TMR MCCB L&T CM94003OOR1OG; Check: 1; Check: 0; Link: INR; Int: 0
|  | 500A 50kA Triple Pole DN3 TMR MCCB L&T CM94004OOS1OG | Standard Buying | 13326.2 | Nos | 1 | 1 | 500A 50kA Triple Pole DN3 TMR MCCB L&T CM94004OOS1OG | Electrical Components | Text: 500A 50kA Triple Pole DN3 TMR MCCB L&T CM94004OOS1OG; Check: 1; Check: 0; Link: INR; Int: 0
|  | 630A 50kA Triple Pole DN3 TMR MCCB L&T CM94004OOT1OG | Standard Buying | 14080.6 | Nos | 1 | 1 | 630A 50kA Triple Pole DN3 TMR MCCB L&T CM94004OOT1OG | Electrical Components | Text: 630A 50kA Triple Pole DN3 TMR MCCB L&T CM94004OOT1OG; Check: 1; Check: 0; Link: INR; Int: 0
|  | 125A 50kA Four Pole DN2 TMR MCCB L&T CM92105OOL1OG | Standard Buying | 7929.6 | Nos | 1 | 1 | 125A 50kA Four Pole DN2 TMR MCCB L&T CM92105OOL1OG | Electrical Components | Text: 125A 50kA Four Pole DN2 TMR MCCB L&T CM92105OOL1OG; Check: 1; Check: 0; Link: INR; Int: 0
|  | 160A 50kA Four Pole DN2 TMR MCCB L&T CM92105OOM1OG | Standard Buying | 8899.2 | Nos | 1 | 1 | 160A 50kA Four Pole DN2 TMR MCCB L&T CM92105OOM1OG | Electrical Components | Text: 160A 50kA Four Pole DN2 TMR MCCB L&T CM92105OOM1OG; Check: 1; Check: 0; Link: INR; Int: 0
|  | 200A 50kA Four Pole DN2 TMR MCCB L&T CM92106OON1OG | Standard Buying | 11520 | Nos | 1 | 1 | 200A 50kA Four Pole DN2 TMR MCCB L&T CM92106OON1OG | Electrical Components | Text: 200A 50kA Four Pole DN2 TMR MCCB L&T CM92106OON1OG; Check: 1; Check: 0; Link: INR; Int: 0
|  | 250A 50kA Four Pole DN2 TMR MCCB L&T CM92106OOP1OG | Standard Buying | 12235.2 | Nos | 1 | 1 | 250A 50kA Four Pole DN2 TMR MCCB L&T CM92106OOP1OG | Electrical Components | Text: 250A 50kA Four Pole DN2 TMR MCCB L&T CM92106OOP1OG; Check: 1; Check: 0; Link: INR; Int: 0
|  | 320A 50kA Four Pole DN3 TMR MCCB L&T CM94103OOQ1OG | Standard Buying | 13956.4 | Nos | 1 | 1 | 320A 50kA Four Pole DN3 TMR MCCB L&T CM94103OOQ1OG | Electrical Components | Text: 320A 50kA Four Pole DN3 TMR MCCB L&T CM94103OOQ1OG; Check: 1; Check: 0; Link: INR; Int: 0
|  | 400A 50kA Four Pole DN3 TMR MCCB L&T CM94103OOR1OG | Standard Buying | 14149.6 | Nos | 1 | 1 | 400A 50kA Four Pole DN3 TMR MCCB L&T CM94103OOR1OG | Electrical Components | Text: 400A 50kA Four Pole DN3 TMR MCCB L&T CM94103OOR1OG; Check: 1; Check: 0; Link: INR; Int: 0
|  | 500A 50kA Four Pole DN3 TMR MCCB L&T CM94104OOS1OG | Standard Buying | 16826.8 | Nos | 1 | 1 | 500A 50kA Four Pole DN3 TMR MCCB L&T CM94104OOS1OG | Electrical Components | Text: 500A 50kA Four Pole DN3 TMR MCCB L&T CM94104OOS1OG; Check: 1; Check: 0; Link: INR; Int: 0
|  | 630A 50kA Four Pole DN3 TMR MCCB L&T CM94104OOT1OG | Standard Buying | 17940 | Nos | 1 | 1 | 630A 50kA Four Pole DN3 TMR MCCB L&T CM94104OOT1OG | Electrical Components | Text: 630A 50kA Four Pole DN3 TMR MCCB L&T CM94104OOT1OG; Check: 1; Check: 0; Link: INR; Int: 0
|  | 125A 70kA Triple Pole DN2 TMR MCCB L&T CM92002OOL1OG | Standard Buying | 9676.8 | Nos | 1 | 1 | 125A 70kA Triple Pole DN2 TMR MCCB L&T CM92002OOL1OG | Electrical Components | Text: 125A 70kA Triple Pole DN2 TMR MCCB L&T CM92002OOL1OG; Check: 1; Check: 0; Link: INR; Int: 0
|  | 160A 70kA Triple Pole DN2 TMR MCCB L&T CM92002OOM1OG | Standard Buying | 10790.4 | Nos | 1 | 1 | 160A 70kA Triple Pole DN2 TMR MCCB L&T CM92002OOM1OG | Electrical Components | Text: 160A 70kA Triple Pole DN2 TMR MCCB L&T CM92002OOM1OG; Check: 1; Check: 0; Link: INR; Int: 0
|  | 200A 70kA Triple Pole DN2 TMR MCCB L&T CM92003OON1OG | Standard Buying | 11793.6 | Nos | 1 | 1 | 200A 70kA Triple Pole DN2 TMR MCCB L&T CM92003OON1OG | Electrical Components | Text: 200A 70kA Triple Pole DN2 TMR MCCB L&T CM92003OON1OG; Check: 1; Check: 0; Link: INR; Int: 0
|  | 250A 70kA Triple Pole DN2 TMR MCCB L&T CM92003OOP1OG | Standard Buying | 12604.8 | Nos | 1 | 1 | 250A 70kA Triple Pole DN2 TMR MCCB L&T CM92003OOP1OG | Electrical Components | Text: 250A 70kA Triple Pole DN2 TMR MCCB L&T CM92003OOP1OG; Check: 1; Check: 0; Link: INR; Int: 0
|  | 320A 70kA Triple Pole DN3 TMR MCCB L&T CM94001OOQ1OG | Standard Buying | 13298.6 | Nos | 1 | 1 | 320A 70kA Triple Pole DN3 TMR MCCB L&T CM94001OOQ1OG | Electrical Components | Text: 320A 70kA Triple Pole DN3 TMR MCCB L&T CM94001OOQ1OG; Check: 1; Check: 0; Link: INR; Int: 0
|  | 400A 70kA Triple Pole DN3 TMR MCCB L&T CM94001OOR1OG | Standard Buying | 13427.4 | Nos | 1 | 1 | 400A 70kA Triple Pole DN3 TMR MCCB L&T CM94001OOR1OG | Electrical Components | Text: 400A 70kA Triple Pole DN3 TMR MCCB L&T CM94001OOR1OG; Check: 1; Check: 0; Link: INR; Int: 0
|  | 500A 70kA Triple Pole DN3 TMR MCCB L&T CM94002OOS1OG | Standard Buying | 17043 | Nos | 1 | 1 | 500A 70kA Triple Pole DN3 TMR MCCB L&T CM94002OOS1OG | Electrical Components | Text: 500A 70kA Triple Pole DN3 TMR MCCB L&T CM94002OOS1OG; Check: 1; Check: 0; Link: INR; Int: 0
|  | 630A 70kA Triple Pole DN3 TMR MCCB L&T CM94002OOT1OG | Standard Buying | 17337.4 | Nos | 1 | 1 | 630A 70kA Triple Pole DN3 TMR MCCB L&T CM94002OOT1OG | Electrical Components | Text: 630A 70kA Triple Pole DN3 TMR MCCB L&T CM94002OOT1OG; Check: 1; Check: 0; Link: INR; Int: 0
|  | 125A 70kA Four Pole DN2 TMR MCCB L&T CM92102OOL1OG | Standard Buying | 10708.8 | Nos | 1 | 1 | 125A 70kA Four Pole DN2 TMR MCCB L&T CM92102OOL1OG | Electrical Components | Text: 125A 70kA Four Pole DN2 TMR MCCB L&T CM92102OOL1OG; Check: 1; Check: 0; Link: INR; Int: 0
|  | 160A 70kA Four Pole DN2 TMR MCCB L&T CM92102OOM1OG | Standard Buying | 12206.4 | Nos | 1 | 1 | 160A 70kA Four Pole DN2 TMR MCCB L&T CM92102OOM1OG | Electrical Components | Text: 160A 70kA Four Pole DN2 TMR MCCB L&T CM92102OOM1OG; Check: 1; Check: 0; Link: INR; Int: 0
|  | 200A 70kA Four Pole DN2 TMR MCCB L&T CM92103OON1OG | Standard Buying | 14520 | Nos | 1 | 1 | 200A 70kA Four Pole DN2 TMR MCCB L&T CM92103OON1OG | Electrical Components | Text: 200A 70kA Four Pole DN2 TMR MCCB L&T CM92103OON1OG; Check: 1; Check: 0; Link: INR; Int: 0
|  | 250A 70kA Four Pole DN2 TMR MCCB L&T CM92103OOP1OG | Standard Buying | 15316.8 | Nos | 1 | 1 | 250A 70kA Four Pole DN2 TMR MCCB L&T CM92103OOP1OG | Electrical Components | Text: 250A 70kA Four Pole DN2 TMR MCCB L&T CM92103OOP1OG; Check: 1; Check: 0; Link: INR; Int: 0
|  | 320A 70kA Four Pole DN3 TMR MCCB L&T CM94101OOQ1OG | Standard Buying | 15433 | Nos | 1 | 1 | 320A 70kA Four Pole DN3 TMR MCCB L&T CM94101OOQ1OG | Electrical Components | Text: 320A 70kA Four Pole DN3 TMR MCCB L&T CM94101OOQ1OG; Check: 1; Check: 0; Link: INR; Int: 0
|  | 400A 70kA Four Pole DN3 TMR MCCB L&T CM94101OOR1OG | Standard Buying | 15483.6 | Nos | 1 | 1 | 400A 70kA Four Pole DN3 TMR MCCB L&T CM94101OOR1OG | Electrical Components | Text: 400A 70kA Four Pole DN3 TMR MCCB L&T CM94101OOR1OG; Check: 1; Check: 0; Link: INR; Int: 0
|  | 500A 70kA Four Pole DN3 TMR MCCB L&T CM94102OOS1OG | Standard Buying | 20778.2 | Nos | 1 | 1 | 500A 70kA Four Pole DN3 TMR MCCB L&T CM94102OOS1OG | Electrical Components | Text: 500A 70kA Four Pole DN3 TMR MCCB L&T CM94102OOS1OG; Check: 1; Check: 0; Link: INR; Int: 0
|  | 630A 70kA Four Pole DN3 TMR MCCB L&T CM94102OOT1OG | Standard Buying | 21638.4 | Nos | 1 | 1 | 630A 70kA Four Pole DN3 TMR MCCB L&T CM94102OOT1OG | Electrical Components | Text: 630A 70kA Four Pole DN3 TMR MCCB L&T CM94102OOT1OG; Check: 1; Check: 0; Link: INR; Int: 0
|  | 40A 36kA Triple Pole DN2 MPR MTX1.0 MCCB L&T CM92063OOOOX1 | Standard Buying | 6697.6 | Nos | 1 | 1 | 40A 36kA Triple Pole DN2 MPR MTX1.0 MCCB L&T CM92063OOOOX1 | Electrical Components | Text: 40A 36kA Triple Pole DN2 MPR MTX1.0 MCCB L&T CM92063OOOOX1; Check: 1; Check: 0; Link: INR; Int: 0
|  | 63A 36kA Triple Pole DN2 MPR MTX1.0 MCCB L&T CM92071OOOOX1 | Standard Buying | 6697.6 | Nos | 1 | 1 | 63A 36kA Triple Pole DN2 MPR MTX1.0 MCCB L&T CM92071OOOOX1 | Electrical Components | Text: 63A 36kA Triple Pole DN2 MPR MTX1.0 MCCB L&T CM92071OOOOX1; Check: 1; Check: 0; Link: INR; Int: 0
|  | 100A 36kA Triple Pole DN2 MPR MTX1.0 MCCB L&TCM92051OOOOX1 | Standard Buying | 6697.6 | Nos | 1 | 1 | 100A 36kA Triple Pole DN2 MPR MTX1.0 MCCB L&TCM92051OOOOX1 | Electrical Components | Text: 100A 36kA Triple Pole DN2 MPR MTX1.0 MCCB L&TCM92051OOOOX1; Check: 1; Check: 0; Link: INR; Int: 0
|  | 160A 36kA Triple Pole DN2 MPR MTX1.0 MCCB L&T CM92074OOOOX1 | Standard Buying | 8556 | Nos | 1 | 1 | 160A 36kA Triple Pole DN2 MPR MTX1.0 MCCB L&T CM92074OOOOX1 | Electrical Components | Text: 160A 36kA Triple Pole DN2 MPR MTX1.0 MCCB L&T CM92074OOOOX1; Check: 1; Check: 0; Link: INR; Int: 0
|  | 250A 36kA Triple Pole DN2 MPR MTX1.0 MCCB L&T CM92054OOOOX1 | Standard Buying | 10731.8 | Nos | 1 | 1 | 250A 36kA Triple Pole DN2 MPR MTX1.0 MCCB L&T CM92054OOOOX1 | Electrical Components | Text: 250A 36kA Triple Pole DN2 MPR MTX1.0 MCCB L&T CM92054OOOOX1; Check: 1; Check: 0; Link: INR; Int: 0
|  | 400A 36kA Triple Pole DN3 MPR MTX1.0 MCCB L&T CM93001OOOOX1 | Standard Buying | 12663.8 | Nos | 1 | 1 | 400A 36kA Triple Pole DN3 MPR MTX1.0 MCCB L&T CM93001OOOOX1 | Electrical Components | Text: 400A 36kA Triple Pole DN3 MPR MTX1.0 MCCB L&T CM93001OOOOX1; Check: 1; Check: 0; Link: INR; Int: 0
|  | 630A 36kA Triple Pole DN3 MPR MTX1.0 MCCB L&T CM93005OOOOX1 | Standard Buying | 13629.8 | Nos | 1 | 1 | 630A 36kA Triple Pole DN3 MPR MTX1.0 MCCB L&T CM93005OOOOX1 | Electrical Components | Text: 630A 36kA Triple Pole DN3 MPR MTX1.0 MCCB L&T CM93005OOOOX1; Check: 1; Check: 0; Link: INR; Int: 0
|  | 40A 36kA Four Pole DN2 MPR MTX1.0 MCCB L&T CM92155OOOOX1 | Standard Buying | 8583.6 | Nos | 1 | 1 | 40A 36kA Four Pole DN2 MPR MTX1.0 MCCB L&T CM92155OOOOX1 | Electrical Components | Text: 40A 36kA Four Pole DN2 MPR MTX1.0 MCCB L&T CM92155OOOOX1; Check: 1; Check: 0; Link: INR; Int: 0
|  | 63A 36kA Four Pole DN2 MPR MTX1.0 MCCB L&T CM92154OOOOX1 | Standard Buying | 8675.6 | Nos | 1 | 1 | 63A 36kA Four Pole DN2 MPR MTX1.0 MCCB L&T CM92154OOOOX1 | Electrical Components | Text: 63A 36kA Four Pole DN2 MPR MTX1.0 MCCB L&T CM92154OOOOX1; Check: 1; Check: 0; Link: INR; Int: 0
|  | 100A 36kA Four Pole DN2 MPR MTX1.0 MCCB L&TCM92153OOOOX1 | Standard Buying | 8675.6 | Nos | 1 | 1 | 100A 36kA Four Pole DN2 MPR MTX1.0 MCCB L&TCM92153OOOOX1 | Electrical Components | Text: 100A 36kA Four Pole DN2 MPR MTX1.0 MCCB L&TCM92153OOOOX1; Check: 1; Check: 0; Link: INR; Int: 0
|  | 160A 36kA Four Pole DN2 MPR MTX1.0 MCCB L&T CM92152OOOOX1 | Standard Buying | 11891 | Nos | 1 | 1 | 160A 36kA Four Pole DN2 MPR MTX1.0 MCCB L&T CM92152OOOOX1 | Electrical Components | Text: 160A 36kA Four Pole DN2 MPR MTX1.0 MCCB L&T CM92152OOOOX1; Check: 1; Check: 0; Link: INR; Int: 0
|  | 250A 36kA Four Pole DN2 MPR MTX1.0 MCCB L&T CM92151OOOOX1 | Standard Buying | 13997.8 | Nos | 1 | 1 | 250A 36kA Four Pole DN2 MPR MTX1.0 MCCB L&T CM92151OOOOX1 | Electrical Components | Text: 250A 36kA Four Pole DN2 MPR MTX1.0 MCCB L&T CM92151OOOOX1; Check: 1; Check: 0; Link: INR; Int: 0
|  | 400A 36kA Four Pole DN3 MPR MTX1.0 MCCB L&T CM93003OOOOX1 | Standard Buying | 15635.4 | Nos | 1 | 1 | 400A 36kA Four Pole DN3 MPR MTX1.0 MCCB L&T CM93003OOOOX1 | Electrical Components | Text: 400A 36kA Four Pole DN3 MPR MTX1.0 MCCB L&T CM93003OOOOX1; Check: 1; Check: 0; Link: INR; Int: 0
|  | 630A 36kA Four Pole DN3 MPR MTX1.0 MCCB L&T CM93007OOOOX1 | Standard Buying | 18432.2 | Nos | 1 | 1 | 630A 36kA Four Pole DN3 MPR MTX1.0 MCCB L&T CM93007OOOOX1 | Electrical Components | Text: 630A 36kA Four Pole DN3 MPR MTX1.0 MCCB L&T CM93007OOOOX1; Check: 1; Check: 0; Link: INR; Int: 0
|  | 40A 50kA Triple Pole DN2 MPR MTX1.0 MCCB L&T CM92064OOOOX1 | Standard Buying | 7985.6 | Nos | 1 | 1 | 40A 50kA Triple Pole DN2 MPR MTX1.0 MCCB L&T CM92064OOOOX1 | Electrical Components | Text: 40A 50kA Triple Pole DN2 MPR MTX1.0 MCCB L&T CM92064OOOOX1; Check: 1; Check: 0; Link: INR; Int: 0
|  | 63A 50kA Triple Pole DN2 MPR MTX1.0 MCCB L&T CM92072OOOOX1 | Standard Buying | 7985.6 | Nos | 1 | 1 | 63A 50kA Triple Pole DN2 MPR MTX1.0 MCCB L&T CM92072OOOOX1 | Electrical Components | Text: 63A 50kA Triple Pole DN2 MPR MTX1.0 MCCB L&T CM92072OOOOX1; Check: 1; Check: 0; Link: INR; Int: 0
|  | 100A 50kA Triple Pole DN2 MPR MTX1.0 MCCB L&TCM92052OOOOX1 | Standard Buying | 7985.6 | Nos | 1 | 1 | 100A 50kA Triple Pole DN2 MPR MTX1.0 MCCB L&TCM92052OOOOX1 | Electrical Components | Text: 100A 50kA Triple Pole DN2 MPR MTX1.0 MCCB L&TCM92052OOOOX1; Check: 1; Check: 0; Link: INR; Int: 0
|  | 160A 50kA Triple Pole DN2 MPR MTX1.0 MCCB L&T CM92075OOOOX1 | Standard Buying | 10156.8 | Nos | 1 | 1 | 160A 50kA Triple Pole DN2 MPR MTX1.0 MCCB L&T CM92075OOOOX1 | Electrical Components | Text: 160A 50kA Triple Pole DN2 MPR MTX1.0 MCCB L&T CM92075OOOOX1; Check: 1; Check: 0; Link: INR; Int: 0
|  | 250A 50kA Triple Pole DN2 MPR MTX1.0 MCCB L&T CM92055OOOOX1 | Standard Buying | 12047.4 | Nos | 1 | 1 | 250A 50kA Triple Pole DN2 MPR MTX1.0 MCCB L&T CM92055OOOOX1 | Electrical Components | Text: 250A 50kA Triple Pole DN2 MPR MTX1.0 MCCB L&T CM92055OOOOX1; Check: 1; Check: 0; Link: INR; Int: 0
|  | 400A 50kA Triple Pole DN3 MPR MTX1.0 MCCB L&T CM93002OOOOX1 | Standard Buying | 13915 | Nos | 1 | 1 | 400A 50kA Triple Pole DN3 MPR MTX1.0 MCCB L&T CM93002OOOOX1 | Electrical Components | Text: 400A 50kA Triple Pole DN3 MPR MTX1.0 MCCB L&T CM93002OOOOX1; Check: 1; Check: 0; Link: INR; Int: 0
|  | 630A 50kA Triple Pole DN3 MPR MTX1.0 MCCB L&T CM93006OOOOX1 | Standard Buying | 15124.8 | Nos | 1 | 1 | 630A 50kA Triple Pole DN3 MPR MTX1.0 MCCB L&T CM93006OOOOX1 | Electrical Components | Text: 630A 50kA Triple Pole DN3 MPR MTX1.0 MCCB L&T CM93006OOOOX1; Check: 1; Check: 0; Link: INR; Int: 0
|  | 800A 50kA Triple Pole DN4 MPR MTX1.0 MCCB L&T CM96021OOOOX1 | Standard Buying | 22121.4 | Nos | 1 | 1 | 800A 50kA Triple Pole DN4 MPR MTX1.0 MCCB L&T CM96021OOOOX1 | Electrical Components | Text: 800A 50kA Triple Pole DN4 MPR MTX1.0 MCCB L&T CM96021OOOOX1; Check: 1; Check: 0; Link: INR; Int: 0
|  | 1000A 50kA Triple Pole DN4 MPR MTX1.0 MCCB L&T CM96022OOOOX1 | Standard Buying | 34113.6 | Nos | 1 | 1 | 1000A 50kA Triple Pole DN4 MPR MTX1.0 MCCB L&T CM96022OOOOX1 | Electrical Components | Text: 1000A 50kA Triple Pole DN4 MPR MTX1.0 MCCB L&T CM96022OOOOX1; Check: 1; Check: 0; Link: INR; Int: 0
|  | 1250A 50kA Triple Pole DN4 MPR MTX1.0 MCCB L&T CM96023OOOOX1 | Standard Buying | 41740.4 | Nos | 1 | 1 | 1250A 50kA Triple Pole DN4 MPR MTX1.0 MCCB L&T CM96023OOOOX1 | Electrical Components | Text: 1250A 50kA Triple Pole DN4 MPR MTX1.0 MCCB L&T CM96023OOOOX1; Check: 1; Check: 0; Link: INR; Int: 0
|  | 40A 50kA Four Pole DN2 MPR MTX1.0 MCCB L&T CM92160OOOOX1 | Standard Buying | 10966.4 | Nos | 1 | 1 | 40A 50kA Four Pole DN2 MPR MTX1.0 MCCB L&T CM92160OOOOX1 | Electrical Components | Text: 40A 50kA Four Pole DN2 MPR MTX1.0 MCCB L&T CM92160OOOOX1; Check: 1; Check: 0; Link: INR; Int: 0
|  | 63A 50kA Four Pole DN2 MPR MTX1.0 MCCB L&T CM92159OOOOX1 | Standard Buying | 10966.4 | Nos | 1 | 1 | 63A 50kA Four Pole DN2 MPR MTX1.0 MCCB L&T CM92159OOOOX1 | Electrical Components | Text: 63A 50kA Four Pole DN2 MPR MTX1.0 MCCB L&T CM92159OOOOX1; Check: 1; Check: 0; Link: INR; Int: 0
|  | 100A 50kA Four Pole DN2 MPR MTX1.0 MCCB L&TCM92158OOOOX1 | Standard Buying | 10966.4 | Nos | 1 | 1 | 100A 50kA Four Pole DN2 MPR MTX1.0 MCCB L&TCM92158OOOOX1 | Electrical Components | Text: 100A 50kA Four Pole DN2 MPR MTX1.0 MCCB L&TCM92158OOOOX1; Check: 1; Check: 0; Link: INR; Int: 0
|  | 160A 50kA Four Pole DN2 MPR MTX1.0 MCCB L&T CM92157OOOOX1 | Standard Buying | 13169.8 | Nos | 1 | 1 | 160A 50kA Four Pole DN2 MPR MTX1.0 MCCB L&T CM92157OOOOX1 | Electrical Components | Text: 160A 50kA Four Pole DN2 MPR MTX1.0 MCCB L&T CM92157OOOOX1; Check: 1; Check: 0; Link: INR; Int: 0
|  | 250A 50kA Four Pole DN2 MPR MTX1.0 MCCB L&T CM92156OOOOX1 | Standard Buying | 15571 | Nos | 1 | 1 | 250A 50kA Four Pole DN2 MPR MTX1.0 MCCB L&T CM92156OOOOX1 | Electrical Components | Text: 250A 50kA Four Pole DN2 MPR MTX1.0 MCCB L&T CM92156OOOOX1; Check: 1; Check: 0; Link: INR; Int: 0
|  | 400A 50kA Four Pole DN3 MPR MTX1.0 MCCB L&T CM93004OOOOX1 | Standard Buying | 17774.4 | Nos | 1 | 1 | 400A 50kA Four Pole DN3 MPR MTX1.0 MCCB L&T CM93004OOOOX1 | Electrical Components | Text: 400A 50kA Four Pole DN3 MPR MTX1.0 MCCB L&T CM93004OOOOX1; Check: 1; Check: 0; Link: INR; Int: 0
|  | 630A 50kA Four Pole DN3 MPR MTX1.0 MCCB L&T CM93008OOOOX1 | Standard Buying | 19743.2 | Nos | 1 | 1 | 630A 50kA Four Pole DN3 MPR MTX1.0 MCCB L&T CM93008OOOOX1 | Electrical Components | Text: 630A 50kA Four Pole DN3 MPR MTX1.0 MCCB L&T CM93008OOOOX1; Check: 1; Check: 0; Link: INR; Int: 0
|  | 800A 50kA Four Pole DN4 MPR MTX1.0 MCCB L&T CM96111OOOOX1 | Standard Buying | 26698.4 | Nos | 1 | 1 | 800A 50kA Four Pole DN4 MPR MTX1.0 MCCB L&T CM96111OOOOX1 | Electrical Components | Text: 800A 50kA Four Pole DN4 MPR MTX1.0 MCCB L&T CM96111OOOOX1; Check: 1; Check: 0; Link: INR; Int: 0
|  | 1000A 50kA Four Pole DN4 MPR MTX1.0 MCCB L&T CM96112OOOOX1 | Standard Buying | 48405.8 | Nos | 1 | 1 | 1000A 50kA Four Pole DN4 MPR MTX1.0 MCCB L&T CM96112OOOOX1 | Electrical Components | Text: 1000A 50kA Four Pole DN4 MPR MTX1.0 MCCB L&T CM96112OOOOX1; Check: 1; Check: 0; Link: INR; Int: 0
|  | 1250A 50kA Four Pole DN4 MPR MTX1.0 MCCB L&T CM96113OOOOX1 | Standard Buying | 61138.6 | Nos | 1 | 1 | 1250A 50kA Four Pole DN4 MPR MTX1.0 MCCB L&T CM96113OOOOX1 | Electrical Components | Text: 1250A 50kA Four Pole DN4 MPR MTX1.0 MCCB L&T CM96113OOOOX1; Check: 1; Check: 0; Link: INR; Int: 0
|  | 40A 70kA Triple Pole DN2 MPR MTX1.0 MCCB L&T CM92065OOOOX1 | Standard Buying | 8675.6 | Nos | 1 | 1 | 40A 70kA Triple Pole DN2 MPR MTX1.0 MCCB L&T CM92065OOOOX1 | Electrical Components | Text: 40A 70kA Triple Pole DN2 MPR MTX1.0 MCCB L&T CM92065OOOOX1; Check: 1; Check: 0; Link: INR; Int: 0
|  | 63A 70kA Triple Pole DN2 MPR MTX1.0 MCCB L&T CM92073OOOOX1 | Standard Buying | 8675.6 | Nos | 1 | 1 | 63A 70kA Triple Pole DN2 MPR MTX1.0 MCCB L&T CM92073OOOOX1 | Electrical Components | Text: 63A 70kA Triple Pole DN2 MPR MTX1.0 MCCB L&T CM92073OOOOX1; Check: 1; Check: 0; Link: INR; Int: 0
|  | 100A 70kA Triple Pole DN2 MPR MTX1.0 MCCB L&TCM92059OOOOX1 | Standard Buying | 8675.6 | Nos | 1 | 1 | 100A 70kA Triple Pole DN2 MPR MTX1.0 MCCB L&TCM92059OOOOX1 | Electrical Components | Text: 100A 70kA Triple Pole DN2 MPR MTX1.0 MCCB L&TCM92059OOOOX1; Check: 1; Check: 0; Link: INR; Int: 0
|  | 160A 70kA Triple Pole DN2 MPR MTX1.0 MCCB L&T CM92076OOOOX1 | Standard Buying | 11693.2 | Nos | 1 | 1 | 160A 70kA Triple Pole DN2 MPR MTX1.0 MCCB L&T CM92076OOOOX1 | Electrical Components | Text: 160A 70kA Triple Pole DN2 MPR MTX1.0 MCCB L&T CM92076OOOOX1; Check: 1; Check: 0; Link: INR; Int: 0
|  | 250A 70kA Triple Pole DN2 MPR MTX1.0 MCCB L&T CM92056OOOOX1 | Standard Buying | 14039.2 | Nos | 1 | 1 | 250A 70kA Triple Pole DN2 MPR MTX1.0 MCCB L&T CM92056OOOOX1 | Electrical Components | Text: 250A 70kA Triple Pole DN2 MPR MTX1.0 MCCB L&T CM92056OOOOX1; Check: 1; Check: 0; Link: INR; Int: 0
|  | 400A 70kA Triple Pole DN3 MPR MTX1.0 MCCB L&T CM94053OOOOX1 | Standard Buying | 16799.2 | Nos | 1 | 1 | 400A 70kA Triple Pole DN3 MPR MTX1.0 MCCB L&T CM94053OOOOX1 | Electrical Components | Text: 400A 70kA Triple Pole DN3 MPR MTX1.0 MCCB L&T CM94053OOOOX1; Check: 1; Check: 0; Link: INR; Int: 0
|  | 630A 70kA Triple Pole DN3 MPR MTX1.0 MCCB L&T CM94079OOOOX1 | Standard Buying | 18703.6 | Nos | 1 | 1 | 630A 70kA Triple Pole DN3 MPR MTX1.0 MCCB L&T CM94079OOOOX1 | Electrical Components | Text: 630A 70kA Triple Pole DN3 MPR MTX1.0 MCCB L&T CM94079OOOOX1; Check: 1; Check: 0; Link: INR; Int: 0
|  | 800A 70kA Triple Pole DN4 MPR MTX1.0 MCCB L&T CM96025OOOOX1 | Standard Buying | 30203.6 | Nos | 1 | 1 | 800A 70kA Triple Pole DN4 MPR MTX1.0 MCCB L&T CM96025OOOOX1 | Electrical Components | Text: 800A 70kA Triple Pole DN4 MPR MTX1.0 MCCB L&T CM96025OOOOX1; Check: 1; Check: 0; Link: INR; Int: 0
|  | 1000A 70kA Triple Pole DN4 MPR MTX1.0 MCCB L&T CM96026OOOOX1 | Standard Buying | 42945.6 | Nos | 1 | 1 | 1000A 70kA Triple Pole DN4 MPR MTX1.0 MCCB L&T CM96026OOOOX1 | Electrical Components | Text: 1000A 70kA Triple Pole DN4 MPR MTX1.0 MCCB L&T CM96026OOOOX1; Check: 1; Check: 0; Link: INR; Int: 0
|  | 1250A 70kA Triple Pole DN4 MPR MTX1.0 MCCB L&T CM96027OOOOX1 | Standard Buying | 52039.8 | Nos | 1 | 1 | 1250A 70kA Triple Pole DN4 MPR MTX1.0 MCCB L&T CM96027OOOOX1 | Electrical Components | Text: 1250A 70kA Triple Pole DN4 MPR MTX1.0 MCCB L&T CM96027OOOOX1; Check: 1; Check: 0; Link: INR; Int: 0
|  | 40A 70kA Four Pole DN2 MPR MTX1.0 MCCB L&T CM92165OOOOX1 | Standard Buying | 11044.6 | Nos | 1 | 1 | 40A 70kA Four Pole DN2 MPR MTX1.0 MCCB L&T CM92165OOOOX1 | Electrical Components | Text: 40A 70kA Four Pole DN2 MPR MTX1.0 MCCB L&T CM92165OOOOX1; Check: 1; Check: 0; Link: INR; Int: 0
|  | 63A 70kA Four Pole DN2 MPR MTX1.0 MCCB L&T CM92164OOOOX1 | Standard Buying | 11044.6 | Nos | 1 | 1 | 63A 70kA Four Pole DN2 MPR MTX1.0 MCCB L&T CM92164OOOOX1 | Electrical Components | Text: 63A 70kA Four Pole DN2 MPR MTX1.0 MCCB L&T CM92164OOOOX1; Check: 1; Check: 0; Link: INR; Int: 0
|  | 100A 70kA Four Pole DN2 MPR MTX1.0 MCCB L&TCM92163OOOOX1 | Standard Buying | 11044.6 | Nos | 1 | 1 | 100A 70kA Four Pole DN2 MPR MTX1.0 MCCB L&TCM92163OOOOX1 | Electrical Components | Text: 100A 70kA Four Pole DN2 MPR MTX1.0 MCCB L&TCM92163OOOOX1; Check: 1; Check: 0; Link: INR; Int: 0
|  | 160A 70kA Four Pole DN2 MPR MTX1.0 MCCB L&T CM92162OOOOX1 | Standard Buying | 14927 | Nos | 1 | 1 | 160A 70kA Four Pole DN2 MPR MTX1.0 MCCB L&T CM92162OOOOX1 | Electrical Components | Text: 160A 70kA Four Pole DN2 MPR MTX1.0 MCCB L&T CM92162OOOOX1; Check: 1; Check: 0; Link: INR; Int: 0
|  | 250A 70kA Four Pole DN2 MPR MTX1.0 MCCB L&T CM92161OOOOX1 | Standard Buying | 16923.4 | Nos | 1 | 1 | 250A 70kA Four Pole DN2 MPR MTX1.0 MCCB L&T CM92161OOOOX1 | Electrical Components | Text: 250A 70kA Four Pole DN2 MPR MTX1.0 MCCB L&T CM92161OOOOX1; Check: 1; Check: 0; Link: INR; Int: 0
|  | 400A 70kA Four Pole DN3 MPR MTX1.0 MCCB L&T CM94153OOOOX1 | Standard Buying | 21219.8 | Nos | 1 | 1 | 400A 70kA Four Pole DN3 MPR MTX1.0 MCCB L&T CM94153OOOOX1 | Electrical Components | Text: 400A 70kA Four Pole DN3 MPR MTX1.0 MCCB L&T CM94153OOOOX1; Check: 1; Check: 0; Link: INR; Int: 0
|  | 630A 70kA Four Pole DN3 MPR MTX1.0 MCCB L&T CM94179OOOOX1 | Standard Buying | 24398.4 | Nos | 1 | 1 | 630A 70kA Four Pole DN3 MPR MTX1.0 MCCB L&T CM94179OOOOX1 | Electrical Components | Text: 630A 70kA Four Pole DN3 MPR MTX1.0 MCCB L&T CM94179OOOOX1; Check: 1; Check: 0; Link: INR; Int: 0
|  | 800A 70kA Four Pole DN4 MPR MTX1.0 MCCB L&T CM961150OOOOX1 | Standard Buying | 37545.2 | Nos | 1 | 1 | 800A 70kA Four Pole DN4 MPR MTX1.0 MCCB L&T CM961150OOOOX1 | Electrical Components | Text: 800A 70kA Four Pole DN4 MPR MTX1.0 MCCB L&T CM961150OOOOX1; Check: 1; Check: 0; Link: INR; Int: 0
|  | 1000A 70kA Four Pole DN4 MPR MTX1.0 MCCB L&T CM96116OOOOX1 | Standard Buying | 61368.6 | Nos | 1 | 1 | 1000A 70kA Four Pole DN4 MPR MTX1.0 MCCB L&T CM96116OOOOX1 | Electrical Components | Text: 1000A 70kA Four Pole DN4 MPR MTX1.0 MCCB L&T CM96116OOOOX1; Check: 1; Check: 0; Link: INR; Int: 0
|  | 1250A 70kA Four Pole DN4 MPR MTX1.0 MCCB L&T CM96117OOOOX1 | Standard Buying | 72210.8 | Nos | 1 | 1 | 1250A 70kA Four Pole DN4 MPR MTX1.0 MCCB L&T CM96117OOOOX1 | Electrical Components | Text: 1250A 70kA Four Pole DN4 MPR MTX1.0 MCCB L&T CM96117OOOOX1; Check: 1; Check: 0; Link: INR; Int: 0
|  | 40A 36kA Triple Pole DN2 MPR MTX2.0 MCCB L&T CM92063OOOOAG | Standard Buying | 10589.2 | Nos | 1 | 1 | 40A 36kA Triple Pole DN2 MPR MTX2.0 MCCB L&T CM92063OOOOAG | Electrical Components | Text: 40A 36kA Triple Pole DN2 MPR MTX2.0 MCCB L&T CM92063OOOOAG; Check: 1; Check: 0; Link: INR; Int: 0
|  | 63A 36kA Triple Pole DN2 MPR MTX2.0 MCCB L&T CM92071OOOOAG | Standard Buying | 10589.2 | Nos | 1 | 1 | 63A 36kA Triple Pole DN2 MPR MTX2.0 MCCB L&T CM92071OOOOAG | Electrical Components | Text: 63A 36kA Triple Pole DN2 MPR MTX2.0 MCCB L&T CM92071OOOOAG; Check: 1; Check: 0; Link: INR; Int: 0
|  | 100A 36kA Triple Pole DN2 MPR MTX2.0 MCCB L&TCM92051OOOOAG | Standard Buying | 10589.2 | Nos | 1 | 1 | 100A 36kA Triple Pole DN2 MPR MTX2.0 MCCB L&TCM92051OOOOAG | Electrical Components | Text: 100A 36kA Triple Pole DN2 MPR MTX2.0 MCCB L&TCM92051OOOOAG; Check: 1; Check: 0; Link: INR; Int: 0
|  | 160A 36kA Triple Pole DN2 MPR MTX2.0 MCCB L&T CM92074OOOOAG | Standard Buying | 12125.6 | Nos | 1 | 1 | 160A 36kA Triple Pole DN2 MPR MTX2.0 MCCB L&T CM92074OOOOAG | Electrical Components | Text: 160A 36kA Triple Pole DN2 MPR MTX2.0 MCCB L&T CM92074OOOOAG; Check: 1; Check: 0; Link: INR; Int: 0
|  | 250A 36kA Triple Pole DN2 MPR MTX2.0 MCCB L&T CM92054OOOOAG | Standard Buying | 14333.6 | Nos | 1 | 1 | 250A 36kA Triple Pole DN2 MPR MTX2.0 MCCB L&T CM92054OOOOAG | Electrical Components | Text: 250A 36kA Triple Pole DN2 MPR MTX2.0 MCCB L&T CM92054OOOOAG; Check: 1; Check: 0; Link: INR; Int: 0
|  | 400A 36kA Triple Pole DN3 MPR MTX2.0 MCCB L&T CM93001OOOOAG | Standard Buying | 17213.2 | Nos | 1 | 1 | 400A 36kA Triple Pole DN3 MPR MTX2.0 MCCB L&T CM93001OOOOAG | Electrical Components | Text: 400A 36kA Triple Pole DN3 MPR MTX2.0 MCCB L&T CM93001OOOOAG; Check: 1; Check: 0; Link: INR; Int: 0
|  | 630A 36kA Triple Pole DN3 MPR MTX2.0 MCCB L&T CM93005OOOOAG | Standard Buying | 18547.2 | Nos | 1 | 1 | 630A 36kA Triple Pole DN3 MPR MTX2.0 MCCB L&T CM93005OOOOAG | Electrical Components | Text: 630A 36kA Triple Pole DN3 MPR MTX2.0 MCCB L&T CM93005OOOOAG; Check: 1; Check: 0; Link: INR; Int: 0
|  | 40A 36kA Four Pole DN2 MPR MTX2.0 MCCB L&T CM92155OOOOAG | Standard Buying | 12295.8 | Nos | 1 | 1 | 40A 36kA Four Pole DN2 MPR MTX2.0 MCCB L&T CM92155OOOOAG | Electrical Components | Text: 40A 36kA Four Pole DN2 MPR MTX2.0 MCCB L&T CM92155OOOOAG; Check: 1; Check: 0; Link: INR; Int: 0
|  | 63A 36kA Four Pole DN2 MPR MTX2.0 MCCB L&T CM92154OOOOAG | Standard Buying | 12295.8 | Nos | 1 | 1 | 63A 36kA Four Pole DN2 MPR MTX2.0 MCCB L&T CM92154OOOOAG | Electrical Components | Text: 63A 36kA Four Pole DN2 MPR MTX2.0 MCCB L&T CM92154OOOOAG; Check: 1; Check: 0; Link: INR; Int: 0
|  | 100A 36kA Four Pole DN2 MPR MTX2.0 MCCB L&TCM92153OOOOAG | Standard Buying | 12295.8 | Nos | 1 | 1 | 100A 36kA Four Pole DN2 MPR MTX2.0 MCCB L&TCM92153OOOOAG | Electrical Components | Text: 100A 36kA Four Pole DN2 MPR MTX2.0 MCCB L&TCM92153OOOOAG; Check: 1; Check: 0; Link: INR; Int: 0
|  | 160A 36kA Four Pole DN2 MPR MTX2.0 MCCB L&T CM92152OOOOAG | Standard Buying | 15032.8 | Nos | 1 | 1 | 160A 36kA Four Pole DN2 MPR MTX2.0 MCCB L&T CM92152OOOOAG | Electrical Components | Text: 160A 36kA Four Pole DN2 MPR MTX2.0 MCCB L&T CM92152OOOOAG; Check: 1; Check: 0; Link: INR; Int: 0
|  | 250A 36kA Four Pole DN2 MPR MTX2.0 MCCB L&T CM92151OOOOAG | Standard Buying | 17641 | Nos | 1 | 1 | 250A 36kA Four Pole DN2 MPR MTX2.0 MCCB L&T CM92151OOOOAG | Electrical Components | Text: 250A 36kA Four Pole DN2 MPR MTX2.0 MCCB L&T CM92151OOOOAG; Check: 1; Check: 0; Link: INR; Int: 0
|  | 400A 36kA Four Pole DN3 MPR MTX2.0 MCCB L&T CM93003OOOOAG | Standard Buying | 20125 | Nos | 1 | 1 | 400A 36kA Four Pole DN3 MPR MTX2.0 MCCB L&T CM93003OOOOAG | Electrical Components | Text: 400A 36kA Four Pole DN3 MPR MTX2.0 MCCB L&T CM93003OOOOAG; Check: 1; Check: 0; Link: INR; Int: 0
|  | 630A 36kA Four Pole DN3 MPR MTX2.0 MCCB L&T CM93007OOOOAG | Standard Buying | 22949.4 | Nos | 1 | 1 | 630A 36kA Four Pole DN3 MPR MTX2.0 MCCB L&T CM93007OOOOAG | Electrical Components | Text: 630A 36kA Four Pole DN3 MPR MTX2.0 MCCB L&T CM93007OOOOAG; Check: 1; Check: 0; Link: INR; Int: 0
|  | 40A 50kA Triple Pole DN2 MPR MTX2.0 MCCB L&T CM92064OOOOAG | Standard Buying | 11610.4 | Nos | 1 | 1 | 40A 50kA Triple Pole DN2 MPR MTX2.0 MCCB L&T CM92064OOOOAG | Electrical Components | Text: 40A 50kA Triple Pole DN2 MPR MTX2.0 MCCB L&T CM92064OOOOAG; Check: 1; Check: 0; Link: INR; Int: 0
|  | 63A 50kA Triple Pole DN2 MPR MTX2.0 MCCB L&T CM92072OOOOAG | Standard Buying | 11610.4 | Nos | 1 | 1 | 63A 50kA Triple Pole DN2 MPR MTX2.0 MCCB L&T CM92072OOOOAG | Electrical Components | Text: 63A 50kA Triple Pole DN2 MPR MTX2.0 MCCB L&T CM92072OOOOAG; Check: 1; Check: 0; Link: INR; Int: 0
|  | 100A 50kA Triple Pole DN2 MPR MTX2.0 MCCB L&TCM92052OOOOAG | Standard Buying | 11610.4 | Nos | 1 | 1 | 100A 50kA Triple Pole DN2 MPR MTX2.0 MCCB L&TCM92052OOOOAG | Electrical Components | Text: 100A 50kA Triple Pole DN2 MPR MTX2.0 MCCB L&TCM92052OOOOAG; Check: 1; Check: 0; Link: INR; Int: 0
|  | 160A 50kA Triple Pole DN2 MPR MTX2.0 MCCB L&T CM92075OOOOAG | Standard Buying | 13731 | Nos | 1 | 1 | 160A 50kA Triple Pole DN2 MPR MTX2.0 MCCB L&T CM92075OOOOAG | Electrical Components | Text: 160A 50kA Triple Pole DN2 MPR MTX2.0 MCCB L&T CM92075OOOOAG; Check: 1; Check: 0; Link: INR; Int: 0
|  | 250A 50kA Triple Pole DN2 MPR MTX2.0 MCCB L&T CM92055OOOOAG | Standard Buying | 15161.6 | Nos | 1 | 1 | 250A 50kA Triple Pole DN2 MPR MTX2.0 MCCB L&T CM92055OOOOAG | Electrical Components | Text: 250A 50kA Triple Pole DN2 MPR MTX2.0 MCCB L&T CM92055OOOOAG; Check: 1; Check: 0; Link: INR; Int: 0
|  | 400A 50kA Triple Pole DN3 MPR MTX2.0 MCCB L&T CM93002OOOOAG | Standard Buying | 17884.8 | Nos | 1 | 1 | 400A 50kA Triple Pole DN3 MPR MTX2.0 MCCB L&T CM93002OOOOAG | Electrical Components | Text: 400A 50kA Triple Pole DN3 MPR MTX2.0 MCCB L&T CM93002OOOOAG; Check: 1; Check: 0; Link: INR; Int: 0
|  | 630A 50kA Triple Pole DN3 MPR MTX2.0 MCCB L&T CM93006OOOOAG | Standard Buying | 19784.6 | Nos | 1 | 1 | 630A 50kA Triple Pole DN3 MPR MTX2.0 MCCB L&T CM93006OOOOAG | Electrical Components | Text: 630A 50kA Triple Pole DN3 MPR MTX2.0 MCCB L&T CM93006OOOOAG; Check: 1; Check: 0; Link: INR; Int: 0
|  | 800A 50kA Triple Pole DN4MPR MTX2.0 MCCB L&T CM96021OOOOAG | Standard Buying | 34113.6 | Nos | 1 | 1 | 800A 50kA Triple Pole DN4MPR MTX2.0 MCCB L&T CM96021OOOOAG | Electrical Components | Text: 800A 50kA Triple Pole DN4MPR MTX2.0 MCCB L&T CM96021OOOOAG; Check: 1; Check: 0; Link: INR; Int: 0
|  | 1000A 50kA Triple Pole DN4 MPR MTX2.0 MCCB L&T CM96022OOOOAG | Standard Buying | 42163.6 | Nos | 1 | 1 | 1000A 50kA Triple Pole DN4 MPR MTX2.0 MCCB L&T CM96022OOOOAG | Electrical Components | Text: 1000A 50kA Triple Pole DN4 MPR MTX2.0 MCCB L&T CM96022OOOOAG; Check: 1; Check: 0; Link: INR; Int: 0
|  | 1250A 50kA Triple Pole DN4 MPR MTX2.0 MCCB L&T CM96023OOOOAG | Standard Buying | 49381 | Nos | 1 | 1 | 1250A 50kA Triple Pole DN4 MPR MTX2.0 MCCB L&T CM96023OOOOAG | Electrical Components | Text: 1250A 50kA Triple Pole DN4 MPR MTX2.0 MCCB L&T CM96023OOOOAG; Check: 1; Check: 0; Link: INR; Int: 0
|  | 40A 50kA Four Pole DN2 MPR MTX2.0 MCCB L&T CM92160OOOOAG | Standard Buying | 13850.6 | Nos | 1 | 1 | 40A 50kA Four Pole DN2 MPR MTX2.0 MCCB L&T CM92160OOOOAG | Electrical Components | Text: 40A 50kA Four Pole DN2 MPR MTX2.0 MCCB L&T CM92160OOOOAG; Check: 1; Check: 0; Link: INR; Int: 0
|  | 63A 50kA Four Pole DN2 MPR MTX2.0 MCCB L&T CM92159OOOOAG | Standard Buying | 13850.6 | Nos | 1 | 1 | 63A 50kA Four Pole DN2 MPR MTX2.0 MCCB L&T CM92159OOOOAG | Electrical Components | Text: 63A 50kA Four Pole DN2 MPR MTX2.0 MCCB L&T CM92159OOOOAG; Check: 1; Check: 0; Link: INR; Int: 0
|  | 100A 50kA Four Pole DN2 MPR MTX2.0 MCCB L&TCM92158OOOOAG | Standard Buying | 13850.6 | Nos | 1 | 1 | 100A 50kA Four Pole DN2 MPR MTX2.0 MCCB L&TCM92158OOOOAG | Electrical Components | Text: 100A 50kA Four Pole DN2 MPR MTX2.0 MCCB L&TCM92158OOOOAG; Check: 1; Check: 0; Link: INR; Int: 0
|  | 160A 50kA Four Pole DN2 MPR MTX2.0 MCCB L&T CM92157OOOOAG | Standard Buying | 16362.2 | Nos | 1 | 1 | 160A 50kA Four Pole DN2 MPR MTX2.0 MCCB L&T CM92157OOOOAG | Electrical Components | Text: 160A 50kA Four Pole DN2 MPR MTX2.0 MCCB L&T CM92157OOOOAG; Check: 1; Check: 0; Link: INR; Int: 0
|  | 250A 50kA Four Pole DN2 MPR MTX2.0 MCCB L&T CM92156OOOOAG | Standard Buying | 18275.8 | Nos | 1 | 1 | 250A 50kA Four Pole DN2 MPR MTX2.0 MCCB L&T CM92156OOOOAG | Electrical Components | Text: 250A 50kA Four Pole DN2 MPR MTX2.0 MCCB L&T CM92156OOOOAG; Check: 1; Check: 0; Link: INR; Int: 0
|  | 400A 50kA Four Pole DN3 MPR MTX2.0 MCCB L&T CM93004OOOOAG | Standard Buying | 21334.8 | Nos | 1 | 1 | 400A 50kA Four Pole DN3 MPR MTX2.0 MCCB L&T CM93004OOOOAG | Electrical Components | Text: 400A 50kA Four Pole DN3 MPR MTX2.0 MCCB L&T CM93004OOOOAG; Check: 1; Check: 0; Link: INR; Int: 0
|  | 630A 50kA Four Pole DN3 MPR MTX2.0 MCCB L&T CM93008OOOOAG | Standard Buying | 25576 | Nos | 1 | 1 | 630A 50kA Four Pole DN3 MPR MTX2.0 MCCB L&T CM93008OOOOAG | Electrical Components | Text: 630A 50kA Four Pole DN3 MPR MTX2.0 MCCB L&T CM93008OOOOAG; Check: 1; Check: 0; Link: INR; Int: 0
|  | 800A 50kA Four Pole DN4 MPR MTX2.0 MCCB L&T CM96111OOOOAG | Standard Buying | 39518.6 | Nos | 1 | 1 | 800A 50kA Four Pole DN4 MPR MTX2.0 MCCB L&T CM96111OOOOAG | Electrical Components | Text: 800A 50kA Four Pole DN4 MPR MTX2.0 MCCB L&T CM96111OOOOAG; Check: 1; Check: 0; Link: INR; Int: 0
|  | 1000A 50kA Four Pole DN4 MPR MTX2.0 MCCB L&T CM96112OOOOAG | Standard Buying | 56419 | Nos | 1 | 1 | 1000A 50kA Four Pole DN4 MPR MTX2.0 MCCB L&T CM96112OOOOAG | Electrical Components | Text: 1000A 50kA Four Pole DN4 MPR MTX2.0 MCCB L&T CM96112OOOOAG; Check: 1; Check: 0; Link: INR; Int: 0
|  | 1250A 50kA Four Pole DN4 MPR MTX2.0 MCCB L&T CM96113OOOOAG | Standard Buying | 70665.2 | Nos | 1 | 1 | 1250A 50kA Four Pole DN4 MPR MTX2.0 MCCB L&T CM96113OOOOAG | Electrical Components | Text: 1250A 50kA Four Pole DN4 MPR MTX2.0 MCCB L&T CM96113OOOOAG; Check: 1; Check: 0; Link: INR; Int: 0
|  | 40A 70kA Triple Pole DN2 MPR MTX2.0 MCCB L&T CM92065OOOOAG | Standard Buying | 13740.2 | Nos | 1 | 1 | 40A 70kA Triple Pole DN2 MPR MTX2.0 MCCB L&T CM92065OOOOAG | Electrical Components | Text: 40A 70kA Triple Pole DN2 MPR MTX2.0 MCCB L&T CM92065OOOOAG; Check: 1; Check: 0; Link: INR; Int: 0
|  | 63A 70kA Triple Pole DN2 MPR MTX2.0 MCCB L&T CM92073OOOOAG | Standard Buying | 13740.2 | Nos | 1 | 1 | 63A 70kA Triple Pole DN2 MPR MTX2.0 MCCB L&T CM92073OOOOAG | Electrical Components | Text: 63A 70kA Triple Pole DN2 MPR MTX2.0 MCCB L&T CM92073OOOOAG; Check: 1; Check: 0; Link: INR; Int: 0
|  | 100A 70kA Triple Pole DN2 MPR MTX2.0 MCCB L&TCM92059OOOOAG | Standard Buying | 13740.2 | Nos | 1 | 1 | 100A 70kA Triple Pole DN2 MPR MTX2.0 MCCB L&TCM92059OOOOAG | Electrical Components | Text: 100A 70kA Triple Pole DN2 MPR MTX2.0 MCCB L&TCM92059OOOOAG; Check: 1; Check: 0; Link: INR; Int: 0
|  | 160A 70kA Triple Pole DN2 MPR MTX2.0 MCCB L&T CM92076OOOOAG | Standard Buying | 17250 | Nos | 1 | 1 | 160A 70kA Triple Pole DN2 MPR MTX2.0 MCCB L&T CM92076OOOOAG | Electrical Components | Text: 160A 70kA Triple Pole DN2 MPR MTX2.0 MCCB L&T CM92076OOOOAG; Check: 1; Check: 0; Link: INR; Int: 0
|  | 250A 70kA Triple Pole DN2 MPR MTX2.0 MCCB L&T CM92056OOOOAG | Standard Buying | 18611.6 | Nos | 1 | 1 | 250A 70kA Triple Pole DN2 MPR MTX2.0 MCCB L&T CM92056OOOOAG | Electrical Components | Text: 250A 70kA Triple Pole DN2 MPR MTX2.0 MCCB L&T CM92056OOOOAG; Check: 1; Check: 0; Link: INR; Int: 0
|  | 400A 70kA Triple Pole DN3 MPR MTX2.0 MCCB L&T CM94053OOOOAG | Standard Buying | 22342.2 | Nos | 1 | 1 | 400A 70kA Triple Pole DN3 MPR MTX2.0 MCCB L&T CM94053OOOOAG | Electrical Components | Text: 400A 70kA Triple Pole DN3 MPR MTX2.0 MCCB L&T CM94053OOOOAG; Check: 1; Check: 0; Link: INR; Int: 0
|  | 630A 70kA Triple Pole DN3 MPR MTX2.0 MCCB L&T CM94079OOOOAG | Standard Buying | 25327.6 | Nos | 1 | 1 | 630A 70kA Triple Pole DN3 MPR MTX2.0 MCCB L&T CM94079OOOOAG | Electrical Components | Text: 630A 70kA Triple Pole DN3 MPR MTX2.0 MCCB L&T CM94079OOOOAG; Check: 1; Check: 0; Link: INR; Int: 0
|  | 800A 70kA Triple Pole DN4 MPR MTX2.0 MCCB L&T CM96025OOOOAG | Standard Buying | 38667.6 | Nos | 1 | 1 | 800A 70kA Triple Pole DN4 MPR MTX2.0 MCCB L&T CM96025OOOOAG | Electrical Components | Text: 800A 70kA Triple Pole DN4 MPR MTX2.0 MCCB L&T CM96025OOOOAG; Check: 1; Check: 0; Link: INR; Int: 0
|  | 1000A 70kA Triple Pole DN4 MPR MTX2.0 MCCB L&T CM96026OOOOAG | Standard Buying | 52113.4 | Nos | 1 | 1 | 1000A 70kA Triple Pole DN4 MPR MTX2.0 MCCB L&T CM96026OOOOAG | Electrical Components | Text: 1000A 70kA Triple Pole DN4 MPR MTX2.0 MCCB L&T CM96026OOOOAG; Check: 1; Check: 0; Link: INR; Int: 0
|  | 1250A 70kA Triple Pole DN4 MPR MTX2.0 MCCB L&T CM96027OOOOAG | Standard Buying | 60674 | Nos | 1 | 1 | 1250A 70kA Triple Pole DN4 MPR MTX2.0 MCCB L&T CM96027OOOOAG | Electrical Components | Text: 1250A 70kA Triple Pole DN4 MPR MTX2.0 MCCB L&T CM96027OOOOAG; Check: 1; Check: 0; Link: INR; Int: 0
|  | 40A 70kA Four Pole DN2 MPR MTX2.0 MCCB L&T CM92165OOOOAG | Standard Buying | 15906.8 | Nos | 1 | 1 | 40A 70kA Four Pole DN2 MPR MTX2.0 MCCB L&T CM92165OOOOAG | Electrical Components | Text: 40A 70kA Four Pole DN2 MPR MTX2.0 MCCB L&T CM92165OOOOAG; Check: 1; Check: 0; Link: INR; Int: 0
|  | 63A 70kA Four Pole DN2 MPR MTX2.0 MCCB L&T CM92164OOOOAG | Standard Buying | 15906.8 | Nos | 1 | 1 | 63A 70kA Four Pole DN2 MPR MTX2.0 MCCB L&T CM92164OOOOAG | Electrical Components | Text: 63A 70kA Four Pole DN2 MPR MTX2.0 MCCB L&T CM92164OOOOAG; Check: 1; Check: 0; Link: INR; Int: 0
|  | 100A 70kA Four Pole DN2 MPR MTX2.0 MCCB L&TCM92163OOOOAG | Standard Buying | 15906.8 | Nos | 1 | 1 | 100A 70kA Four Pole DN2 MPR MTX2.0 MCCB L&TCM92163OOOOAG | Electrical Components | Text: 100A 70kA Four Pole DN2 MPR MTX2.0 MCCB L&TCM92163OOOOAG; Check: 1; Check: 0; Link: INR; Int: 0
|  | 160A 70kA Four Pole DN2 MPR MTX2.0 MCCB L&T CM92162OOOOAG | Standard Buying | 20943.8 | Nos | 1 | 1 | 160A 70kA Four Pole DN2 MPR MTX2.0 MCCB L&T CM92162OOOOAG | Electrical Components | Text: 160A 70kA Four Pole DN2 MPR MTX2.0 MCCB L&T CM92162OOOOAG; Check: 1; Check: 0; Link: INR; Int: 0
|  | 250A 70kA Four Pole DN2 MPR MTX2.0 MCCB L&T CM92161OOOOAG | Standard Buying | 23234.6 | Nos | 1 | 1 | 250A 70kA Four Pole DN2 MPR MTX2.0 MCCB L&T CM92161OOOOAG | Electrical Components | Text: 250A 70kA Four Pole DN2 MPR MTX2.0 MCCB L&T CM92161OOOOAG; Check: 1; Check: 0; Link: INR; Int: 0
|  | 400A 70kA Four Pole DN3 MPR MTX2.0 MCCB L&T CM94153OOOOAG | Standard Buying | 27416 | Nos | 1 | 1 | 400A 70kA Four Pole DN3 MPR MTX2.0 MCCB L&T CM94153OOOOAG | Electrical Components | Text: 400A 70kA Four Pole DN3 MPR MTX2.0 MCCB L&T CM94153OOOOAG; Check: 1; Check: 0; Link: INR; Int: 0
|  | 630A 70kA Four Pole DN3 MPR MTX2.0 MCCB L&T CM94179OOOOAG | Standard Buying | 34799 | Nos | 1 | 1 | 630A 70kA Four Pole DN3 MPR MTX2.0 MCCB L&T CM94179OOOOAG | Electrical Components | Text: 630A 70kA Four Pole DN3 MPR MTX2.0 MCCB L&T CM94179OOOOAG; Check: 1; Check: 0; Link: INR; Int: 0
|  | 800A 70kA Four Pole DN4 MPR MTX2.0 MCCB L&T CM96115OOOOAG | Standard Buying | 45839 | Nos | 1 | 1 | 800A 70kA Four Pole DN4 MPR MTX2.0 MCCB L&T CM96115OOOOAG | Electrical Components | Text: 800A 70kA Four Pole DN4 MPR MTX2.0 MCCB L&T CM96115OOOOAG; Check: 1; Check: 0; Link: INR; Int: 0
|  | 1000A 70kA Four Pole DN4 MPR MTX2.0 MCCB L&T CM96116OOOOAG | Standard Buying | 70426 | Nos | 1 | 1 | 1000A 70kA Four Pole DN4 MPR MTX2.0 MCCB L&T CM96116OOOOAG | Electrical Components | Text: 1000A 70kA Four Pole DN4 MPR MTX2.0 MCCB L&T CM96116OOOOAG; Check: 1; Check: 0; Link: INR; Int: 0
|  | 1250A 70kA Four Pole DN4 MPR MTX2.0 MCCB L&T CM96117OOOOAG | Standard Buying | 82767.8 | Nos | 1 | 1 | 1250A 70kA Four Pole DN4 MPR MTX2.0 MCCB L&T CM96117OOOOAG | Electrical Components | Text: 1250A 70kA Four Pole DN4 MPR MTX2.0 MCCB L&T CM96117OOOOAG; Check: 1; Check: 0; Link: INR; Int: 0
|  | Extended Rotary Handle DN0 L&T CM97896OOOO | Standard Buying | 670.8 | Nos | 1 | 1 | Extended Rotary Handle DN0 L&T CM97896OOOO | Electrical Components | Text: Extended Rotary Handle DN0 L&T CM97896OOOO; Check: 1; Check: 0; Link: INR; Int: 0
|  | Extended Rotary Handle DN1 L&T CM98041OOOO | Standard Buying | 720 | Nos | 1 | 1 | Extended Rotary Handle DN1 L&T CM98041OOOO | Electrical Components | Text: Extended Rotary Handle DN1 L&T CM98041OOOO; Check: 1; Check: 0; Link: INR; Int: 0
|  | Extended Rotary Handle DN2 L&T CM99830OOOO | Standard Buying | 756 | Nos | 1 | 1 | Extended Rotary Handle DN2 L&T CM99830OOOO | Electrical Components | Text: Extended Rotary Handle DN2 L&T CM99830OOOO; Check: 1; Check: 0; Link: INR; Int: 0
|  | Extended Rotary Handle DN3 L&T CM99861OOOO | Standard Buying | 1150 | Nos | 1 | 1 | Extended Rotary Handle DN3 L&T CM99861OOOO | Electrical Components | Text: Extended Rotary Handle DN3 L&T CM99861OOOO; Check: 1; Check: 0; Link: INR; Int: 0
|  | Extended Rotary Handle DN4 L&T CM99884OOOO | Standard Buying | 1564.8 | Nos | 1 | 1 | Extended Rotary Handle DN4 L&T CM99884OOOO | Electrical Components | Text: Extended Rotary Handle DN4 L&T CM99884OOOO; Check: 1; Check: 0; Link: INR; Int: 0
|  | Triple Pole Spreader Terminal DN0-100 L&T CM97785OOOO | Standard Buying | 124.8 | Nos | 1 | 1 | Triple Pole Spreader Terminal DN0-100 L&T CM97785OOOO | Electrical Components | Text: Triple Pole Spreader Terminal DN0-100 L&T CM97785OOOO; Check: 1; Check: 0; Link: INR; Int: 0
|  | Triple Pole Spreader Terminal DN0-125D L&T CM90687OOLO | Standard Buying | 124.8 | Nos | 1 | 1 | Triple Pole Spreader Terminal DN0-125D L&T CM90687OOLO | Electrical Components | Text: Triple Pole Spreader Terminal DN0-125D L&T CM90687OOLO; Check: 1; Check: 0; Link: INR; Int: 0
|  | Triple Pole Spreader Terminal DN1&DN2 L&T ST98053OOOO | Standard Buying | 571.2 | Nos | 1 | 1 | Triple Pole Spreader Terminal DN1&DN2 L&T ST98053OOOO | Electrical Components | Text: Triple Pole Spreader Terminal DN1&DN2 L&T ST98053OOOO; Check: 1; Check: 0; Link: INR; Int: 0
|  | Triple Pole Spreader Terminal DN3-400 L&T ST98065OOOO | Standard Buying | 991.3 | Nos | 1 | 1 | Triple Pole Spreader Terminal DN3-400 L&T ST98065OOOO | Electrical Components | Text: Triple Pole Spreader Terminal DN3-400 L&T ST98065OOOO; Check: 1; Check: 0; Link: INR; Int: 0
|  | Triple Pole Spreader Terminal DN3-630 L&T ST98054OOOO | Standard Buying | 1115.5 | Nos | 1 | 1 | Triple Pole Spreader Terminal DN3-630 L&T ST98054OOOO | Electrical Components | Text: Triple Pole Spreader Terminal DN3-630 L&T ST98054OOOO; Check: 1; Check: 0; Link: INR; Int: 0
|  | Triple Pole Spreader Terminal DN4-800 L&T CM91161OOUO | Standard Buying | 2327.6 | Nos | 1 | 1 | Triple Pole Spreader Terminal DN4-800 L&T CM91161OOUO | Electrical Components | Text: Triple Pole Spreader Terminal DN4-800 L&T CM91161OOUO; Check: 1; Check: 0; Link: INR; Int: 0
|  | Triple Pole Spreader Terminal DN4-1000 L&T CM91161OOVO | Standard Buying | 4655.2 | Nos | 1 | 1 | Triple Pole Spreader Terminal DN4-1000 L&T CM91161OOVO | Electrical Components | Text: Triple Pole Spreader Terminal DN4-1000 L&T CM91161OOVO; Check: 1; Check: 0; Link: INR; Int: 0
|  | Triple Pole Spreader Terminal DN4-1250 L&T CM91161OOAO | Standard Buying | 8413.4 | Nos | 1 | 1 | Triple Pole Spreader Terminal DN4-1250 L&T CM91161OOAO | Electrical Components | Text: Triple Pole Spreader Terminal DN4-1250 L&T CM91161OOAO; Check: 1; Check: 0; Link: INR; Int: 0
|  | Four Pole Spreader Terminal DN0-100 L&T CM97921OOOO | Standard Buying | 210.6 | Nos | 1 | 1 | Four Pole Spreader Terminal DN0-100 L&T CM97921OOOO | Electrical Components | Text: Four Pole Spreader Terminal DN0-100 L&T CM97921OOOO; Check: 1; Check: 0; Link: INR; Int: 0
|  | Four Pole Spreader Terminal DN0-125D L&T CM90688OOLO | Standard Buying | 247 | Nos | 1 | 1 | Four Pole Spreader Terminal DN0-125D L&T CM90688OOLO | Electrical Components | Text: Four Pole Spreader Terminal DN0-125D L&T CM90688OOLO; Check: 1; Check: 0; Link: INR; Int: 0
|  | Four Pole Spreader Terminal DN1&DN2 L&T CM92007OOOO | Standard Buying | 722.4 | Nos | 1 | 1 | Four Pole Spreader Terminal DN1&DN2 L&T CM92007OOOO | Electrical Components | Text: Four Pole Spreader Terminal DN1&DN2 L&T CM92007OOOO; Check: 1; Check: 0; Link: INR; Int: 0
|  | Four Pole Spreader Terminal DN3-400 L&T ST98066OOOO | Standard Buying | 1421.4 | Nos | 1 | 1 | Four Pole Spreader Terminal DN3-400 L&T ST98066OOOO | Electrical Components | Text: Four Pole Spreader Terminal DN3-400 L&T ST98066OOOO; Check: 1; Check: 0; Link: INR; Int: 0
|  | Four Pole Spreader Terminal DN3-630 L&T CM92004OOOO | Standard Buying | 1591.6 | Nos | 1 | 1 | Four Pole Spreader Terminal DN3-630 L&T CM92004OOOO | Electrical Components | Text: Four Pole Spreader Terminal DN3-630 L&T CM92004OOOO; Check: 1; Check: 0; Link: INR; Int: 0
|  | Four Pole Spreader Terminal DN4-800 L&T ST90362OOOO | Standard Buying | 2967 | Nos | 1 | 1 | Four Pole Spreader Terminal DN4-800 L&T ST90362OOOO | Electrical Components | Text: Four Pole Spreader Terminal DN4-800 L&T ST90362OOOO; Check: 1; Check: 0; Link: INR; Int: 0
|  | Four Pole Spreader Terminal DN4-1000 L&T CM90064OOVO | Standard Buying | 5934 | Nos | 1 | 1 | Four Pole Spreader Terminal DN4-1000 L&T CM90064OOVO | Electrical Components | Text: Four Pole Spreader Terminal DN4-1000 L&T CM90064OOVO; Check: 1; Check: 0; Link: INR; Int: 0
|  | Four Pole Spreader Terminal DN4-1250 L&T ST98058OOOO | Standard Buying | 10582.3 | Nos | 1 | 1 | Four Pole Spreader Terminal DN4-1250 L&T ST98058OOOO | Electrical Components | Text: Four Pole Spreader Terminal DN4-1250 L&T ST98058OOOO; Check: 1; Check: 0; Link: INR; Int: 0
|  | Auxilary Contact 1C/O For DN0,DN1 MCCB-Right L&T CM97886OOOO | Standard Buying | 369.2 | Nos | 1 | 1 | Auxilary Contact 1C/O For DN0,DN1 MCCB-Right L&T CM97886OOOO | Electrical Components | Text: Auxilary Contact 1C/O For DN0,DN1 MCCB-Right L&T CM97886OOOO; Check: 1; Check: 0; Link: INR; Int: 0
|  | Auxilary Contact 2C/O For DN0,DN1 MCCB-Right L&T CM97887OOOO | Standard Buying | 694.2 | Nos | 1 | 1 | Auxilary Contact 2C/O For DN0,DN1 MCCB-Right L&T CM97887OOOO | Electrical Components | Text: Auxilary Contact 2C/O For DN0,DN1 MCCB-Right L&T CM97887OOOO; Check: 1; Check: 0; Link: INR; Int: 0
|  | Auxilary Contact 1C/O For DN2,DN3B,DN3,DN4 MCCB L&T CM99801OOOO | Standard Buying | 426.4 | Nos | 1 | 1 | Auxilary Contact 1C/O For DN2,DN3B,DN3,DN4 MCCB L&T CM99801OOOO | Electrical Components | Text: Auxilary Contact 1C/O For DN2,DN3B,DN3,DN4 MCCB L&T CM99801OOOO; Check: 1; Check: 0; Link: INR; Int: 0
|  | Auxilary Contact 2C/O For DN2,DN3B,DN3,DN4 MCCB L&T CM998802OOOO | Standard Buying | 803.4 | Nos | 1 | 1 | Auxilary Contact 2C/O For DN2,DN3B,DN3,DN4 MCCB L&T CM998802OOOO | Electrical Components | Text: Auxilary Contact 2C/O For DN2,DN3B,DN3,DN4 MCCB L&T CM998802OOOO; Check: 1; Check: 0; Link: INR; Int: 0
|  | Trip Alarm Contact + Auxilary For DN2,DN3 MCCB L&TCM99803OOOO | Standard Buying | 369.2 | Nos | 1 | 1 | Trip Alarm Contact + Auxilary For DN2,DN3 MCCB L&TCM99803OOOO | Electrical Components | Text: Trip Alarm Contact + Auxilary For DN2,DN3 MCCB L&TCM99803OOOO; Check: 1; Check: 0; Link: INR; Int: 0
|  | Shunt Release Type DN0 And DN1 MCCB L&T CM97883OMOO | Standard Buying | 694.2 | Nos | 1 | 1 | Shunt Release Type DN0 And DN1 MCCB L&T CM97883OMOO | Electrical Components | Text: Shunt Release Type DN0 And DN1 MCCB L&T CM97883OMOO; Check: 1; Check: 0; Link: INR; Int: 0
|  | Shunt Release Type DN2 DN3 DN4 MCCB L&T CM99805OOOO | Standard Buying | 434.2 | Nos | 1 | 1 | Shunt Release Type DN2 DN3 DN4 MCCB L&T CM99805OOOO | Electrical Components | Text: Shunt Release Type DN2 DN3 DN4 MCCB L&T CM99805OOOO; Check: 1; Check: 0; Link: INR; Int: 0
|  | Under Voltage Release for DN2, DN3 MCCB L&TCM99986BOOO | Standard Buying | 1318.2 | Nos | 1 | 1 | Under Voltage Release for DN2, DN3 MCCB L&TCM99986BOOO | Electrical Components | Text: Under Voltage Release for DN2, DN3 MCCB L&TCM99986BOOO; Check: 1; Check: 0; Link: INR; Int: 0
|  | 2A Single Pole MCB L&T Exora BB10020C | Standard Buying | 171.6 | Nos | 1 | 1 | 2A Single Pole MCB L&T Exora BB10020C | Electrical Components | Text: 2A Single Pole MCB L&T Exora BB10020C; Check: 1; Check: 0; Link: INR; Int: 0
|  | 4A Single Pole MCB L&T Exora BB10040C | Standard Buying | 171.6 | Nos | 1 | 1 | 4A Single Pole MCB L&T Exora BB10040C | Electrical Components | Text: 4A Single Pole MCB L&T Exora BB10040C; Check: 1; Check: 0; Link: INR; Int: 0
|  | 6A Single Pole MCB L&T Exora BB10060C | Standard Buying | 112.32 | Nos | 1 | 1 | 6A Single Pole MCB L&T Exora BB10060C | Electrical Components | Text: 6A Single Pole MCB L&T Exora BB10060C; Check: 1; Check: 0; Link: INR; Int: 0
|  | 10A Single Pole MCB L&T Exora BB10100C | Standard Buying | 112.32 | Nos | 1 | 1 | 10A Single Pole MCB L&T Exora BB10100C | Electrical Components | Text: 10A Single Pole MCB L&T Exora BB10100C; Check: 1; Check: 0; Link: INR; Int: 0
|  | 16A Single Pole MCB L&T Exora BB10160C | Standard Buying | 112.32 | Nos | 1 | 1 | 16A Single Pole MCB L&T Exora BB10160C | Electrical Components | Text: 16A Single Pole MCB L&T Exora BB10160C; Check: 1; Check: 0; Link: INR; Int: 0
|  | 20A Single Pole MCB L&T Exora BB10200C | Standard Buying | 112.32 | Nos | 1 | 1 | 20A Single Pole MCB L&T Exora BB10200C | Electrical Components | Text: 20A Single Pole MCB L&T Exora BB10200C; Check: 1; Check: 0; Link: INR; Int: 0
|  | 25A Single Pole MCB L&T Exora BB10250C | Standard Buying | 112.32 | Nos | 1 | 1 | 25A Single Pole MCB L&T Exora BB10250C | Electrical Components | Text: 25A Single Pole MCB L&T Exora BB10250C; Check: 1; Check: 0; Link: INR; Int: 0
|  | 32A Single Pole MCB L&T Exora BB10320C | Standard Buying | 112.32 | Nos | 1 | 1 | 32A Single Pole MCB L&T Exora BB10320C | Electrical Components | Text: 32A Single Pole MCB L&T Exora BB10320C; Check: 1; Check: 0; Link: INR; Int: 0
|  | 40A Single Pole MCB L&T Exora BB10400C | Standard Buying | 254.8 | Nos | 1 | 1 | 40A Single Pole MCB L&T Exora BB10400C | Electrical Components | Text: 40A Single Pole MCB L&T Exora BB10400C; Check: 1; Check: 0; Link: INR; Int: 0
|  | 50A Single Pole MCB L&T Exora BB10500C | Standard Buying | 254.8 | Nos | 1 | 1 | 50A Single Pole MCB L&T Exora BB10500C | Electrical Components | Text: 50A Single Pole MCB L&T Exora BB10500C; Check: 1; Check: 0; Link: INR; Int: 0
|  | 63A Single Pole MCB L&T Exora BB10630C | Standard Buying | 254.8 | Nos | 1 | 1 | 63A Single Pole MCB L&T Exora BB10630C | Electrical Components | Text: 63A Single Pole MCB L&T Exora BB10630C; Check: 1; Check: 0; Link: INR; Int: 0
|  | 2A Double Pole MCB L&T Exora BB20020C | Standard Buying | 468 | Nos | 1 | 1 | 2A Double Pole MCB L&T Exora BB20020C | Electrical Components | Text: 2A Double Pole MCB L&T Exora BB20020C; Check: 1; Check: 0; Link: INR; Int: 0
|  | 4A Double Pole MCB L&T Exora BB20040C | Standard Buying | 468 | Nos | 1 | 1 | 4A Double Pole MCB L&T Exora BB20040C | Electrical Components | Text: 4A Double Pole MCB L&T Exora BB20040C; Check: 1; Check: 0; Link: INR; Int: 0
|  | 6A Double Pole MCB L&T Exora BB20060C | Standard Buying | 351 | Nos | 1 | 1 | 6A Double Pole MCB L&T Exora BB20060C | Electrical Components | Text: 6A Double Pole MCB L&T Exora BB20060C; Check: 1; Check: 0; Link: INR; Int: 0
|  | 10A Double Pole MCB L&T Exora BB20100C | Standard Buying | 351 | Nos | 1 | 1 | 10A Double Pole MCB L&T Exora BB20100C | Electrical Components | Text: 10A Double Pole MCB L&T Exora BB20100C; Check: 1; Check: 0; Link: INR; Int: 0
|  | 16A Double Pole MCB L&T Exora BB20160C | Standard Buying | 351 | Nos | 1 | 1 | 16A Double Pole MCB L&T Exora BB20160C | Electrical Components | Text: 16A Double Pole MCB L&T Exora BB20160C; Check: 1; Check: 0; Link: INR; Int: 0
|  | 20A Double Pole MCB L&T Exora BB20200C | Standard Buying | 351 | Nos | 1 | 1 | 20A Double Pole MCB L&T Exora BB20200C | Electrical Components | Text: 20A Double Pole MCB L&T Exora BB20200C; Check: 1; Check: 0; Link: INR; Int: 0
|  | 25A Double Pole MCB L&T Exora BB20250C | Standard Buying | 351 | Nos | 1 | 1 | 25A Double Pole MCB L&T Exora BB20250C | Electrical Components | Text: 25A Double Pole MCB L&T Exora BB20250C; Check: 1; Check: 0; Link: INR; Int: 0
|  | 32A Double Pole MCB L&T Exora BB20320C | Standard Buying | 351 | Nos | 1 | 1 | 32A Double Pole MCB L&T Exora BB20320C | Electrical Components | Text: 32A Double Pole MCB L&T Exora BB20320C; Check: 1; Check: 0; Link: INR; Int: 0
|  | 40A Double Pole MCB L&T Exora BB20400C | Standard Buying | 566.8 | Nos | 1 | 1 | 40A Double Pole MCB L&T Exora BB20400C | Electrical Components | Text: 40A Double Pole MCB L&T Exora BB20400C; Check: 1; Check: 0; Link: INR; Int: 0
|  | 50A Double Pole MCB L&T Exora BB20500C | Standard Buying | 566.8 | Nos | 1 | 1 | 50A Double Pole MCB L&T Exora BB20500C | Electrical Components | Text: 50A Double Pole MCB L&T Exora BB20500C; Check: 1; Check: 0; Link: INR; Int: 0
|  | 63A Double Pole MCB L&T Exora BB20630C | Standard Buying | 566.8 | Nos | 1 | 1 | 63A Double Pole MCB L&T Exora BB20630C | Electrical Components | Text: 63A Double Pole MCB L&T Exora BB20630C; Check: 1; Check: 0; Link: INR; Int: 0
|  | 2A Three Pole MCB L&T Exora BB30020C | Standard Buying | 657.8 | Nos | 1 | 1 | 2A Three Pole MCB L&T Exora BB30020C | Electrical Components | Text: 2A Three Pole MCB L&T Exora BB30020C; Check: 1; Check: 0; Link: INR; Int: 0
|  | 4A Three Pole MCB L&T Exora BB30040C | Standard Buying | 657.8 | Nos | 1 | 1 | 4A Three Pole MCB L&T Exora BB30040C | Electrical Components | Text: 4A Three Pole MCB L&T Exora BB30040C; Check: 1; Check: 0; Link: INR; Int: 0
|  | 6A Three Pole MCB L&T Exora BB30060C | Standard Buying | 572 | Nos | 1 | 1 | 6A Three Pole MCB L&T Exora BB30060C | Electrical Components | Text: 6A Three Pole MCB L&T Exora BB30060C; Check: 1; Check: 0; Link: INR; Int: 0
|  | 10A Three Pole MCB L&T Exora BB30100C | Standard Buying | 572 | Nos | 1 | 1 | 10A Three Pole MCB L&T Exora BB30100C | Electrical Components | Text: 10A Three Pole MCB L&T Exora BB30100C; Check: 1; Check: 0; Link: INR; Int: 0
|  | 16A Three Pole MCB L&T Exora BB30160C | Standard Buying | 572 | Nos | 1 | 1 | 16A Three Pole MCB L&T Exora BB30160C | Electrical Components | Text: 16A Three Pole MCB L&T Exora BB30160C; Check: 1; Check: 0; Link: INR; Int: 0
|  | 20A Three Pole MCB L&T Exora BB30200C | Standard Buying | 572 | Nos | 1 | 1 | 20A Three Pole MCB L&T Exora BB30200C | Electrical Components | Text: 20A Three Pole MCB L&T Exora BB30200C; Check: 1; Check: 0; Link: INR; Int: 0
|  | 25A Three Pole MCB L&T Exora BB30250C | Standard Buying | 572 | Nos | 1 | 1 | 25A Three Pole MCB L&T Exora BB30250C | Electrical Components | Text: 25A Three Pole MCB L&T Exora BB30250C; Check: 1; Check: 0; Link: INR; Int: 0
|  | 32A Three Pole MCB L&T Exora BB30320C | Standard Buying | 572 | Nos | 1 | 1 | 32A Three Pole MCB L&T Exora BB30320C | Electrical Components | Text: 32A Three Pole MCB L&T Exora BB30320C; Check: 1; Check: 0; Link: INR; Int: 0
|  | 40A Three Pole MCB L&T Exora BB30400C | Standard Buying | 881.4 | Nos | 1 | 1 | 40A Three Pole MCB L&T Exora BB30400C | Electrical Components | Text: 40A Three Pole MCB L&T Exora BB30400C; Check: 1; Check: 0; Link: INR; Int: 0
|  | 50A Three Pole MCB L&T Exora BB30500C | Standard Buying | 881.4 | Nos | 1 | 1 | 50A Three Pole MCB L&T Exora BB30500C | Electrical Components | Text: 50A Three Pole MCB L&T Exora BB30500C; Check: 1; Check: 0; Link: INR; Int: 0
|  | 63A Three Pole MCB L&T Exora BB30630C | Standard Buying | 881.4 | Nos | 1 | 1 | 63A Three Pole MCB L&T Exora BB30630C | Electrical Components | Text: 63A Three Pole MCB L&T Exora BB30630C; Check: 1; Check: 0; Link: INR; Int: 0
|  | 2A Four Pole MCB L&T Exora BB40020C | Standard Buying | 904.8 | Nos | 1 | 1 | 2A Four Pole MCB L&T Exora BB40020C | Electrical Components | Text: 2A Four Pole MCB L&T Exora BB40020C; Check: 1; Check: 0; Link: INR; Int: 0
|  | 4A Four Pole MCB L&T Exora BB40040C | Standard Buying | 904.8 | Nos | 1 | 1 | 4A Four Pole MCB L&T Exora BB40040C | Electrical Components | Text: 4A Four Pole MCB L&T Exora BB40040C; Check: 1; Check: 0; Link: INR; Int: 0
|  | 6A Four Pole MCB L&T Exora BB40060C | Standard Buying | 774.8 | Nos | 1 | 1 | 6A Four Pole MCB L&T Exora BB40060C | Electrical Components | Text: 6A Four Pole MCB L&T Exora BB40060C; Check: 1; Check: 0; Link: INR; Int: 0
|  | 10A Four Pole MCB L&T Exora BB40100C | Standard Buying | 774.8 | Nos | 1 | 1 | 10A Four Pole MCB L&T Exora BB40100C | Electrical Components | Text: 10A Four Pole MCB L&T Exora BB40100C; Check: 1; Check: 0; Link: INR; Int: 0
|  | 16A Four Pole MCB L&T Exora BB40160C | Standard Buying | 774.8 | Nos | 1 | 1 | 16A Four Pole MCB L&T Exora BB40160C | Electrical Components | Text: 16A Four Pole MCB L&T Exora BB40160C; Check: 1; Check: 0; Link: INR; Int: 0
|  | 20A Four Pole MCB L&T Exora BB40200C | Standard Buying | 774.8 | Nos | 1 | 1 | 20A Four Pole MCB L&T Exora BB40200C | Electrical Components | Text: 20A Four Pole MCB L&T Exora BB40200C; Check: 1; Check: 0; Link: INR; Int: 0
|  | 25A Four Pole MCB L&T Exora BB40250C | Standard Buying | 774.8 | Nos | 1 | 1 | 25A Four Pole MCB L&T Exora BB40250C | Electrical Components | Text: 25A Four Pole MCB L&T Exora BB40250C; Check: 1; Check: 0; Link: INR; Int: 0
|  | 32A Four Pole MCB L&T Exora BB40320C | Standard Buying | 774.8 | Nos | 1 | 1 | 32A Four Pole MCB L&T Exora BB40320C | Electrical Components | Text: 32A Four Pole MCB L&T Exora BB40320C; Check: 1; Check: 0; Link: INR; Int: 0
|  | 40A Four Pole MCB L&T Exora BB40400C | Standard Buying | 1099.8 | Nos | 1 | 1 | 40A Four Pole MCB L&T Exora BB40400C | Electrical Components | Text: 40A Four Pole MCB L&T Exora BB40400C; Check: 1; Check: 0; Link: INR; Int: 0
|  | 50A Four Pole MCB L&T Exora BB40500C | Standard Buying | 1099.8 | Nos | 1 | 1 | 50A Four Pole MCB L&T Exora BB40500C | Electrical Components | Text: 50A Four Pole MCB L&T Exora BB40500C; Check: 1; Check: 0; Link: INR; Int: 0
|  | 63A Four Pole MCB L&T Exora BB40630C | Standard Buying | 1099.8 | Nos | 1 | 1 | 63A Four Pole MCB L&T Exora BB40630C | Electrical Components | Text: 63A Four Pole MCB L&T Exora BB40630C; Check: 1; Check: 0; Link: INR; Int: 0
|  | 40A Double Pole MCB Isolator L&T Exora BF204000 | Standard Buying | 208 | Nos | 1 | 1 | 40A Double Pole MCB Isolator L&T Exora BF204000 | Electrical Components | Text: 40A Double Pole MCB Isolator L&T Exora BF204000; Check: 1; Check: 0; Link: INR; Int: 0
|  | 63A Double Pole MCB Isolator L&T Exora BF206300 | Standard Buying | 267.8 | Nos | 1 | 1 | 63A Double Pole MCB Isolator L&T Exora BF206300 | Electrical Components | Text: 63A Double Pole MCB Isolator L&T Exora BF206300; Check: 1; Check: 0; Link: INR; Int: 0
|  | 80A Double Pole MCB Isolator L&T Exora BF208000 | Standard Buying | 340.6 | Nos | 1 | 1 | 80A Double Pole MCB Isolator L&T Exora BF208000 | Electrical Components | Text: 80A Double Pole MCB Isolator L&T Exora BF208000; Check: 1; Check: 0; Link: INR; Int: 0
|  | 100A Double Pole MCB Isolator L&T Exora BF210000 | Standard Buying | 358.8 | Nos | 1 | 1 | 100A Double Pole MCB Isolator L&T Exora BF210000 | Electrical Components | Text: 100A Double Pole MCB Isolator L&T Exora BF210000; Check: 1; Check: 0; Link: INR; Int: 0
|  | 40A Triple Pole MCB Isolator L&T Exora BF304000 | Standard Buying | 366.6 | Nos | 1 | 1 | 40A Triple Pole MCB Isolator L&T Exora BF304000 | Electrical Components | Text: 40A Triple Pole MCB Isolator L&T Exora BF304000; Check: 1; Check: 0; Link: INR; Int: 0
|  | 63A Triple Pole MCB Isolator L&T Exora BF306300 | Standard Buying | 423.8 | Nos | 1 | 1 | 63A Triple Pole MCB Isolator L&T Exora BF306300 | Electrical Components | Text: 63A Triple Pole MCB Isolator L&T Exora BF306300; Check: 1; Check: 0; Link: INR; Int: 0
|  | 80A Triple Pole MCB Isolator L&T Exora BF308000 | Standard Buying | 468 | Nos | 1 | 1 | 80A Triple Pole MCB Isolator L&T Exora BF308000 | Electrical Components | Text: 80A Triple Pole MCB Isolator L&T Exora BF308000; Check: 1; Check: 0; Link: INR; Int: 0
|  | 100A Triple Pole MCB Isolator L&T Exora BF310000 | Standard Buying | 473.2 | Nos | 1 | 1 | 100A Triple Pole MCB Isolator L&T Exora BF310000 | Electrical Components | Text: 100A Triple Pole MCB Isolator L&T Exora BF310000; Check: 1; Check: 0; Link: INR; Int: 0
|  | 40A Four Pole MCB Isolator L&T Exora BF404000 | Standard Buying | 0.468 | Nos | 1 | 1 | 40A Four Pole MCB Isolator L&T Exora BF404000 | Electrical Components | Text: 40A Four Pole MCB Isolator L&T Exora BF404000; Check: 1; Check: 0; Link: INR; Int: 0
|  | 63A Four Pole MCB Isolator L&T Exora BF406300 | Standard Buying | 486.2 | Nos | 1 | 1 | 63A Four Pole MCB Isolator L&T Exora BF406300 | Electrical Components | Text: 63A Four Pole MCB Isolator L&T Exora BF406300; Check: 1; Check: 0; Link: INR; Int: 0
|  | 80A Four Pole MCB Isolator L&T Exora BF408000 | Standard Buying | 551.2 | Nos | 1 | 1 | 80A Four Pole MCB Isolator L&T Exora BF408000 | Electrical Components | Text: 80A Four Pole MCB Isolator L&T Exora BF408000; Check: 1; Check: 0; Link: INR; Int: 0
|  | 100A Four Pole MCB Isolator L&T Exora BF410000 | Standard Buying | 585 | Nos | 1 | 1 | 100A Four Pole MCB Isolator L&T Exora BF410000 | Electrical Components | Text: 100A Four Pole MCB Isolator L&T Exora BF410000; Check: 1; Check: 0; Link: INR; Int: 0
|  | 25A Double Pole 30mA ELCB L&T Exora BG202503 | Standard Buying | 1250.6 | Nos | 1 | 1 | 25A Double Pole 30mA ELCB L&T Exora BG202503 | Electrical Components | Text: 25A Double Pole 30mA ELCB L&T Exora BG202503; Check: 1; Check: 0; Link: INR; Int: 0
|  | 25A Double Pole 100mA ELCB L&T Exora BG202510 | Standard Buying | 1310.4 | Nos | 1 | 1 | 25A Double Pole 100mA ELCB L&T Exora BG202510 | Electrical Components | Text: 25A Double Pole 100mA ELCB L&T Exora BG202510; Check: 1; Check: 0; Link: INR; Int: 0
|  | 25A Double Pole 300mA ELCB L&T Exora BG202530 | Standard Buying | 1310.4 | Nos | 1 | 1 | 25A Double Pole 300mA ELCB L&T Exora BG202530 | Electrical Components | Text: 25A Double Pole 300mA ELCB L&T Exora BG202530; Check: 1; Check: 0; Link: INR; Int: 0
|  | 40A Double Pole 30mA ELCB L&T Exora BG204003 | Standard Buying | 1414.4 | Nos | 1 | 1 | 40A Double Pole 30mA ELCB L&T Exora BG204003 | Electrical Components | Text: 40A Double Pole 30mA ELCB L&T Exora BG204003; Check: 1; Check: 0; Link: INR; Int: 0
|  | 40A Double Pole 100mA ELCB L&T Exora BG204010 | Standard Buying | 1497.6 | Nos | 1 | 1 | 40A Double Pole 100mA ELCB L&T Exora BG204010 | Electrical Components | Text: 40A Double Pole 100mA ELCB L&T Exora BG204010; Check: 1; Check: 0; Link: INR; Int: 0
|  | 40A Double Pole 300mA ELCB L&T Exora BG204030 | Standard Buying | 1497.6 | Nos | 1 | 1 | 40A Double Pole 300mA ELCB L&T Exora BG204030 | Electrical Components | Text: 40A Double Pole 300mA ELCB L&T Exora BG204030; Check: 1; Check: 0; Link: INR; Int: 0
|  | 63A Double Pole 30mA ELCB L&T Exora BG206303 | Standard Buying | 1762.8 | Nos | 1 | 1 | 63A Double Pole 30mA ELCB L&T Exora BG206303 | Electrical Components | Text: 63A Double Pole 30mA ELCB L&T Exora BG206303; Check: 1; Check: 0; Link: INR; Int: 0
|  | 63A Double Pole 100mA ELCB L&T Exora BG206310 | Standard Buying | 1807 | Nos | 1 | 1 | 63A Double Pole 100mA ELCB L&T Exora BG206310 | Electrical Components | Text: 63A Double Pole 100mA ELCB L&T Exora BG206310; Check: 1; Check: 0; Link: INR; Int: 0
|  | 63A Double Pole 300mA ELCB L&T Exora BG206330 | Standard Buying | 1807 | Nos | 1 | 1 | 63A Double Pole 300mA ELCB L&T Exora BG206330 | Electrical Components | Text: 63A Double Pole 300mA ELCB L&T Exora BG206330; Check: 1; Check: 0; Link: INR; Int: 0
|  | 100A Double Pole 30mA ELCB L&T Exora BG210003 | Standard Buying | 3094 | Nos | 1 | 1 | 100A Double Pole 30mA ELCB L&T Exora BG210003 | Electrical Components | Text: 100A Double Pole 30mA ELCB L&T Exora BG210003; Check: 1; Check: 0; Link: INR; Int: 0
|  | 100A Double Pole 100mA ELCB L&T Exora BG210010 | Standard Buying | 3135.6 | Nos | 1 | 1 | 100A Double Pole 100mA ELCB L&T Exora BG210010 | Electrical Components | Text: 100A Double Pole 100mA ELCB L&T Exora BG210010; Check: 1; Check: 0; Link: INR; Int: 0
|  | 100A Double Pole 300mA ELCB L&T Exora BG210030 | Standard Buying | 3135.6 | Nos | 1 | 1 | 100A Double Pole 300mA ELCB L&T Exora BG210030 | Electrical Components | Text: 100A Double Pole 300mA ELCB L&T Exora BG210030; Check: 1; Check: 0; Link: INR; Int: 0
|  | 25A Four Pole 30mA ELCB L&T Exora BG402503 | Standard Buying | 1656.2 | Nos | 1 | 1 | 25A Four Pole 30mA ELCB L&T Exora BG402503 | Electrical Components | Text: 25A Four Pole 30mA ELCB L&T Exora BG402503; Check: 1; Check: 0; Link: INR; Int: 0
|  | 25A Four Pole 100mA ELCB L&T Exora BG402510 | Standard Buying | 1716 | Nos | 1 | 1 | 25A Four Pole 100mA ELCB L&T Exora BG402510 | Electrical Components | Text: 25A Four Pole 100mA ELCB L&T Exora BG402510; Check: 1; Check: 0; Link: INR; Int: 0
|  | 25A Four Pole 300mA ELCB L&T Exora BG402530 | Standard Buying | 1716 | Nos | 1 | 1 | 25A Four Pole 300mA ELCB L&T Exora BG402530 | Electrical Components | Text: 25A Four Pole 300mA ELCB L&T Exora BG402530; Check: 1; Check: 0; Link: INR; Int: 0
|  | 40A Four Pole 30mA ELCB L&T Exora BG404003 | Standard Buying | 1661.4 | Nos | 1 | 1 | 40A Four Pole 30mA ELCB L&T Exora BG404003 | Electrical Components | Text: 40A Four Pole 30mA ELCB L&T Exora BG404003; Check: 1; Check: 0; Link: INR; Int: 0
|  | 40A Four Pole 100mA ELCB L&T Exora BG404010 | Standard Buying | 1742 | Nos | 1 | 1 | 40A Four Pole 100mA ELCB L&T Exora BG404010 | Electrical Components | Text: 40A Four Pole 100mA ELCB L&T Exora BG404010; Check: 1; Check: 0; Link: INR; Int: 0
|  | 40A Four Pole 300mA ELCB L&T Exora BG404030 | Standard Buying | 1742 | Nos | 1 | 1 | 40A Four Pole 300mA ELCB L&T Exora BG404030 | Electrical Components | Text: 40A Four Pole 300mA ELCB L&T Exora BG404030; Check: 1; Check: 0; Link: INR; Int: 0
|  | 63A Four Pole 30mA ELCB L&T Exora BG406303 | Standard Buying | 1908.4 | Nos | 1 | 1 | 63A Four Pole 30mA ELCB L&T Exora BG406303 | Electrical Components | Text: 63A Four Pole 30mA ELCB L&T Exora BG406303; Check: 1; Check: 0; Link: INR; Int: 0
|  | 63A Four Pole 100mA ELCB L&T Exora BG406310 | Standard Buying | 2002 | Nos | 1 | 1 | 63A Four Pole 100mA ELCB L&T Exora BG406310 | Electrical Components | Text: 63A Four Pole 100mA ELCB L&T Exora BG406310; Check: 1; Check: 0; Link: INR; Int: 0
|  | 63A Four Pole 300mA ELCB L&T Exora BG406330 | Standard Buying | 2002 | Nos | 1 | 1 | 63A Four Pole 300mA ELCB L&T Exora BG406330 | Electrical Components | Text: 63A Four Pole 300mA ELCB L&T Exora BG406330; Check: 1; Check: 0; Link: INR; Int: 0
|  | 100A Four Pole 30mA ELCB L&T Exora BG410003 | Standard Buying | 3346.2 | Nos | 1 | 1 | 100A Four Pole 30mA ELCB L&T Exora BG410003 | Electrical Components | Text: 100A Four Pole 30mA ELCB L&T Exora BG410003; Check: 1; Check: 0; Link: INR; Int: 0
|  | 100A Four Pole 100mA ELCB L&T Exora BG410010 | Standard Buying | 3406 | Nos | 1 | 1 | 100A Four Pole 100mA ELCB L&T Exora BG410010 | Electrical Components | Text: 100A Four Pole 100mA ELCB L&T Exora BG410010; Check: 1; Check: 0; Link: INR; Int: 0
|  | 100A Four Pole 300mA ELCB L&T Exora BG410030 | Standard Buying | 3406 | Nos | 1 | 1 | 100A Four Pole 300mA ELCB L&T Exora BG410030 | Electrical Components | Text: 100A Four Pole 300mA ELCB L&T Exora BG410030; Check: 1; Check: 0; Link: INR; Int: 0
|  | 6A Double Pole 10mA RCBO L&T Exora AUF3C200601 | Standard Buying | 1885 | Nos | 1 | 1 | 6A Double Pole 10mA RCBO L&T Exora AUF3C200601 | Electrical Components | Text: 6A Double Pole 10mA RCBO L&T Exora AUF3C200601; Check: 1; Check: 0; Link: INR; Int: 0
|  | 6A Double Pole 30mA RCBO L&T Exora AUF3C200603 | Standard Buying | 1885 | Nos | 1 | 1 | 6A Double Pole 30mA RCBO L&T Exora AUF3C200603 | Electrical Components | Text: 6A Double Pole 30mA RCBO L&T Exora AUF3C200603; Check: 1; Check: 0; Link: INR; Int: 0
|  | 6A Double Pole 100mA RCBO L&T Exora AUF3C200610 | Standard Buying | 1926.6 | Nos | 1 | 1 | 6A Double Pole 100mA RCBO L&T Exora AUF3C200610 | Electrical Components | Text: 6A Double Pole 100mA RCBO L&T Exora AUF3C200610; Check: 1; Check: 0; Link: INR; Int: 0
|  | 6A Double Pole 300mA RCBO L&T Exora AUF3C200630 | Standard Buying | 1937 | Nos | 1 | 1 | 6A Double Pole 300mA RCBO L&T Exora AUF3C200630 | Electrical Components | Text: 6A Double Pole 300mA RCBO L&T Exora AUF3C200630; Check: 1; Check: 0; Link: INR; Int: 0
|  | 10A Double Pole 10mA RCBO L&T Exora AUF3C201001 | Standard Buying | 1885 | Nos | 1 | 1 | 10A Double Pole 10mA RCBO L&T Exora AUF3C201001 | Electrical Components | Text: 10A Double Pole 10mA RCBO L&T Exora AUF3C201001; Check: 1; Check: 0; Link: INR; Int: 0
|  | 10A Double Pole 30mA RCBO L&T Exora AUF3C201003 | Standard Buying | 1885 | Nos | 1 | 1 | 10A Double Pole 30mA RCBO L&T Exora AUF3C201003 | Electrical Components | Text: 10A Double Pole 30mA RCBO L&T Exora AUF3C201003; Check: 1; Check: 0; Link: INR; Int: 0
|  | 10A Double Pole 100mA RCBO L&T Exora AUF3C201010 | Standard Buying | 1926.6 | Nos | 1 | 1 | 10A Double Pole 100mA RCBO L&T Exora AUF3C201010 | Electrical Components | Text: 10A Double Pole 100mA RCBO L&T Exora AUF3C201010; Check: 1; Check: 0; Link: INR; Int: 0
|  | 10A Double Pole 300mA RCBO L&T Exora AUF3C201030 | Standard Buying | 1937 | Nos | 1 | 1 | 10A Double Pole 300mA RCBO L&T Exora AUF3C201030 | Electrical Components | Text: 10A Double Pole 300mA RCBO L&T Exora AUF3C201030; Check: 1; Check: 0; Link: INR; Int: 0
|  | 16A Double Pole 10mA RCBO L&T Exora AUF3C201601 | Standard Buying | 1885 | Nos | 1 | 1 | 16A Double Pole 10mA RCBO L&T Exora AUF3C201601 | Electrical Components | Text: 16A Double Pole 10mA RCBO L&T Exora AUF3C201601; Check: 1; Check: 0; Link: INR; Int: 0
|  | 16A Double Pole 30mA RCBO L&T Exora AUF3C201603 | Standard Buying | 1885 | Nos | 1 | 1 | 16A Double Pole 30mA RCBO L&T Exora AUF3C201603 | Electrical Components | Text: 16A Double Pole 30mA RCBO L&T Exora AUF3C201603; Check: 1; Check: 0; Link: INR; Int: 0
|  | 16A Double Pole 100mA RCBO L&T Exora AUF3C201610 | Standard Buying | 1926.6 | Nos | 1 | 1 | 16A Double Pole 100mA RCBO L&T Exora AUF3C201610 | Electrical Components | Text: 16A Double Pole 100mA RCBO L&T Exora AUF3C201610; Check: 1; Check: 0; Link: INR; Int: 0
|  | 16A Double Pole 300mA RCBO L&T Exora AUF3C201630 | Standard Buying | 1937 | Nos | 1 | 1 | 16A Double Pole 300mA RCBO L&T Exora AUF3C201630 | Electrical Components | Text: 16A Double Pole 300mA RCBO L&T Exora AUF3C201630; Check: 1; Check: 0; Link: INR; Int: 0
|  | 20A Double Pole 30mA RCBO L&T Exora AUF3C202003 | Standard Buying | 1885 | Nos | 1 | 1 | 20A Double Pole 30mA RCBO L&T Exora AUF3C202003 | Electrical Components | Text: 20A Double Pole 30mA RCBO L&T Exora AUF3C202003; Check: 1; Check: 0; Link: INR; Int: 0
|  | 20A Double Pole 100mA RCBO L&T Exora AUF3C202010 | Standard Buying | 1926.6 | Nos | 1 | 1 | 20A Double Pole 100mA RCBO L&T Exora AUF3C202010 | Electrical Components | Text: 20A Double Pole 100mA RCBO L&T Exora AUF3C202010; Check: 1; Check: 0; Link: INR; Int: 0
|  | 20A Double Pole 300mA RCBO L&T Exora AUF3C202030 | Standard Buying | 1937 | Nos | 1 | 1 | 20A Double Pole 300mA RCBO L&T Exora AUF3C202030 | Electrical Components | Text: 20A Double Pole 300mA RCBO L&T Exora AUF3C202030; Check: 1; Check: 0; Link: INR; Int: 0
|  | 25A Double Pole 30mA RCBO L&T Exora AUF3C202503 | Standard Buying | 1885 | Nos | 1 | 1 | 25A Double Pole 30mA RCBO L&T Exora AUF3C202503 | Electrical Components | Text: 25A Double Pole 30mA RCBO L&T Exora AUF3C202503; Check: 1; Check: 0; Link: INR; Int: 0
|  | 25A Double Pole 100mA RCBO L&T Exora AUF3C202510 | Standard Buying | 1926.6 | Nos | 1 | 1 | 25A Double Pole 100mA RCBO L&T Exora AUF3C202510 | Electrical Components | Text: 25A Double Pole 100mA RCBO L&T Exora AUF3C202510; Check: 1; Check: 0; Link: INR; Int: 0
|  | 25A Double Pole 300mA RCBO L&T Exora AUF3C202530 | Standard Buying | 1937 | Nos | 1 | 1 | 25A Double Pole 300mA RCBO L&T Exora AUF3C202530 | Electrical Components | Text: 25A Double Pole 300mA RCBO L&T Exora AUF3C202530; Check: 1; Check: 0; Link: INR; Int: 0
|  | 32A Double Pole 30mA RCBO L&T Exora AUF3C203203 | Standard Buying | 1885 | Nos | 1 | 1 | 32A Double Pole 30mA RCBO L&T Exora AUF3C203203 | Electrical Components | Text: 32A Double Pole 30mA RCBO L&T Exora AUF3C203203; Check: 1; Check: 0; Link: INR; Int: 0
|  | 32A Double Pole 100mA RCBO L&T Exora AUF3C203210 | Standard Buying | 1926.6 | Nos | 1 | 1 | 32A Double Pole 100mA RCBO L&T Exora AUF3C203210 | Electrical Components | Text: 32A Double Pole 100mA RCBO L&T Exora AUF3C203210; Check: 1; Check: 0; Link: INR; Int: 0
|  | 32A Double Pole 300mA RCBO L&T Exora AUF3C203230 | Standard Buying | 1937 | Nos | 1 | 1 | 32A Double Pole 300mA RCBO L&T Exora AUF3C203230 | Electrical Components | Text: 32A Double Pole 300mA RCBO L&T Exora AUF3C203230; Check: 1; Check: 0; Link: INR; Int: 0
|  | 40A Double Pole 30mA RCBO L&T Exora AUF3C204003 | Standard Buying | 1885 | Nos | 1 | 1 | 40A Double Pole 30mA RCBO L&T Exora AUF3C204003 | Electrical Components | Text: 40A Double Pole 30mA RCBO L&T Exora AUF3C204003; Check: 1; Check: 0; Link: INR; Int: 0
|  | 40A Double Pole 100mA RCBO L&T Exora AUF3C204010 | Standard Buying | 1926.6 | Nos | 1 | 1 | 40A Double Pole 100mA RCBO L&T Exora AUF3C204010 | Electrical Components | Text: 40A Double Pole 100mA RCBO L&T Exora AUF3C204010; Check: 1; Check: 0; Link: INR; Int: 0
|  | 40A Double Pole 300mA RCBO L&T Exora AUF3C204030 | Standard Buying | 1937 | Nos | 1 | 1 | 40A Double Pole 300mA RCBO L&T Exora AUF3C204030 | Electrical Components | Text: 40A Double Pole 300mA RCBO L&T Exora AUF3C204030; Check: 1; Check: 0; Link: INR; Int: 0
|  | 63A Double Pole 30mA RCBO L&T Exora AUF3C206303 | Standard Buying | 2418 | Nos | 1 | 1 | 63A Double Pole 30mA RCBO L&T Exora AUF3C206303 | Electrical Components | Text: 63A Double Pole 30mA RCBO L&T Exora AUF3C206303; Check: 1; Check: 0; Link: INR; Int: 0
|  | 63A Double Pole 100mA RCBO L&T Exora AUF3C206310 | Standard Buying | 2561 | Nos | 1 | 1 | 63A Double Pole 100mA RCBO L&T Exora AUF3C206310 | Electrical Components | Text: 63A Double Pole 100mA RCBO L&T Exora AUF3C206310; Check: 1; Check: 0; Link: INR; Int: 0
|  | 63A Double Pole 300mA RCBO L&T Exora AUF3C206330 | Standard Buying | 2561 | Nos | 1 | 1 | 63A Double Pole 300mA RCBO L&T Exora AUF3C206330 | Electrical Components | Text: 63A Double Pole 300mA RCBO L&T Exora AUF3C206330; Check: 1; Check: 0; Link: INR; Int: 0
|  | 16A Four Pole 30mA RCBO L&T Exora AUF3C401603 | Standard Buying | 2186.6 | Nos | 1 | 1 | 16A Four Pole 30mA RCBO L&T Exora AUF3C401603 | Electrical Components | Text: 16A Four Pole 30mA RCBO L&T Exora AUF3C401603; Check: 1; Check: 0; Link: INR; Int: 0
|  | 16A Four Pole 100mA RCBO L&T Exora AUF3C401610 | Standard Buying | 2431 | Nos | 1 | 1 | 16A Four Pole 100mA RCBO L&T Exora AUF3C401610 | Electrical Components | Text: 16A Four Pole 100mA RCBO L&T Exora AUF3C401610; Check: 1; Check: 0; Link: INR; Int: 0
|  | 16A Four Pole 300mA RCBO L&T Exora AUF3C401630 | Standard Buying | 2480.4 | Nos | 1 | 1 | 16A Four Pole 300mA RCBO L&T Exora AUF3C401630 | Electrical Components | Text: 16A Four Pole 300mA RCBO L&T Exora AUF3C401630; Check: 1; Check: 0; Link: INR; Int: 0
|  | 20A Four Pole 30mA RCBO L&T Exora AUF3C402003 | Standard Buying | 2186.6 | Nos | 1 | 1 | 20A Four Pole 30mA RCBO L&T Exora AUF3C402003 | Electrical Components | Text: 20A Four Pole 30mA RCBO L&T Exora AUF3C402003; Check: 1; Check: 0; Link: INR; Int: 0
|  | 20A Four Pole 100mA RCBO L&T Exora AUF3C402010 | Standard Buying | 2431 | Nos | 1 | 1 | 20A Four Pole 100mA RCBO L&T Exora AUF3C402010 | Electrical Components | Text: 20A Four Pole 100mA RCBO L&T Exora AUF3C402010; Check: 1; Check: 0; Link: INR; Int: 0
|  | 20A Four Pole 300mA RCBO L&T Exora AUF3C402030 | Standard Buying | 2186.6 | Nos | 1 | 1 | 20A Four Pole 300mA RCBO L&T Exora AUF3C402030 | Electrical Components | Text: 20A Four Pole 300mA RCBO L&T Exora AUF3C402030; Check: 1; Check: 0; Link: INR; Int: 0
|  | 25A Four Pole 30mA RCBO L&T Exora AUF3C402503 | Standard Buying | 2431 | Nos | 1 | 1 | 25A Four Pole 30mA RCBO L&T Exora AUF3C402503 | Electrical Components | Text: 25A Four Pole 30mA RCBO L&T Exora AUF3C402503; Check: 1; Check: 0; Link: INR; Int: 0
|  | 25A Four Pole 100mA RCBO L&T Exora AUF3C402510 | Standard Buying | 2480.4 | Nos | 1 | 1 | 25A Four Pole 100mA RCBO L&T Exora AUF3C402510 | Electrical Components | Text: 25A Four Pole 100mA RCBO L&T Exora AUF3C402510; Check: 1; Check: 0; Link: INR; Int: 0
|  | 25A Four Pole 300mA RCBO L&T Exora AUF3C402530 | Standard Buying | 2186.6 | Nos | 1 | 1 | 25A Four Pole 300mA RCBO L&T Exora AUF3C402530 | Electrical Components | Text: 25A Four Pole 300mA RCBO L&T Exora AUF3C402530; Check: 1; Check: 0; Link: INR; Int: 0
|  | 32A Four Pole 30mA RCBO L&T Exora AUF3C403203 | Standard Buying | 2431 | Nos | 1 | 1 | 32A Four Pole 30mA RCBO L&T Exora AUF3C403203 | Electrical Components | Text: 32A Four Pole 30mA RCBO L&T Exora AUF3C403203; Check: 1; Check: 0; Link: INR; Int: 0
|  | 32A Four Pole 100mA RCBO L&T Exora AUF3C403210 | Standard Buying | 2480.4 | Nos | 1 | 1 | 32A Four Pole 100mA RCBO L&T Exora AUF3C403210 | Electrical Components | Text: 32A Four Pole 100mA RCBO L&T Exora AUF3C403210; Check: 1; Check: 0; Link: INR; Int: 0
|  | 32A Four Pole 300mA RCBO L&T Exora AUF3C403230 | Standard Buying | 2186.6 | Nos | 1 | 1 | 32A Four Pole 300mA RCBO L&T Exora AUF3C403230 | Electrical Components | Text: 32A Four Pole 300mA RCBO L&T Exora AUF3C403230; Check: 1; Check: 0; Link: INR; Int: 0
|  | 40A Four Pole 30mA RCBO L&T Exora AUF3C404003 | Standard Buying | 2431 | Nos | 1 | 1 | 40A Four Pole 30mA RCBO L&T Exora AUF3C404003 | Electrical Components | Text: 40A Four Pole 30mA RCBO L&T Exora AUF3C404003; Check: 1; Check: 0; Link: INR; Int: 0
|  | 40A Four Pole 100mA RCBO L&T Exora AUF3C404010 | Standard Buying | 2480.4 | Nos | 1 | 1 | 40A Four Pole 100mA RCBO L&T Exora AUF3C404010 | Electrical Components | Text: 40A Four Pole 100mA RCBO L&T Exora AUF3C404010; Check: 1; Check: 0; Link: INR; Int: 0
|  | 40A Four Pole 300mA RCBO L&T Exora AUF3C404030 | Standard Buying | 2256.8 | Nos | 1 | 1 | 40A Four Pole 300mA RCBO L&T Exora AUF3C404030 | Electrical Components | Text: 40A Four Pole 300mA RCBO L&T Exora AUF3C404030; Check: 1; Check: 0; Link: INR; Int: 0
|  | 63A Four Pole 30mA RCBO L&T Exora AUF3C406303 | Standard Buying | 2433.6 | Nos | 1 | 1 | 63A Four Pole 30mA RCBO L&T Exora AUF3C406303 | Electrical Components | Text: 63A Four Pole 30mA RCBO L&T Exora AUF3C406303; Check: 1; Check: 0; Link: INR; Int: 0
|  | 63A Four Pole 100mA RCBO L&T Exora AUF3C406310 | Standard Buying | 2485.6 | Nos | 1 | 1 | 63A Four Pole 100mA RCBO L&T Exora AUF3C406310 | Electrical Components | Text: 63A Four Pole 100mA RCBO L&T Exora AUF3C406310; Check: 1; Check: 0; Link: INR; Int: 0
|  | 63A Four Pole 300mA RCBO L&T Exora AUF3C406330 | Standard Buying | 2290.6 | Nos | 1 | 1 | 63A Four Pole 300mA RCBO L&T Exora AUF3C406330 | Electrical Components | Text: 63A Four Pole 300mA RCBO L&T Exora AUF3C406330; Check: 1; Check: 0; Link: INR; Int: 0
|  | 25A Double Pole Changeover Switch L&T AUC00202500 | Standard Buying | 730.6 | Nos | 1 | 1 | 25A Double Pole Changeover Switch L&T AUC00202500 | Electrical Components | Text: 25A Double Pole Changeover Switch L&T AUC00202500; Check: 1; Check: 0; Link: INR; Int: 0
|  | 40A Double Pole Changeover Switch L&T AUC00204000 | Standard Buying | 1120.6 | Nos | 1 | 1 | 40A Double Pole Changeover Switch L&T AUC00204000 | Electrical Components | Text: 40A Double Pole Changeover Switch L&T AUC00204000; Check: 1; Check: 0; Link: INR; Int: 0
|  | 63A Double Pole Changeover Switch L&T AUC00206300 | Standard Buying | 1302.6 | Nos | 1 | 1 | 63A Double Pole Changeover Switch L&T AUC00206300 | Electrical Components | Text: 63A Double Pole Changeover Switch L&T AUC00206300; Check: 1; Check: 0; Link: INR; Int: 0
|  | 40A Four Pole Chengeover Switch L&T AUC00404000 | Standard Buying | 1929.2 | Nos | 1 | 1 | 40A Four Pole Chengeover Switch L&T AUC00404000 | Electrical Components | Text: 40A Four Pole Chengeover Switch L&T AUC00404000; Check: 1; Check: 0; Link: INR; Int: 0
|  | 63A Four Pole Chengeover Switch L&T AUC00406300 | Standard Buying | 2189.2 | Nos | 1 | 1 | 63A Four Pole Chengeover Switch L&T AUC00406300 | Electrical Components | Text: 63A Four Pole Chengeover Switch L&T AUC00406300; Check: 1; Check: 0; Link: INR; Int: 0
|  | Analog Time Switch Module 1 L&T AUTS01ANA00 | Standard Buying | 2437.5 | Nos | 1 | 1 | Analog Time Switch Module 1 L&T AUTS01ANA00 | Electrical Components | Text: Analog Time Switch Module 1 L&T AUTS01ANA00; Check: 1; Check: 0; Link: INR; Int: 0
|  | Analog Time Switch Module 3 L&T AUTS03ANA00 | Standard Buying | 2964 | Nos | 1 | 1 | Analog Time Switch Module 3 L&T AUTS03ANA00 | Electrical Components | Text: Analog Time Switch Module 3 L&T AUTS03ANA00; Check: 1; Check: 0; Link: INR; Int: 0
|  | Digital Time Switch Module 2 L&T AUTS02DIG00 | Standard Buying | 1865.5 | Nos | 1 | 1 | Digital Time Switch Module 2 L&T AUTS02DIG00 | Electrical Components | Text: Digital Time Switch Module 2 L&T AUTS02DIG00; Check: 1; Check: 0; Link: INR; Int: 0
|  | Astro time Switch 2 L&T AUTS02AST00 | Standard Buying | 3133 | Nos | 1 | 1 | Astro time Switch 2 L&T AUTS02AST00 | Electrical Components | Text: Astro time Switch 2 L&T AUTS02AST00; Check: 1; Check: 0; Link: INR; Int: 0
|  | Single Phase (5-40A)Energy Meter WD4000101OOO | Standard Buying | 1322.75 | Nos | 1 | 1 | Single Phase (5-40A)Energy Meter WD4000101OOO | Electrical Components | Text: Single Phase (5-40A)Energy Meter WD4000101OOO; Check: 1; Check: 0; Link: INR; Int: 0
|  | Single Phase (10-60A)Energy Meter WD4000103OOO | Standard Buying | 3003 | Nos | 1 | 1 | Single Phase (10-60A)Energy Meter WD4000103OOO | Electrical Components | Text: Single Phase (10-60A)Energy Meter WD4000103OOO; Check: 1; Check: 0; Link: INR; Int: 0
|  | 630A 50KA MDO TP MPR ACB L&T SL96041 | Standard Buying | 71205.5 | Nos | 1 | 1 | 630A 50KA MDO TP MPR ACB L&T SL96041 | Electrical Components | Text: 630A 50KA MDO TP MPR ACB L&T SL96041; Check: 1; Check: 0; Link: INR; Int: 0
|  | 630A 50KA EDO TP MPR ACB L&T SL96051 | Standard Buying | 87953.5 | Nos | 1 | 1 | 630A 50KA EDO TP MPR ACB L&T SL96051 | Electrical Components | Text: 630A 50KA EDO TP MPR ACB L&T SL96051; Check: 1; Check: 0; Link: INR; Int: 0
|  | 800A 50KA MDO TP MPR ACB L&T SL96042 | Standard Buying | 71205.5 | Nos | 1 | 1 | 800A 50KA MDO TP MPR ACB L&T SL96042 | Electrical Components | Text: 800A 50KA MDO TP MPR ACB L&T SL96042; Check: 1; Check: 0; Link: INR; Int: 0
|  | 800A 50KA EDO TP MPR ACB L&T SL96052 | Standard Buying | 87953.5 | Nos | 1 | 1 | 800A 50KA EDO TP MPR ACB L&T SL96052 | Electrical Components | Text: 800A 50KA EDO TP MPR ACB L&T SL96052; Check: 1; Check: 0; Link: INR; Int: 0
|  | 1000A 50KA MDO TP MPR ACB L&T SL96043 | Standard Buying | 74449.1 | Nos | 1 | 1 | 1000A 50KA MDO TP MPR ACB L&T SL96043 | Electrical Components | Text: 1000A 50KA MDO TP MPR ACB L&T SL96043; Check: 1; Check: 0; Link: INR; Int: 0
|  | 1000A 50KA EDO TP MPR ACB L&T SL96053 | Standard Buying | 91197.1 | Nos | 1 | 1 | 1000A 50KA EDO TP MPR ACB L&T SL96053 | Electrical Components | Text: 1000A 50KA EDO TP MPR ACB L&T SL96053; Check: 1; Check: 0; Link: INR; Int: 0
|  | 1250A 50KA MDO TP MPR ACB L&T SL96044 | Standard Buying | 82849.6 | Nos | 1 | 1 | 1250A 50KA MDO TP MPR ACB L&T SL96044 | Electrical Components | Text: 1250A 50KA MDO TP MPR ACB L&T SL96044; Check: 1; Check: 0; Link: INR; Int: 0
|  | 1250A 50KA EDO TP MPR ACB L&T SL96054 | Standard Buying | 99597.6 | Nos | 1 | 1 | 1250A 50KA EDO TP MPR ACB L&T SL96054 | Electrical Components | Text: 1250A 50KA EDO TP MPR ACB L&T SL96054; Check: 1; Check: 0; Link: INR; Int: 0
|  | 1600A 50KA MDO TP MPR ACB L&T SL96045 | Standard Buying | 94403.6 | Nos | 1 | 1 | 1600A 50KA MDO TP MPR ACB L&T SL96045 | Electrical Components | Text: 1600A 50KA MDO TP MPR ACB L&T SL96045; Check: 1; Check: 0; Link: INR; Int: 0
|  | 1600A 50KA EDO TP MPR ACB L&T SL96055 | Standard Buying | 111151.6 | Nos | 1 | 1 | 1600A 50KA EDO TP MPR ACB L&T SL96055 | Electrical Components | Text: 1600A 50KA EDO TP MPR ACB L&T SL96055; Check: 1; Check: 0; Link: INR; Int: 0
|  | 2000A 50KA MDO TP MPR ACB L&T SL96046 | Standard Buying | 114543.6 | Nos | 1 | 1 | 2000A 50KA MDO TP MPR ACB L&T SL96046 | Electrical Components | Text: 2000A 50KA MDO TP MPR ACB L&T SL96046; Check: 1; Check: 0; Link: INR; Int: 0
|  | 2000A 50KA EDO TP MPR ACB L&T SL96056 | Standard Buying | 131291.6 | Nos | 1 | 1 | 2000A 50KA EDO TP MPR ACB L&T SL96056 | Electrical Components | Text: 2000A 50KA EDO TP MPR ACB L&T SL96056; Check: 1; Check: 0; Link: INR; Int: 0
|  | 2500A 60KA MDO TP MPR ACB L&T SL96047 | Standard Buying | 138139.2 | Nos | 1 | 1 | 2500A 60KA MDO TP MPR ACB L&T SL96047 | Electrical Components | Text: 2500A 60KA MDO TP MPR ACB L&T SL96047; Check: 1; Check: 0; Link: INR; Int: 0
|  | 2500A 60KA EDO TP MPR ACB L&T SL96057 | Standard Buying | 154887.2 | Nos | 1 | 1 | 2500A 60KA EDO TP MPR ACB L&T SL96057 | Electrical Components | Text: 2500A 60KA EDO TP MPR ACB L&T SL96057; Check: 1; Check: 0; Link: INR; Int: 0
|  | 630A 50KA MDO FP MPR ACB L&T SL96061 | Standard Buying | 89458.7 | Nos | 1 | 1 | 630A 50KA MDO FP MPR ACB L&T SL96061 | Electrical Components | Text: 630A 50KA MDO FP MPR ACB L&T SL96061; Check: 1; Check: 0; Link: INR; Int: 0
|  | 630A 50KA EDO FP MPR ACB L&T SL96071 | Standard Buying | 106206.7 | Nos | 1 | 1 | 630A 50KA EDO FP MPR ACB L&T SL96071 | Electrical Components | Text: 630A 50KA EDO FP MPR ACB L&T SL96071; Check: 1; Check: 0; Link: INR; Int: 0
|  | 800A 50KA MDO FP MPR ACB L&T SL96062 | Standard Buying | 89458.7 | Nos | 1 | 1 | 800A 50KA MDO FP MPR ACB L&T SL96062 | Electrical Components | Text: 800A 50KA MDO FP MPR ACB L&T SL96062; Check: 1; Check: 0; Link: INR; Int: 0
|  | 800A 50KA EDO FP MPR ACB L&T SL96072 | Standard Buying | 106206.7 | Nos | 1 | 1 | 800A 50KA EDO FP MPR ACB L&T SL96072 | Electrical Components | Text: 800A 50KA EDO FP MPR ACB L&T SL96072; Check: 1; Check: 0; Link: INR; Int: 0
|  | 1000A 50KA MDO FP MPR ACB L&T SL96063 | Standard Buying | 93624.5 | Nos | 1 | 1 | 1000A 50KA MDO FP MPR ACB L&T SL96063 | Electrical Components | Text: 1000A 50KA MDO FP MPR ACB L&T SL96063; Check: 1; Check: 0; Link: INR; Int: 0
|  | 1000A 50KA EDO FP MPR ACB L&T SL96073 | Standard Buying | 110372.5 | Nos | 1 | 1 | 1000A 50KA EDO FP MPR ACB L&T SL96073 | Electrical Components | Text: 1000A 50KA EDO FP MPR ACB L&T SL96073; Check: 1; Check: 0; Link: INR; Int: 0
|  | 1250A 50KA MDO FP MPR ACB L&T SL96064 | Standard Buying | 103673.3 | Nos | 1 | 1 | 1250A 50KA MDO FP MPR ACB L&T SL96064 | Electrical Components | Text: 1250A 50KA MDO FP MPR ACB L&T SL96064; Check: 1; Check: 0; Link: INR; Int: 0
|  | 1250A 50KA EDO FP MPR ACB L&T SL96074 | Standard Buying | 120421.3 | Nos | 1 | 1 | 1250A 50KA EDO FP MPR ACB L&T SL96074 | Electrical Components | Text: 1250A 50KA EDO FP MPR ACB L&T SL96074; Check: 1; Check: 0; Link: INR; Int: 0
|  | 1600A 50KA MDO FP MPR ACB L&T SL96065 | Standard Buying | 115147.8 | Nos | 1 | 1 | 1600A 50KA MDO FP MPR ACB L&T SL96065 | Electrical Components | Text: 1600A 50KA MDO FP MPR ACB L&T SL96065; Check: 1; Check: 0; Link: INR; Int: 0
|  | 1600A 50KA EDO FP MPR ACB L&T SL96075 | Standard Buying | 131895.8 | Nos | 1 | 1 | 1600A 50KA EDO FP MPR ACB L&T SL96075 | Electrical Components | Text: 1600A 50KA EDO FP MPR ACB L&T SL96075; Check: 1; Check: 0; Link: INR; Int: 0
|  | 2000A 50KA MDO FP MPR ACB L&T SL96066 | Standard Buying | 140927 | Nos | 1 | 1 | 2000A 50KA MDO FP MPR ACB L&T SL96066 | Electrical Components | Text: 2000A 50KA MDO FP MPR ACB L&T SL96066; Check: 1; Check: 0; Link: INR; Int: 0
|  | 2000A 50KA EDO FP MPR ACB L&T SL96076 | Standard Buying | 157675 | Nos | 1 | 1 | 2000A 50KA EDO FP MPR ACB L&T SL96076 | Electrical Components | Text: 2000A 50KA EDO FP MPR ACB L&T SL96076; Check: 1; Check: 0; Link: INR; Int: 0
|  | 2500A 60KA MDO FP MPR ACB L&T SL96067 | Standard Buying | 171561 | Nos | 1 | 1 | 2500A 60KA MDO FP MPR ACB L&T SL96067 | Electrical Components | Text: 2500A 60KA MDO FP MPR ACB L&T SL96067; Check: 1; Check: 0; Link: INR; Int: 0
|  | 2500A 60KA EDO FP MPR ACB L&T SL96077 | Standard Buying | 188309 | Nos | 1 | 1 | 2500A 60KA EDO FP MPR ACB L&T SL96077 | Electrical Components | Text: 2500A 60KA EDO FP MPR ACB L&T SL96077; Check: 1; Check: 0; Link: INR; Int: 0
|  | 630A 50KA MDO TP TMR ACB TMR L&T SL95331 | Standard Buying | 66170.5 | Nos | 1 | 1 | 630A 50KA MDO TP TMR ACB TMR L&T SL95331 | Electrical Components | Text: 630A 50KA MDO TP TMR ACB TMR L&T SL95331; Check: 1; Check: 0; Link: INR; Int: 0
|  | 630A 50KA EDO TP TMR ACB L&T SL95341 | Standard Buying | 82918.5 | Nos | 1 | 1 | 630A 50KA EDO TP TMR ACB L&T SL95341 | Electrical Components | Text: 630A 50KA EDO TP TMR ACB L&T SL95341; Check: 1; Check: 0; Link: INR; Int: 0
|  | 800A 50KA MDO TP TMR ACB L&T SL95332 | Standard Buying | 66170.5 | Nos | 1 | 1 | 800A 50KA MDO TP TMR ACB L&T SL95332 | Electrical Components | Text: 800A 50KA MDO TP TMR ACB L&T SL95332; Check: 1; Check: 0; Link: INR; Int: 0
|  | 800A 50KA EDO TP TMR ACB L&T SL95342 | Standard Buying | 82918.5 | Nos | 1 | 1 | 800A 50KA EDO TP TMR ACB L&T SL95342 | Electrical Components | Text: 800A 50KA EDO TP TMR ACB L&T SL95342; Check: 1; Check: 0; Link: INR; Int: 0
|  | 1000A 50KA MDO TP TMR ACB L&T SL95333 | Standard Buying | 69414.1 | Nos | 1 | 1 | 1000A 50KA MDO TP TMR ACB L&T SL95333 | Electrical Components | Text: 1000A 50KA MDO TP TMR ACB L&T SL95333; Check: 1; Check: 0; Link: INR; Int: 0
|  | 1000A 50KA EDO TP TMR ACB L&T SL95343 | Standard Buying | 86162.1 | Nos | 1 | 1 | 1000A 50KA EDO TP TMR ACB L&T SL95343 | Electrical Components | Text: 1000A 50KA EDO TP TMR ACB L&T SL95343; Check: 1; Check: 0; Link: INR; Int: 0
|  | 1250A 50KA MDO TP TMR ACB L&T SL95334 | Standard Buying | 77814.6 | Nos | 1 | 1 | 1250A 50KA MDO TP TMR ACB L&T SL95334 | Electrical Components | Text: 1250A 50KA MDO TP TMR ACB L&T SL95334; Check: 1; Check: 0; Link: INR; Int: 0
|  | 1250A 50KA EDO TP TMR ACB L&T SL95344 | Standard Buying | 94562.6 | Nos | 1 | 1 | 1250A 50KA EDO TP TMR ACB L&T SL95344 | Electrical Components | Text: 1250A 50KA EDO TP TMR ACB L&T SL95344; Check: 1; Check: 0; Link: INR; Int: 0
|  | 1600A 50KA MDO TP TMR ACB L&T SL95335 | Standard Buying | 89368.6 | Nos | 1 | 1 | 1600A 50KA MDO TP TMR ACB L&T SL95335 | Electrical Components | Text: 1600A 50KA MDO TP TMR ACB L&T SL95335; Check: 1; Check: 0; Link: INR; Int: 0
|  | 1600A 50KA EDO TP TMR ACB L&T SL95345 | Standard Buying | 106116.6 | Nos | 1 | 1 | 1600A 50KA EDO TP TMR ACB L&T SL95345 | Electrical Components | Text: 1600A 50KA EDO TP TMR ACB L&T SL95345; Check: 1; Check: 0; Link: INR; Int: 0
|  | 2000A 50KA MDO TP TMR ACB L&T SL95336 | Standard Buying | 109508.6 | Nos | 1 | 1 | 2000A 50KA MDO TP TMR ACB L&T SL95336 | Electrical Components | Text: 2000A 50KA MDO TP TMR ACB L&T SL95336; Check: 1; Check: 0; Link: INR; Int: 0
|  | 2000A 50KA EDO TP TMR ACB L&T SL95346 | Standard Buying | 126256.6 | Nos | 1 | 1 | 2000A 50KA EDO TP TMR ACB L&T SL95346 | Electrical Components | Text: 2000A 50KA EDO TP TMR ACB L&T SL95346; Check: 1; Check: 0; Link: INR; Int: 0
|  | 2500A 60KA MDO TP TMR ACB L&T SL95337 | Standard Buying | 133104.2 | Nos | 1 | 1 | 2500A 60KA MDO TP TMR ACB L&T SL95337 | Electrical Components | Text: 2500A 60KA MDO TP TMR ACB L&T SL95337; Check: 1; Check: 0; Link: INR; Int: 0
|  | 2500A 60KA EDO TP TMR ACB L&T SL95347 | Standard Buying | 149852.2 | Nos | 1 | 1 | 2500A 60KA EDO TP TMR ACB L&T SL95347 | Electrical Components | Text: 2500A 60KA EDO TP TMR ACB L&T SL95347; Check: 1; Check: 0; Link: INR; Int: 0
|  | 630A 50KA MDO FP TMR ACB L&T SL95351 | Standard Buying | 84423.7 | Nos | 1 | 1 | 630A 50KA MDO FP TMR ACB L&T SL95351 | Electrical Components | Text: 630A 50KA MDO FP TMR ACB L&T SL95351; Check: 1; Check: 0; Link: INR; Int: 0
|  | 630A 50KA EDO FP TMR ACB L&T SL95361 | Standard Buying | 101171.7 | Nos | 1 | 1 | 630A 50KA EDO FP TMR ACB L&T SL95361 | Electrical Components | Text: 630A 50KA EDO FP TMR ACB L&T SL95361; Check: 1; Check: 0; Link: INR; Int: 0
|  | 800A 50KA MDO FP TMR ACB L&T SL95352 | Standard Buying | 84423.7 | Nos | 1 | 1 | 800A 50KA MDO FP TMR ACB L&T SL95352 | Electrical Components | Text: 800A 50KA MDO FP TMR ACB L&T SL95352; Check: 1; Check: 0; Link: INR; Int: 0
|  | 800A 50KA EDO FP TMR ACB L&T SL95362 | Standard Buying | 101171.7 | Nos | 1 | 1 | 800A 50KA EDO FP TMR ACB L&T SL95362 | Electrical Components | Text: 800A 50KA EDO FP TMR ACB L&T SL95362; Check: 1; Check: 0; Link: INR; Int: 0
|  | 1000A 50KA MDO FP TMR ACB L&T SL95353 | Standard Buying | 88589.5 | Nos | 1 | 1 | 1000A 50KA MDO FP TMR ACB L&T SL95353 | Electrical Components | Text: 1000A 50KA MDO FP TMR ACB L&T SL95353; Check: 1; Check: 0; Link: INR; Int: 0
|  | 1000A 50KA EDO FP TMR ACB L&T SL95363 | Standard Buying | 105337.5 | Nos | 1 | 1 | 1000A 50KA EDO FP TMR ACB L&T SL95363 | Electrical Components | Text: 1000A 50KA EDO FP TMR ACB L&T SL95363; Check: 1; Check: 0; Link: INR; Int: 0
|  | 1250A 50KA MDO FP TMR ACB L&T SL95354 | Standard Buying | 98638.3 | Nos | 1 | 1 | 1250A 50KA MDO FP TMR ACB L&T SL95354 | Electrical Components | Text: 1250A 50KA MDO FP TMR ACB L&T SL95354; Check: 1; Check: 0; Link: INR; Int: 0
|  | 1250A 50KA EDO FP TMR ACB L&T SL95364 | Standard Buying | 115386.3 | Nos | 1 | 1 | 1250A 50KA EDO FP TMR ACB L&T SL95364 | Electrical Components | Text: 1250A 50KA EDO FP TMR ACB L&T SL95364; Check: 1; Check: 0; Link: INR; Int: 0
|  | 1600A 50KA MDO FP TMR ACB L&T SL95355 | Standard Buying | 110112.8 | Nos | 1 | 1 | 1600A 50KA MDO FP TMR ACB L&T SL95355 | Electrical Components | Text: 1600A 50KA MDO FP TMR ACB L&T SL95355; Check: 1; Check: 0; Link: INR; Int: 0
|  | 1600A 50KA EDO FP TMR ACB L&T SL95365 | Standard Buying | 126860.8 | Nos | 1 | 1 | 1600A 50KA EDO FP TMR ACB L&T SL95365 | Electrical Components | Text: 1600A 50KA EDO FP TMR ACB L&T SL95365; Check: 1; Check: 0; Link: INR; Int: 0
|  | 2000A 50KA MDO FP TMR ACB L&T SL95356 | Standard Buying | 135892 | Nos | 1 | 1 | 2000A 50KA MDO FP TMR ACB L&T SL95356 | Electrical Components | Text: 2000A 50KA MDO FP TMR ACB L&T SL95356; Check: 1; Check: 0; Link: INR; Int: 0
|  | 2000A 50KA EDO FP TMR ACB L&T SL95366 | Standard Buying | 152640 | Nos | 1 | 1 | 2000A 50KA EDO FP TMR ACB L&T SL95366 | Electrical Components | Text: 2000A 50KA EDO FP TMR ACB L&T SL95366; Check: 1; Check: 0; Link: INR; Int: 0
|  | 2500A 60KA MDO FP TMR ACB L&T SL95357 | Standard Buying | 166526 | Nos | 1 | 1 | 2500A 60KA MDO FP TMR ACB L&T SL95357 | Electrical Components | Text: 2500A 60KA MDO FP TMR ACB L&T SL95357; Check: 1; Check: 0; Link: INR; Int: 0
|  | 2500A 60KA EDO FP TMR ACB L&T SL95367 | Standard Buying | 183274 | Nos | 1 | 1 | 2500A 60KA EDO FP TMR ACB L&T SL95367 | Electrical Components | Text: 2500A 60KA EDO FP TMR ACB L&T SL95367; Check: 1; Check: 0; Link: INR; Int: 0
|  | 630A 50KA MF TP MPR ACB L&T SL95561 | Standard Buying | 49109.8 | Nos | 1 | 1 | 630A 50KA MF TP MPR ACB L&T SL95561 | Electrical Components | Text: 630A 50KA MF TP MPR ACB L&T SL95561; Check: 1; Check: 0; Link: INR; Int: 0
|  | 630A 50KA EF TP MPR ACB L&T SL95571 | Standard Buying | 65857.8 | Nos | 1 | 1 | 630A 50KA EF TP MPR ACB L&T SL95571 | Electrical Components | Text: 630A 50KA EF TP MPR ACB L&T SL95571; Check: 1; Check: 0; Link: INR; Int: 0
|  | 800A 50KA MF TP MPR ACB L&T SL95562 | Standard Buying | 49109.8 | Nos | 1 | 1 | 800A 50KA MF TP MPR ACB L&T SL95562 | Electrical Components | Text: 800A 50KA MF TP MPR ACB L&T SL95562; Check: 1; Check: 0; Link: INR; Int: 0
|  | 800A 50KA EF TP MPR ACB L&T SL95572 | Standard Buying | 65857.8 | Nos | 1 | 1 | 800A 50KA EF TP MPR ACB L&T SL95572 | Electrical Components | Text: 800A 50KA EF TP MPR ACB L&T SL95572; Check: 1; Check: 0; Link: INR; Int: 0
|  | 1000A 50KA MF TP MPR ACB L&T SL95563 | Standard Buying | 51198 | Nos | 1 | 1 | 1000A 50KA MF TP MPR ACB L&T SL95563 | Electrical Components | Text: 1000A 50KA MF TP MPR ACB L&T SL95563; Check: 1; Check: 0; Link: INR; Int: 0
|  | 1000A 50KA EF TP MPR ACB L&T SL95573 | Standard Buying | 67946 | Nos | 1 | 1 | 1000A 50KA EF TP MPR ACB L&T SL95573 | Electrical Components | Text: 1000A 50KA EF TP MPR ACB L&T SL95573; Check: 1; Check: 0; Link: INR; Int: 0
|  | 1250A 50KA MF TP MPR ACB L&T SL95564 | Standard Buying | 61755.6 | Nos | 1 | 1 | 1250A 50KA MF TP MPR ACB L&T SL95564 | Electrical Components | Text: 1250A 50KA MF TP MPR ACB L&T SL95564; Check: 1; Check: 0; Link: INR; Int: 0
|  | 1250A 50KA EF TP MPR ACB L&T SL95574 | Standard Buying | 78503.6 | Nos | 1 | 1 | 1250A 50KA EF TP MPR ACB L&T SL95574 | Electrical Components | Text: 1250A 50KA EF TP MPR ACB L&T SL95574; Check: 1; Check: 0; Link: INR; Int: 0
|  | 1600A 50KA MF TP MPR ACB L&T SL95565 | Standard Buying | 67861.2 | Nos | 1 | 1 | 1600A 50KA MF TP MPR ACB L&T SL95565 | Electrical Components | Text: 1600A 50KA MF TP MPR ACB L&T SL95565; Check: 1; Check: 0; Link: INR; Int: 0
|  | 1600A 50KA EF TP MPR ACB L&T SL95575 | Standard Buying | 84609.2 | Nos | 1 | 1 | 1600A 50KA EF TP MPR ACB L&T SL95575 | Electrical Components | Text: 1600A 50KA EF TP MPR ACB L&T SL95575; Check: 1; Check: 0; Link: INR; Int: 0
|  | 630A 50KA MF FP MPR ACB L&T SL95581 | Standard Buying | 61395.2 | Nos | 1 | 1 | 630A 50KA MF FP MPR ACB L&T SL95581 | Electrical Components | Text: 630A 50KA MF FP MPR ACB L&T SL95581; Check: 1; Check: 0; Link: INR; Int: 0
|  | 630A 50KA EF FP MPR ACB L&T SL95591 | Standard Buying | 78143.2 | Nos | 1 | 1 | 630A 50KA EF FP MPR ACB L&T SL95591 | Electrical Components | Text: 630A 50KA EF FP MPR ACB L&T SL95591; Check: 1; Check: 0; Link: INR; Int: 0
|  | 800A 50KA MF FP MPR ACB L&T SL95582 | Standard Buying | 61395.2 | Nos | 1 | 1 | 800A 50KA MF FP MPR ACB L&T SL95582 | Electrical Components | Text: 800A 50KA MF FP MPR ACB L&T SL95582; Check: 1; Check: 0; Link: INR; Int: 0
|  | 800A 50KA EF FP MPR ACB L&T SL95592 | Standard Buying | 78143.2 | Nos | 1 | 1 | 800A 50KA EF FP MPR ACB L&T SL95592 | Electrical Components | Text: 800A 50KA EF FP MPR ACB L&T SL95592; Check: 1; Check: 0; Link: INR; Int: 0
|  | 1000A 50KA MF FP MPR ACB L&T SL95583 | Standard Buying | 63992.2 | Nos | 1 | 1 | 1000A 50KA MF FP MPR ACB L&T SL95583 | Electrical Components | Text: 1000A 50KA MF FP MPR ACB L&T SL95583; Check: 1; Check: 0; Link: INR; Int: 0
|  | 1000A 50KA EF FP MPR ACB L&T SL95593 | Standard Buying | 80740.2 | Nos | 1 | 1 | 1000A 50KA EF FP MPR ACB L&T SL95593 | Electrical Components | Text: 1000A 50KA EF FP MPR ACB L&T SL95593; Check: 1; Check: 0; Link: INR; Int: 0
|  | 1250A 50KA MF FP MPR ACB L&T SL95584 | Standard Buying | 77199.8 | Nos | 1 | 1 | 1250A 50KA MF FP MPR ACB L&T SL95584 | Electrical Components | Text: 1250A 50KA MF FP MPR ACB L&T SL95584; Check: 1; Check: 0; Link: INR; Int: 0
|  | 1250A 50KA EF FP MPR ACB L&T SL95594 | Standard Buying | 93947.8 | Nos | 1 | 1 | 1250A 50KA EF FP MPR ACB L&T SL95594 | Electrical Components | Text: 1250A 50KA EF FP MPR ACB L&T SL95594; Check: 1; Check: 0; Link: INR; Int: 0
|  | 1600A 50KA MF FP MPR ACB L&T SL95585 | Standard Buying | 84837.1 | Nos | 1 | 1 | 1600A 50KA MF FP MPR ACB L&T SL95585 | Electrical Components | Text: 1600A 50KA MF FP MPR ACB L&T SL95585; Check: 1; Check: 0; Link: INR; Int: 0
|  | 1600A 50KA EF FP MPR ACB L&T SL95595 | Standard Buying | 101585.1 | Nos | 1 | 1 | 1600A 50KA EF FP MPR ACB L&T SL95595 | Electrical Components | Text: 1600A 50KA EF FP MPR ACB L&T SL95595; Check: 1; Check: 0; Link: INR; Int: 0
|  | 630A 50KA MF TP TMR ACB L&T SL95481 | Standard Buying | 44074.8 | Nos | 1 | 1 | 630A 50KA MF TP TMR ACB L&T SL95481 | Electrical Components | Text: 630A 50KA MF TP TMR ACB L&T SL95481; Check: 1; Check: 0; Link: INR; Int: 0
|  | 630A 50KA EF TP TMR ACB L&T SL95491 | Standard Buying | 60822.8 | Nos | 1 | 1 | 630A 50KA EF TP TMR ACB L&T SL95491 | Electrical Components | Text: 630A 50KA EF TP TMR ACB L&T SL95491; Check: 1; Check: 0; Link: INR; Int: 0
|  | 800A 50KA MF TP TMR ACB L&T SL95482 | Standard Buying | 44074.8 | Nos | 1 | 1 | 800A 50KA MF TP TMR ACB L&T SL95482 | Electrical Components | Text: 800A 50KA MF TP TMR ACB L&T SL95482; Check: 1; Check: 0; Link: INR; Int: 0
|  | 800A 50KA EF TP TMR ACB L&T SL95492 | Standard Buying | 60822.8 | Nos | 1 | 1 | 800A 50KA EF TP TMR ACB L&T SL95492 | Electrical Components | Text: 800A 50KA EF TP TMR ACB L&T SL95492; Check: 1; Check: 0; Link: INR; Int: 0
|  | 1000A 50KA MF TP TMR ACB L&T SL95483 | Standard Buying | 46163 | Nos | 1 | 1 | 1000A 50KA MF TP TMR ACB L&T SL95483 | Electrical Components | Text: 1000A 50KA MF TP TMR ACB L&T SL95483; Check: 1; Check: 0; Link: INR; Int: 0
|  | 1000A 50KA EF TP TMR ACB L&T SL95493 | Standard Buying | 62911 | Nos | 1 | 1 | 1000A 50KA EF TP TMR ACB L&T SL95493 | Electrical Components | Text: 1000A 50KA EF TP TMR ACB L&T SL95493; Check: 1; Check: 0; Link: INR; Int: 0
|  | 1250A 50KA MF TP TMR ACB L&T SL95484 | Standard Buying | 56720.6 | Nos | 1 | 1 | 1250A 50KA MF TP TMR ACB L&T SL95484 | Electrical Components | Text: 1250A 50KA MF TP TMR ACB L&T SL95484; Check: 1; Check: 0; Link: INR; Int: 0
|  | 1250A 50KA EF TP TMR ACB L&T SL95494 | Standard Buying | 73468.6 | Nos | 1 | 1 | 1250A 50KA EF TP TMR ACB L&T SL95494 | Electrical Components | Text: 1250A 50KA EF TP TMR ACB L&T SL95494; Check: 1; Check: 0; Link: INR; Int: 0
|  | 1600A 50KA MF TP TMR ACB L&T SL95485 | Standard Buying | 62826.2 | Nos | 1 | 1 | 1600A 50KA MF TP TMR ACB L&T SL95485 | Electrical Components | Text: 1600A 50KA MF TP TMR ACB L&T SL95485; Check: 1; Check: 0; Link: INR; Int: 0
|  | 1600A 50KA EF TP TMR ACB L&T SL95495 | Standard Buying | 79574.2 | Nos | 1 | 1 | 1600A 50KA EF TP TMR ACB L&T SL95495 | Electrical Components | Text: 1600A 50KA EF TP TMR ACB L&T SL95495; Check: 1; Check: 0; Link: INR; Int: 0
|  | 630A 50KA MF FP TMR ACB L&T SL95501 | Standard Buying | 56360.2 | Nos | 1 | 1 | 630A 50KA MF FP TMR ACB L&T SL95501 | Electrical Components | Text: 630A 50KA MF FP TMR ACB L&T SL95501; Check: 1; Check: 0; Link: INR; Int: 0
|  | 630A 50KA EF FP TMR ACB L&T SL95511 | Standard Buying | 73108.2 | Nos | 1 | 1 | 630A 50KA EF FP TMR ACB L&T SL95511 | Electrical Components | Text: 630A 50KA EF FP TMR ACB L&T SL95511; Check: 1; Check: 0; Link: INR; Int: 0
|  | 800A 50KA MF FP TMR ACB L&T SL95502 | Standard Buying | 56360.2 | Nos | 1 | 1 | 800A 50KA MF FP TMR ACB L&T SL95502 | Electrical Components | Text: 800A 50KA MF FP TMR ACB L&T SL95502; Check: 1; Check: 0; Link: INR; Int: 0
|  | 800A 50KA EF FP TMR ACB L&T SL95512 | Standard Buying | 73108.2 | Nos | 1 | 1 | 800A 50KA EF FP TMR ACB L&T SL95512 | Electrical Components | Text: 800A 50KA EF FP TMR ACB L&T SL95512; Check: 1; Check: 0; Link: INR; Int: 0
|  | 1000A 50KA MF FP TMR ACB L&T SL95503 | Standard Buying | 58957.2 | Nos | 1 | 1 | 1000A 50KA MF FP TMR ACB L&T SL95503 | Electrical Components | Text: 1000A 50KA MF FP TMR ACB L&T SL95503; Check: 1; Check: 0; Link: INR; Int: 0
|  | 1000A 50KA EF FP TMR ACB L&T SL95513 | Standard Buying | 75705.2 | Nos | 1 | 1 | 1000A 50KA EF FP TMR ACB L&T SL95513 | Electrical Components | Text: 1000A 50KA EF FP TMR ACB L&T SL95513; Check: 1; Check: 0; Link: INR; Int: 0
|  | 1250A 50KA MF FP TMR ACB L&T SL95504 | Standard Buying | 72164.8 | Nos | 1 | 1 | 1250A 50KA MF FP TMR ACB L&T SL95504 | Electrical Components | Text: 1250A 50KA MF FP TMR ACB L&T SL95504; Check: 1; Check: 0; Link: INR; Int: 0
|  | 1250A 50KA EF FP TMR ACB L&T SL95514 | Standard Buying | 88912.8 | Nos | 1 | 1 | 1250A 50KA EF FP TMR ACB L&T SL95514 | Electrical Components | Text: 1250A 50KA EF FP TMR ACB L&T SL95514; Check: 1; Check: 0; Link: INR; Int: 0
|  | 1600A 50KA MF FP TMR ACB L&T SL95505 | Standard Buying | 85102.1 | Nos | 1 | 1 | 1600A 50KA MF FP TMR ACB L&T SL95505 | Electrical Components | Text: 1600A 50KA MF FP TMR ACB L&T SL95505; Check: 1; Check: 0; Link: INR; Int: 0
|  | 1600A 50KA EF FP TMR ACB L&T SL95515 | Standard Buying | 96550.1 | Nos | 1 | 1 | 1600A 50KA EF FP TMR ACB L&T SL95515 | Electrical Components | Text: 1600A 50KA EF FP TMR ACB L&T SL95515; Check: 1; Check: 0; Link: INR; Int: 0
|  | 32A 50KA Triple Pole MCCB DN0-100M L&T CM98944OOEO | Standard Buying | 2220.4 | Nos | 1 | 1 | 32A 50KA Triple Pole MCCB DN0-100M L&T CM98944OOEO | Electrical Components | Text: 32A 50KA Triple Pole MCCB DN0-100M L&T CM98944OOEO; Check: 1; Check: 0; Link: INR; Int: 0
|  | 40A 50KA Triple Pole MCCB DN0-100M L&T CM98944OOFO | Standard Buying | 2220.4 | Nos | 1 | 1 | 40A 50KA Triple Pole MCCB DN0-100M L&T CM98944OOFO | Electrical Components | Text: 40A 50KA Triple Pole MCCB DN0-100M L&T CM98944OOFO; Check: 1; Check: 0; Link: INR; Int: 0
|  | 50A 50KA Triple Pole MCCB DN0-100M L&T CM98944OOGO | Standard Buying | 2220.4 | Nos | 1 | 1 | 50A 50KA Triple Pole MCCB DN0-100M L&T CM98944OOGO | Electrical Components | Text: 50A 50KA Triple Pole MCCB DN0-100M L&T CM98944OOGO; Check: 1; Check: 0; Link: INR; Int: 0
|  | 63A 50KA Triple Pole MCCB DN0-100M L&T CM98944OOHO | Standard Buying | 2220.4 | Nos | 1 | 1 | 63A 50KA Triple Pole MCCB DN0-100M L&T CM98944OOHO | Electrical Components | Text: 63A 50KA Triple Pole MCCB DN0-100M L&T CM98944OOHO; Check: 1; Check: 0; Link: INR; Int: 0
|  | 80A 50KA Triple Pole MCCB DN0-100M L&T CM98944OOJO | Standard Buying | 2220.4 | Nos | 1 | 1 | 80A 50KA Triple Pole MCCB DN0-100M L&T CM98944OOJO | Electrical Components | Text: 80A 50KA Triple Pole MCCB DN0-100M L&T CM98944OOJO; Check: 1; Check: 0; Link: INR; Int: 0
|  | 100A 50KA Triple Pole MCCB DN0-100M L&T CM98944OOKO | Standard Buying | 2220.4 | Nos | 1 | 1 | 100A 50KA Triple Pole MCCB DN0-100M L&T CM98944OOKO | Electrical Components | Text: 100A 50KA Triple Pole MCCB DN0-100M L&T CM98944OOKO; Check: 1; Check: 0; Link: INR; Int: 0
|  | 100A 50KA Triple Pole MCCB DN1-160M L&T CM90345OOKO | Standard Buying | 3733.6 | Nos | 1 | 1 | 100A 50KA Triple Pole MCCB DN1-160M L&T CM90345OOKO | Electrical Components | Text: 100A 50KA Triple Pole MCCB DN1-160M L&T CM90345OOKO; Check: 1; Check: 0; Link: INR; Int: 0
|  | 125A 50KA Triple Pole MCCB DN1-160M L&TCM90345OOLO | Standard Buying | 3796 | Nos | 1 | 1 | 125A 50KA Triple Pole MCCB DN1-160M L&TCM90345OOLO | Electrical Components | Text: 125A 50KA Triple Pole MCCB DN1-160M L&TCM90345OOLO; Check: 1; Check: 0; Link: INR; Int: 0
|  | 125A 50KA Triple Pole MCCB DN1-160M L&T CM90345OOMO | Standard Buying | 4508.4 | Nos | 1 | 1 | 125A 50KA Triple Pole MCCB DN1-160M L&T CM90345OOMO | Electrical Components | Text: 125A 50KA Triple Pole MCCB DN1-160M L&T CM90345OOMO; Check: 1; Check: 0; Link: INR; Int: 0
|  | 200A 50KA Triple Pole MCCB DN2-250M L&T CM92171OONOOG | Standard Buying | 6136 | Nos | 1 | 1 | 200A 50KA Triple Pole MCCB DN2-250M L&T CM92171OONOOG | Electrical Components | Text: 200A 50KA Triple Pole MCCB DN2-250M L&T CM92171OONOOG; Check: 1; Check: 0; Link: INR; Int: 0
|  | 250A 50KA Triple Pole MCCB DN2-250M L&T CM92171OOPOOG | Standard Buying | 7815.6 | Nos | 1 | 1 | 250A 50KA Triple Pole MCCB DN2-250M L&T CM92171OOPOOG | Electrical Components | Text: 250A 50KA Triple Pole MCCB DN2-250M L&T CM92171OOPOOG; Check: 1; Check: 0; Link: INR; Int: 0
|  | 320A 50KA Triple Pole MCCB DN3-400M L&T CM9516OOQOOG | Standard Buying | 9349.6 | Nos | 1 | 1 | 320A 50KA Triple Pole MCCB DN3-400M L&T CM9516OOQOOG | Electrical Components | Text: 320A 50KA Triple Pole MCCB DN3-400M L&T CM9516OOQOOG; Check: 1; Check: 0; Link: INR; Int: 0
|  | 400A 50KA Triple Pole MCCB DN3-400M L&T CM9516OOROOG | Standard Buying | 9812.4 | Nos | 1 | 1 | 400A 50KA Triple Pole MCCB DN3-400M L&T CM9516OOROOG | Electrical Components | Text: 400A 50KA Triple Pole MCCB DN3-400M L&T CM9516OOROOG; Check: 1; Check: 0; Link: INR; Int: 0
|  | 500A 50KA Triple Pole MCCB DN3-630M L&T CM94515OOSOOG | Standard Buying | 11341.2 | Nos | 1 | 1 | 500A 50KA Triple Pole MCCB DN3-630M L&T CM94515OOSOOG | Electrical Components | Text: 500A 50KA Triple Pole MCCB DN3-630M L&T CM94515OOSOOG; Check: 1; Check: 0; Link: INR; Int: 0
|  | 630A 50KA Triple Pole MCCB DN3-630M L&T CM94515OOTOOG | Standard Buying | 11533.6 | Nos | 1 | 1 | 630A 50KA Triple Pole MCCB DN3-630M L&T CM94515OOTOOG | Electrical Components | Text: 630A 50KA Triple Pole MCCB DN3-630M L&T CM94515OOTOOG; Check: 1; Check: 0; Link: INR; Int: 0
|  | VAF+PF Meter CL1 L&T WL411010OOOO | Standard Buying | 1417 | Nos | 1 | 1 | VAF+PF Meter CL1 L&T WL411010OOOO | Electrical Components | Text: VAF+PF Meter CL1 L&T WL411010OOOO; Check: 1; Check: 0; Link: INR; Int: 0
|  | VAF +PF Meter with RS485 CL1 L&T WL411011OOOO | Standard Buying | 1755 | Nos | 1 | 1 | VAF +PF Meter with RS485 CL1 L&T WL411011OOOO | Electrical Components | Text: VAF +PF Meter with RS485 CL1 L&T WL411011OOOO; Check: 1; Check: 0; Link: INR; Int: 0
|  | VAF+PF Meter CL0.5 L&T WL411012OOOO | Standard Buying | 1612 | Nos | 1 | 1 | VAF+PF Meter CL0.5 L&T WL411012OOOO | Electrical Components | Text: VAF+PF Meter CL0.5 L&T WL411012OOOO; Check: 1; Check: 0; Link: INR; Int: 0
|  | VAF +PF Meter with RS485 CL0.5 L&T WL411021OOOO | Standard Buying | 1950 | Nos | 1 | 1 | VAF +PF Meter with RS485 CL0.5 L&T WL411021OOOO | Electrical Components | Text: VAF +PF Meter with RS485 CL0.5 L&T WL411021OOOO; Check: 1; Check: 0; Link: INR; Int: 0
|  | 50/5A 15VA Cl 1 Ordinary Current Transformer ID 30mm Sreeganga | Standard Buying | 495 | Nos | 1 | 1 | 50/5A 15VA Cl 1 Ordinary Current Transformer ID 30mm Sreeganga | Electrical Components | Text: 50/5A 15VA Cl 1 Ordinary Current Transformer ID 30mm Sreeganga; Check: 1; Check: 0; Link: INR; Int: 0
|  | 100/5A 15VA Cl 1 Ordinary Current Transformer ID 30mm Sreeganga | Standard Buying | 310 | Nos | 1 | 1 | 100/5A 15VA Cl 1 Ordinary Current Transformer ID 30mm Sreeganga | Electrical Components | Text: 100/5A 15VA Cl 1 Ordinary Current Transformer ID 30mm Sreeganga; Check: 1; Check: 0; Link: INR; Int: 0
|  | 150/5A 15VA Cl 1 Ordinary Current Transformer ID 30mm Sreeganga | Standard Buying | 350 | Nos | 1 | 1 | 150/5A 15VA Cl 1 Ordinary Current Transformer ID 30mm Sreeganga | Electrical Components | Text: 150/5A 15VA Cl 1 Ordinary Current Transformer ID 30mm Sreeganga; Check: 1; Check: 0; Link: INR; Int: 0
|  | 200/5A 15VA Cl 1 Ordinary Current Transformer ID 40mm Sreeganga | Standard Buying | 400 | Nos | 1 | 1 | 200/5A 15VA Cl 1 Ordinary Current Transformer ID 40mm Sreeganga | Electrical Components | Text: 200/5A 15VA Cl 1 Ordinary Current Transformer ID 40mm Sreeganga; Check: 1; Check: 0; Link: INR; Int: 0
|  | 250/5A 15VA Cl 1 Ordinary Current Transformer ID 40mm Sreeganga | Standard Buying | 425 | Nos | 1 | 1 | 250/5A 15VA Cl 1 Ordinary Current Transformer ID 40mm Sreeganga | Electrical Components | Text: 250/5A 15VA Cl 1 Ordinary Current Transformer ID 40mm Sreeganga; Check: 1; Check: 0; Link: INR; Int: 0
|  | 300/5A 15VA Cl 1 Ordinary Current Transformer ID 50mm Sreeganga | Standard Buying | 440 | Nos | 1 | 1 | 300/5A 15VA Cl 1 Ordinary Current Transformer ID 50mm Sreeganga | Electrical Components | Text: 300/5A 15VA Cl 1 Ordinary Current Transformer ID 50mm Sreeganga; Check: 1; Check: 0; Link: INR; Int: 0
|  | 350/5A 15VA Cl 1 Ordinary Current Transformer ID 50mm Sreeganga | Standard Buying | 460 | Nos | 1 | 1 | 350/5A 15VA Cl 1 Ordinary Current Transformer ID 50mm Sreeganga | Electrical Components | Text: 350/5A 15VA Cl 1 Ordinary Current Transformer ID 50mm Sreeganga; Check: 1; Check: 0; Link: INR; Int: 0
|  | 400/5A 15VA Cl 1 Ordinary Current Transformer ID 60mm Sreeganga | Standard Buying | 475 | Nos | 1 | 1 | 400/5A 15VA Cl 1 Ordinary Current Transformer ID 60mm Sreeganga | Electrical Components | Text: 400/5A 15VA Cl 1 Ordinary Current Transformer ID 60mm Sreeganga; Check: 1; Check: 0; Link: INR; Int: 0
|  | 500/5A 15VA Cl 1 Ordinary Current Transformer ID 70mm Sreeganga | Standard Buying | 490 | Nos | 1 | 1 | 500/5A 15VA Cl 1 Ordinary Current Transformer ID 70mm Sreeganga | Electrical Components | Text: 500/5A 15VA Cl 1 Ordinary Current Transformer ID 70mm Sreeganga; Check: 1; Check: 0; Link: INR; Int: 0
|  | 600/5A 15VA Cl 1 Ordinary Current Transformer ID 70mm Sreeganga | Standard Buying | 525 | Nos | 1 | 1 | 600/5A 15VA Cl 1 Ordinary Current Transformer ID 70mm Sreeganga | Electrical Components | Text: 600/5A 15VA Cl 1 Ordinary Current Transformer ID 70mm Sreeganga; Check: 1; Check: 0; Link: INR; Int: 0
|  | LED Indication Lamp Red Esbee | Standard Buying | 85 | Nos | 1 | 1 | LED Indication Lamp Red Esbee | Electrical Components | Text: LED Indication Lamp Red Esbee; Check: 1; Check: 0; Link: INR; Int: 0
|  | LED Indication Lamp Blue Esbee | Standard Buying | 145 | Nos | 1 | 1 | LED Indication Lamp Blue Esbee | Electrical Components | Text: LED Indication Lamp Blue Esbee; Check: 1; Check: 0; Link: INR; Int: 0
|  | LED Indication Lamp Yellow Esbee | Standard Buying | 85 | Nos | 1 | 1 | LED Indication Lamp Yellow Esbee | Electrical Components | Text: LED Indication Lamp Yellow Esbee; Check: 1; Check: 0; Link: INR; Int: 0
|  | LED Indication Lamp Green Esbee | Standard Buying | 85 | Nos | 1 | 1 | LED Indication Lamp Green Esbee | Electrical Components | Text: LED Indication Lamp Green Esbee; Check: 1; Check: 0; Link: INR; Int: 0
|  | LED Indication Lamp LED Amber Esbee | Standard Buying | 78 | Nos | 1 | 1 | LED Indication Lamp LED Amber Esbee | Electrical Components | Text: LED Indication Lamp LED Amber Esbee; Check: 1; Check: 0; Link: INR; Int: 0
|  | Earth Fault Relay MC12 88-264V AC/DC L&T MC12AB50X00 | Standard Buying | 6480 | Nos | 1 | 1 | Earth Fault Relay MC12 88-264V AC/DC L&T MC12AB50X00 | Electrical Components | Text: Earth Fault Relay MC12 88-264V AC/DC L&T MC12AB50X00; Check: 1; Check: 0; Link: INR; Int: 0
|  | ON Push Button Illuminated Esbee | Standard Buying | 100 | Nos | 1 | 1 | ON Push Button Illuminated Esbee | Electrical Components | Text: ON Push Button Illuminated Esbee; Check: 1; Check: 0; Link: INR; Int: 0
|  | OFF Push Button Non Illuminated Esbee | Standard Buying | 40 | Nos | 1 | 1 | OFF Push Button Non Illuminated Esbee | Electrical Components | Text: OFF Push Button Non Illuminated Esbee; Check: 1; Check: 0; Link: INR; Int: 0
|  | NO Element Esbee | Standard Buying | 43.4 | Nos | 1 | 1 | NO Element Esbee | Electrical Components | Text: NO Element Esbee; Check: 1; Check: 0; Link: INR; Int: 0
|  | NC Element Esbee | Standard Buying | 43.4 | Nos | 1 | 1 | NC Element Esbee | Electrical Components | Text: NC Element Esbee; Check: 1; Check: 0; Link: INR; Int: 0
|  | 5KVAR Capacitors APP Type Shreem | Standard Buying | 1500 | Nos | 1 | 1 | 5KVAR Capacitors APP Type Shreem | Electrical Components | Text: 5KVAR Capacitors APP Type Shreem; Check: 1; Check: 0; Link: INR; Int: 0
|  | 10KVAR Capacitors APP Type Shreem | Standard Buying | 2750 | Nos | 1 | 1 | 10KVAR Capacitors APP Type Shreem | Electrical Components | Text: 10KVAR Capacitors APP Type Shreem; Check: 1; Check: 0; Link: INR; Int: 0
|  | 20KVAR Capacitors APP Type Shreem | Standard Buying | 5500 | Nos | 1 | 1 | 20KVAR Capacitors APP Type Shreem | Electrical Components | Text: 20KVAR Capacitors APP Type Shreem; Check: 1; Check: 0; Link: INR; Int: 0
|  | 25KVAR Capacitors APP Type Shreem | Standard Buying | 6875 | Nos | 1 | 1 | 25KVAR Capacitors APP Type Shreem | Electrical Components | Text: 25KVAR Capacitors APP Type Shreem; Check: 1; Check: 0; Link: INR; Int: 0
|  | 8 Stage APFC Relay Shreem | Standard Buying | 6500 | Nos | 1 | 1 | 8 Stage APFC Relay Shreem | Electrical Components | Text: 8 Stage APFC Relay Shreem; Check: 1; Check: 0; Link: INR; Int: 0
|  | 0-500V Analog Voltmeter 92mm AE | Standard Buying | 450 | Nos | 1 | 1 | 0-500V Analog Voltmeter 92mm AE | Electrical Components | Text: 0-500V Analog Voltmeter 92mm AE; Check: 1; Check: 0; Link: INR; Int: 0
|  | 0-63A Analog Ammeter 92mm AE | Standard Buying | 340 | Nos | 1 | 1 | 0-63A Analog Ammeter 92mm AE | Electrical Components | Text: 0-63A Analog Ammeter 92mm AE; Check: 1; Check: 0; Link: INR; Int: 0
|  | Analog Frequency meter 92mm AE | Standard Buying | 575 | Nos | 1 | 1 | Analog Frequency meter 92mm AE | Electrical Components | Text: Analog Frequency meter 92mm AE; Check: 1; Check: 0; Link: INR; Int: 0
|  | Analog Powerfactor meter 92mm AE | Standard Buying | 2117 | Nos | 1 | 1 | Analog Powerfactor meter 92mm AE | Electrical Components | Text: Analog Powerfactor meter 92mm AE; Check: 1; Check: 0; Link: INR; Int: 0
|  | 100A Triple Pole ATS Havells IHYTCDO100 | Standard Buying | 21924.5 | Nos | 1 | 1 | 100A Triple Pole ATS Havells IHYTCDO100 | Electrical Components | Text: 100A Triple Pole ATS Havells IHYTCDO100; Check: 1; Check: 0; Link: INR; Int: 0
|  | 125A Triple Pole ATS Havells IHYTCDO125 | Standard Buying | 24810.5 | Nos | 1 | 1 | 125A Triple Pole ATS Havells IHYTCDO125 | Electrical Components | Text: 125A Triple Pole ATS Havells IHYTCDO125; Check: 1; Check: 0; Link: INR; Int: 0
|  | 160A Triple Pole ATS Havells IHYTCDO160 | Standard Buying | 29474.25 | Nos | 1 | 1 | 160A Triple Pole ATS Havells IHYTCDO160 | Electrical Components | Text: 160A Triple Pole ATS Havells IHYTCDO160; Check: 1; Check: 0; Link: INR; Int: 0
|  | 200A Triple Pole ATS Havells IHYTCDO200 | Standard Buying | 40134.25 | Nos | 1 | 1 | 200A Triple Pole ATS Havells IHYTCDO200 | Electrical Components | Text: 200A Triple Pole ATS Havells IHYTCDO200; Check: 1; Check: 0; Link: INR; Int: 0
|  | 250A Triple Pole ATS Havells IHYTCDO250 | Standard Buying | 44148 | Nos | 1 | 1 | 250A Triple Pole ATS Havells IHYTCDO250 | Electrical Components | Text: 250A Triple Pole ATS Havells IHYTCDO250; Check: 1; Check: 0; Link: INR; Int: 0
|  | 315A Triple Pole ATS Havells IHYTCDO315 | Standard Buying | 48041.5 | Nos | 1 | 1 | 315A Triple Pole ATS Havells IHYTCDO315 | Electrical Components | Text: 315A Triple Pole ATS Havells IHYTCDO315; Check: 1; Check: 0; Link: INR; Int: 0
|  | 400A Triple Pole ATS Havells IHYTCDO400 | Standard Buying | 56104.75 | Nos | 1 | 1 | 400A Triple Pole ATS Havells IHYTCDO400 | Electrical Components | Text: 400A Triple Pole ATS Havells IHYTCDO400; Check: 1; Check: 0; Link: INR; Int: 0
|  | 100A Four Pole ATS Havells IHYFCDO100 | Standard Buying | 24459.5 | Nos | 1 | 1 | 100A Four Pole ATS Havells IHYFCDO100 | Electrical Components | Text: 100A Four Pole ATS Havells IHYFCDO100; Check: 1; Check: 0; Link: INR; Int: 0
|  | 125A Four Pole ATS Havells IHYFCDO125 | Standard Buying | 27680.25 | Nos | 1 | 1 | 125A Four Pole ATS Havells IHYFCDO125 | Electrical Components | Text: 125A Four Pole ATS Havells IHYFCDO125; Check: 1; Check: 0; Link: INR; Int: 0
|  | 160A Four Pole ATS Havells IHYFCDO160 | Standard Buying | 31999.5 | Nos | 1 | 1 | 160A Four Pole ATS Havells IHYFCDO160 | Electrical Components | Text: 160A Four Pole ATS Havells IHYFCDO160; Check: 1; Check: 0; Link: INR; Int: 0
|  | 200A Four Pole ATS Havells IHYFCDO200 | Standard Buying | 42887 | Nos | 1 | 1 | 200A Four Pole ATS Havells IHYFCDO200 | Electrical Components | Text: 200A Four Pole ATS Havells IHYFCDO200; Check: 1; Check: 0; Link: INR; Int: 0
|  | 250A Four Pole ATS Havells IHYFCDO250 | Standard Buying | 47173.75 | Nos | 1 | 1 | 250A Four Pole ATS Havells IHYFCDO250 | Electrical Components | Text: 250A Four Pole ATS Havells IHYFCDO250; Check: 1; Check: 0; Link: INR; Int: 0
|  | 315A Four Pole ATS Havells IHYFCDO315 | Standard Buying | 50761.75 | Nos | 1 | 1 | 315A Four Pole ATS Havells IHYFCDO315 | Electrical Components | Text: 315A Four Pole ATS Havells IHYFCDO315; Check: 1; Check: 0; Link: INR; Int: 0
|  | 400A Four Pole ATS Havells IHYFCDO400 | Standard Buying | 58678.75 | Nos | 1 | 1 | 400A Four Pole ATS Havells IHYFCDO400 | Electrical Components | Text: 400A Four Pole ATS Havells IHYFCDO400; Check: 1; Check: 0; Link: INR; Int: 0
|  | 100A Four Pole Without Controller ATS Havells IHYFNAO100 | Standard Buying | 15002 | Nos | 1 | 1 | 100A Four Pole Without Controller ATS Havells IHYFNAO100 | Electrical Components | Text: 100A Four Pole Without Controller ATS Havells IHYFNAO100; Check: 1; Check: 0; Link: INR; Int: 0
|  | 125A Four Pole Without Controller ATS Havells IHYFNAO125 | Standard Buying | 15993.25 | Nos | 1 | 1 | 125A Four Pole Without Controller ATS Havells IHYFNAO125 | Electrical Components | Text: 125A Four Pole Without Controller ATS Havells IHYFNAO125; Check: 1; Check: 0; Link: INR; Int: 0
|  | 160A Four Pole Without Controller ATS Havells IHYFNAO160 | Standard Buying | 22265.75 | Nos | 1 | 1 | 160A Four Pole Without Controller ATS Havells IHYFNAO160 | Electrical Components | Text: 160A Four Pole Without Controller ATS Havells IHYFNAO160; Check: 1; Check: 0; Link: INR; Int: 0
|  | 200A Four Pole Without Controller ATS Havells IHYFNAO200 | Standard Buying | 31629 | Nos | 1 | 1 | 200A Four Pole Without Controller ATS Havells IHYFNAO200 | Electrical Components | Text: 200A Four Pole Without Controller ATS Havells IHYFNAO200; Check: 1; Check: 0; Link: INR; Int: 0
|  | 250A Four Pole Without Controller ATS Havells IHYFNAO250 | Standard Buying | 36809.5 | Nos | 1 | 1 | 250A Four Pole Without Controller ATS Havells IHYFNAO250 | Electrical Components | Text: 250A Four Pole Without Controller ATS Havells IHYFNAO250; Check: 1; Check: 0; Link: INR; Int: 0
|  | 315A Four Pole Without Controller ATS Havells IHYFNAO315 | Standard Buying | 39607.75 | Nos | 1 | 1 | 315A Four Pole Without Controller ATS Havells IHYFNAO315 | Electrical Components | Text: 315A Four Pole Without Controller ATS Havells IHYFNAO315; Check: 1; Check: 0; Link: INR; Int: 0
|  | 400A Four Pole Without Controller ATS Havells IHYFNAO400 | Standard Buying | 49598.25 | Nos | 1 | 1 | 400A Four Pole Without Controller ATS Havells IHYFNAO400 | Electrical Components | Text: 400A Four Pole Without Controller ATS Havells IHYFNAO400; Check: 1; Check: 0; Link: INR; Int: 0
|  | 25 x 25 PVC Channel | Standard Buying | 49 | Nos | 1 | 1 | 25 x 25 PVC Channel | Electrical Components | Text: 25 x 25 PVC Channel; Check: 1; Check: 0; Link: INR; Int: 0
|  | 45 x 25 PVC Channel | Standard Buying | 69 | Nos | 1 | 1 | 45 x 25 PVC Channel | Electrical Components | Text: 45 x 25 PVC Channel; Check: 1; Check: 0; Link: INR; Int: 0
|  | 45 x 45 PVC Channel | Standard Buying | 89 | Nos | 1 | 1 | 45 x 45 PVC Channel | Electrical Components | Text: 45 x 45 PVC Channel; Check: 1; Check: 0; Link: INR; Int: 0
|  | 25 MM Tie Mount | Standard Buying | 120 | Nos | 1 | 1 | 25 MM Tie Mount | Electrical Components | Text: 25 MM Tie Mount; Check: 1; Check: 0; Link: INR; Int: 0
|  | 4 SqmmTerminal Connector | Standard Buying | 8 | Nos | 1 | 1 | 4 SqmmTerminal Connector | Electrical Components | Text: 4 SqmmTerminal Connector; Check: 1; Check: 0; Link: INR; Int: 0
|  | PLC 8DI/6DO with RS 232, RS 485 Delta DVP14SS211R | Standard Buying | 19800 | Nos | 1 | 1 | PLC 8DI/6DO with RS 232, RS 485 Delta DVP14SS211R | Electrical Components | Text: PLC 8DI/6DO with RS 232, RS 485 Delta DVP14SS211R; Check: 1; Check: 0; Link: INR; Int: 0
|  | DC Power Supply 24V, 5A Make NHP | Standard Buying | 1350 | Nos | 1 | 1 | DC Power Supply 24V, 5A Make NHP | Electrical Components | Text: DC Power Supply 24V, 5A Make NHP; Check: 1; Check: 0; Link: INR; Int: 0
|  | 32A Neutral Link | Standard Buying | 35 | Nos | 1 | 1 | 32A Neutral Link | Electrical Components | Text: 32A Neutral Link; Check: 1; Check: 0; Link: INR; Int: 0
|  | 63A Neutral Link | Standard Buying | 86 | Nos | 1 | 1 | 63A Neutral Link | Electrical Components | Text: 63A Neutral Link; Check: 1; Check: 0; Link: INR; Int: 0
|  | 1.5 Sqmm Cu Fork Socket | Standard Buying | 0.8 | Nos | 1 | 1 | 1.5 Sqmm Cu Fork Socket | Electrical Components | Text: 1.5 Sqmm Cu Fork Socket; Check: 1; Check: 0; Link: INR; Int: 0
|  | 4 Sqmm Cu Palm Socket | Standard Buying | 3.75 | Nos | 1 | 1 | 4 Sqmm Cu Palm Socket | Electrical Components | Text: 4 Sqmm Cu Palm Socket; Check: 1; Check: 0; Link: INR; Int: 0
|  | 4 Sqmm Cu Pin Socket | Standard Buying | 1.97 | Nos | 1 | 1 | 4 Sqmm Cu Pin Socket | Electrical Components | Text: 4 Sqmm Cu Pin Socket; Check: 1; Check: 0; Link: INR; Int: 0
|  | 2.5 Sqmm Cu Ring Socket | Standard Buying | 1.09 | Nos | 1 | 1 | 2.5 Sqmm Cu Ring Socket | Electrical Components | Text: 2.5 Sqmm Cu Ring Socket; Check: 1; Check: 0; Link: INR; Int: 0
|  | 6 Sqmm Cu Palm Socket | Standard Buying | 4.18 | Nos | 1 | 1 | 6 Sqmm Cu Palm Socket | Electrical Components | Text: 6 Sqmm Cu Palm Socket; Check: 1; Check: 0; Link: INR; Int: 0
|  | 10 Sqmm Cu Palm | Standard Buying | 4.2 | Nos | 1 | 1 | 10 Sqmm Cu Palm | Electrical Components | Text: 10 Sqmm Cu Palm; Check: 1; Check: 0; Link: INR; Int: 0
|  | DIN Rail | Standard Buying | 40 | Nos | 1 | 1 | DIN Rail | Electrical Components | Text: DIN Rail; Check: 1; Check: 0; Link: INR; Int: 0
|  | 1 Sqmm PVC Insulated Copper wire ATC | Standard Buying | 5.95 | Meter | 1 | 1 | 1 Sqmm PVC Insulated Copper wire ATC | Electrical Components | Text: 1 Sqmm PVC Insulated Copper wire ATC; Check: 1; Check: 0; Link: INR; Int: 0
|  | 1.5 Sqmm PVC Insulated Copper wire ATC | Standard Buying | 8 | Meter | 1 | 1 | 1.5 Sqmm PVC Insulated Copper wire ATC | Electrical Components | Text: 1.5 Sqmm PVC Insulated Copper wire ATC; Check: 1; Check: 0; Link: INR; Int: 0
|  | 2.5 Sqmm PVC Insulated Copper wire ATC | Standard Buying | 13.61 | Meter | 1 | 1 | 2.5 Sqmm PVC Insulated Copper wire ATC | Electrical Components | Text: 2.5 Sqmm PVC Insulated Copper wire ATC; Check: 1; Check: 0; Link: INR; Int: 0
|  | 4 Sqmm PVC Insulated Copper wire ATC | Standard Buying | 20.55 | Meter | 1 | 1 | 4 Sqmm PVC Insulated Copper wire ATC | Electrical Components | Text: 4 Sqmm PVC Insulated Copper wire ATC; Check: 1; Check: 0; Link: INR; Int: 0
|  | MCB Stopper | Standard Buying | 7.5 | Nos | 1 | 1 | MCB Stopper | Electrical Components | Text: MCB Stopper; Check: 1; Check: 0; Link: INR; Int: 0
|  | 12V DC Control Relay | Standard Buying | 321 | Nos | 1 | 1 | 12V DC Control Relay | Electrical Components | Text: 12V DC Control Relay; Check: 1; Check: 0; Link: INR; Int: 0
|  | 24V DC Control Relay | Standard Buying | 321 | Nos | 1 | 1 | 24V DC Control Relay | Electrical Components | Text: 24V DC Control Relay; Check: 1; Check: 0; Link: INR; Int: 0
|  | 240V AC Control Relay | Standard Buying | 276 | Nos | 1 | 1 | 240V AC Control Relay | Electrical Components | Text: 240V AC Control Relay; Check: 1; Check: 0; Link: INR; Int: 0
|  | 11 Pin Relay Base | Standard Buying | 159 | Nos | 1 | 1 | 11 Pin Relay Base | Electrical Components | Text: 11 Pin Relay Base; Check: 1; Check: 0; Link: INR; Int: 0
|  | 200A Porcelein Unit Ship | Standard Buying | 770 | Nos | 1 | 1 | 200A Porcelein Unit Ship | Electrical Components | Text: 200A Porcelein Unit Ship; Check: 1; Check: 0; Link: INR; Int: 0
|  | 100mm Cable Tie | Standard Buying | 0.6 | Nos | 1 | 1 | 100mm Cable Tie | Electrical Components | Text: 100mm Cable Tie; Check: 1; Check: 0; Link: INR; Int: 0
|  | 150mm Cable Tie | Standard Buying | 1 | Nos | 1 | 1 | 150mm Cable Tie | Electrical Components | Text: 150mm Cable Tie; Check: 1; Check: 0; Link: INR; Int: 0
|  | 400mm Cable Tie | Standard Buying | 2 | Nos | 1 | 1 | 400mm Cable Tie | Electrical Components | Text: 400mm Cable Tie; Check: 1; Check: 0; Link: INR; Int: 0
|  | 15KVAR Capacitors APP Type Shreem | Standard Buying | 4800 | Nos | 1 | 1 | 15KVAR Capacitors APP Type Shreem | Electrical Components | Text: 15KVAR Capacitors APP Type Shreem; Check: 1; Check: 0; Link: INR; Int: 0
|  | 30KVAR Capacitors APP Type Shreem | Standard Buying | 9600 | Nos | 1 | 1 | 30KVAR Capacitors APP Type Shreem | Electrical Components | Text: 30KVAR Capacitors APP Type Shreem; Check: 1; Check: 0; Link: INR; Int: 0
|  | 40KVAR Capacitors APP Type Shreem | Standard Buying | 12800 | Nos | 1 | 1 | 40KVAR Capacitors APP Type Shreem | Electrical Components | Text: 40KVAR Capacitors APP Type Shreem; Check: 1; Check: 0; Link: INR; Int: 0
|  | 50KVAR Capacitors APP Type Shreem | Standard Buying | 16000 | Nos | 1 | 1 | 50KVAR Capacitors APP Type Shreem | Electrical Components | Text: 50KVAR Capacitors APP Type Shreem; Check: 1; Check: 0; Link: INR; Int: 0
|  | 100KVAR Capacitors APP Type Shreem | Standard Buying | 32000 | Nos | 1 | 1 | 100KVAR Capacitors APP Type Shreem | Electrical Components | Text: 100KVAR Capacitors APP Type Shreem; Check: 1; Check: 0; Link: INR; Int: 0
|  | 50 KVAR MPP 440V withstand @ 480V capacitor Shreem | Standard Buying | 16000 | Nos | 1 | 1 | 50 KVAR MPP 440V withstand @ 480V capacitor Shreem | Electrical Components | Text: 50 KVAR MPP 440V withstand @ 480V capacitor Shreem; Check: 1; Check: 0; Link: INR; Int: 0
|  | 40 KVAR MPP 440V withstand @ 480V capacitor Shreem | Standard Buying | 12800 | Nos | 1 | 1 | 40 KVAR MPP 440V withstand @ 480V capacitor Shreem | Electrical Components | Text: 40 KVAR MPP 440V withstand @ 480V capacitor Shreem; Check: 1; Check: 0; Link: INR; Int: 0
|  | 30 KVAR MPP 440V withstand @ 480V capacitor Shreem | Standard Buying | 9600 | Nos | 1 | 1 | 30 KVAR MPP 440V withstand @ 480V capacitor Shreem | Electrical Components | Text: 30 KVAR MPP 440V withstand @ 480V capacitor Shreem; Check: 1; Check: 0; Link: INR; Int: 0
|  | 25 KVAR MPP 440V withstand @ 480V capacitor Shreem | Standard Buying | 8000 | Nos | 1 | 1 | 25 KVAR MPP 440V withstand @ 480V capacitor Shreem | Electrical Components | Text: 25 KVAR MPP 440V withstand @ 480V capacitor Shreem; Check: 1; Check: 0; Link: INR; Int: 0
|  | 20 KVAR MPP 440V withstand @ 480V capacitor Shreem | Standard Buying | 6400 | Nos | 1 | 1 | 20 KVAR MPP 440V withstand @ 480V capacitor Shreem | Electrical Components | Text: 20 KVAR MPP 440V withstand @ 480V capacitor Shreem; Check: 1; Check: 0; Link: INR; Int: 0
|  | 15 KVAR MPP 440V withstand @ 480V capacitor Shreem | Standard Buying | 4800 | Nos | 1 | 1 | 15 KVAR MPP 440V withstand @ 480V capacitor Shreem | Electrical Components | Text: 15 KVAR MPP 440V withstand @ 480V capacitor Shreem; Check: 1; Check: 0; Link: INR; Int: 0
|  | 10 KVAR MPP 440V withstand @ 480V capacitor Shreem | Standard Buying | 3200 | Nos | 1 | 1 | 10 KVAR MPP 440V withstand @ 480V capacitor Shreem | Electrical Components | Text: 10 KVAR MPP 440V withstand @ 480V capacitor Shreem; Check: 1; Check: 0; Link: INR; Int: 0
|  | 7.5 KVAR MPP 440V withstand @ 480V capacitor Shreem | Standard Buying | 2625 | Nos | 1 | 1 | 7.5 KVAR MPP 440V withstand @ 480V capacitor Shreem | Electrical Components | Text: 7.5 KVAR MPP 440V withstand @ 480V capacitor Shreem; Check: 1; Check: 0; Link: INR; Int: 0
|  | 5 KVAR MPP 440V withstand @ 480V capacitor Shreem | Standard Buying | 1750 | Nos | 1 | 1 | 5 KVAR MPP 440V withstand @ 480V capacitor Shreem | Electrical Components | Text: 5 KVAR MPP 440V withstand @ 480V capacitor Shreem; Check: 1; Check: 0; Link: INR; Int: 0
|  | 3 KVAR MPP 440V withstand @ 480V capacitor Shreem | Standard Buying | 550 | Nos | 1 | 1 | 3 KVAR MPP 440V withstand @ 480V capacitor Shreem | Electrical Components | Text: 3 KVAR MPP 440V withstand @ 480V capacitor Shreem; Check: 1; Check: 0; Link: INR; Int: 0
|  | 100KVAR 7% Detuned Copper wound reactor Shreem | Standard Buying | 28948 | Nos | 1 | 1 | 100KVAR 7% Detuned Copper wound reactor Shreem | Electrical Components | Text: 100KVAR 7% Detuned Copper wound reactor Shreem; Check: 1; Check: 0; Link: INR; Int: 0
|  | 50KVAR 7% Detuned Copper wound reactor Shreem | Standard Buying | 16061 | Nos | 1 | 1 | 50KVAR 7% Detuned Copper wound reactor Shreem | Electrical Components | Text: 50KVAR 7% Detuned Copper wound reactor Shreem; Check: 1; Check: 0; Link: INR; Int: 0
|  | 40KVAR 7% Detuned Copper wound reactor Shreem | Standard Buying | 15257 | Nos | 1 | 1 | 40KVAR 7% Detuned Copper wound reactor Shreem | Electrical Components | Text: 40KVAR 7% Detuned Copper wound reactor Shreem; Check: 1; Check: 0; Link: INR; Int: 0
|  | 30KVAR 7% Detuned Copper wound reactor Shreem | Standard Buying | 13558 | Nos | 1 | 1 | 30KVAR 7% Detuned Copper wound reactor Shreem | Electrical Components | Text: 30KVAR 7% Detuned Copper wound reactor Shreem; Check: 1; Check: 0; Link: INR; Int: 0
|  | 25KVAR 7% Detuned Copper wound reactor Shreem | Standard Buying | 10250 | Nos | 1 | 1 | 25KVAR 7% Detuned Copper wound reactor Shreem | Electrical Components | Text: 25KVAR 7% Detuned Copper wound reactor Shreem; Check: 1; Check: 0; Link: INR; Int: 0
|  | 20KVAR 7% Detuned Copper wound reactor Shreem | Standard Buying | 10111 | Nos | 1 | 1 | 20KVAR 7% Detuned Copper wound reactor Shreem | Electrical Components | Text: 20KVAR 7% Detuned Copper wound reactor Shreem; Check: 1; Check: 0; Link: INR; Int: 0
|  | 15KVAR 7% Detuned Copper wound reactor for Shreem | Standard Buying | 8872 | Nos | 1 | 1 | 15KVAR 7% Detuned Copper wound reactor for Shreem | Electrical Components | Text: 15KVAR 7% Detuned Copper wound reactor for Shreem; Check: 1; Check: 0; Link: INR; Int: 0
|  | 10KVAR 7% Detuned Copper wound reactor Shreem | Standard Buying | 6750 | Nos | 1 | 1 | 10KVAR 7% Detuned Copper wound reactor Shreem | Electrical Components | Text: 10KVAR 7% Detuned Copper wound reactor Shreem; Check: 1; Check: 0; Link: INR; Int: 0
|  | 5 KVAR 7% Detuned Copper wound reactor Shreem | Standard Buying | 4895 | Nos | 1 | 1 | 5 KVAR 7% Detuned Copper wound reactor Shreem | Electrical Components | Text: 5 KVAR 7% Detuned Copper wound reactor Shreem; Check: 1; Check: 0; Link: INR; Int: 0
|  | APFC Relay 8 Stage Beluk | Standard Buying | 11200 | Nos | 1 | 1 | APFC Relay 8 Stage Beluk | Electrical Components | Text: APFC Relay 8 Stage Beluk; Check: 1; Check: 0; Link: INR; Int: 0
|  | APFC Relay 12 Stage Beluk | Standard Buying | 12800 | Nos | 1 | 1 | APFC Relay 12 Stage Beluk | Electrical Components | Text: APFC Relay 12 Stage Beluk; Check: 1; Check: 0; Link: INR; Int: 0
|  | APFC Relay 6 Stage Beluk | Standard Buying | 10000 | Nos | 1 | 1 | APFC Relay 6 Stage Beluk | Electrical Components | Text: APFC Relay 6 Stage Beluk; Check: 1; Check: 0; Link: INR; Int: 0
|  | 24 Hour Analog Time Switch GIC | Standard Buying | 1560 | Nos | 1 | 1 | 24 Hour Analog Time Switch GIC | Electrical Components | Text: 24 Hour Analog Time Switch GIC; Check: 1; Check: 0; Link: INR; Int: 0
|  | ON Delay Timer GIC | Standard Buying | 575 | Nos | 1 | 1 | ON Delay Timer GIC | Electrical Components | Text: ON Delay Timer GIC; Check: 1; Check: 0; Link: INR; Int: 0
|  | Star DeltaTimer GIC | Standard Buying | 780 | Nos | 1 | 1 | Star DeltaTimer GIC | Electrical Components | Text: Star DeltaTimer GIC; Check: 1; Check: 0; Link: INR; Int: 0
|  | MN5 Relay 9-15A L&T SS94135OOBO | Standard Buying | 1581.3 | Nos | 1 | 1 | MN5 Relay 9-15A L&T SS94135OOBO | Electrical Components | Text: MN5 Relay 9-15A L&T SS94135OOBO; Check: 1; Check: 0; Link: INR; Int: 0
|  | MN5 Relay 14-23A L&T SS94135OODO | Standard Buying | 1581.3 | Nos | 1 | 1 | MN5 Relay 14-23A L&T SS94135OODO | Electrical Components | Text: MN5 Relay 14-23A L&T SS94135OODO; Check: 1; Check: 0; Link: INR; Int: 0
|  | MN5 Relay 20-33A L&T SS94136OOEO | Standard Buying | 1593.9 | Nos | 1 | 1 | MN5 Relay 20-33A L&T SS94136OOEO | Electrical Components | Text: MN5 Relay 20-33A L&T SS94136OOEO; Check: 1; Check: 0; Link: INR; Int: 0
|  | MN5 Relay 30-50A L&T SS94136OOGO | Standard Buying | 1767.15 | Nos | 1 | 1 | MN5 Relay 30-50A L&T SS94136OOGO | Electrical Components | Text: MN5 Relay 30-50A L&T SS94136OOGO; Check: 1; Check: 0; Link: INR; Int: 0
|  | MN5 Relay 36-60A L&T SS94136OOTO | Standard Buying | 2053.8 | Nos | 1 | 1 | MN5 Relay 36-60A L&T SS94136OOTO | Electrical Components | Text: MN5 Relay 36-60A L&T SS94136OOTO; Check: 1; Check: 0; Link: INR; Int: 0
|  | MN5 Relay 45-75A L&T SS94136OOJO | Standard Buying | 2205 | Nos | 1 | 1 | MN5 Relay 45-75A L&T SS94136OOJO | Electrical Components | Text: MN5 Relay 45-75A L&T SS94136OOJO; Check: 1; Check: 0; Link: INR; Int: 0
|  | MN5 Relay 66-110A L&T SS94137OOKO | Standard Buying | 2538.9 | Nos | 1 | 1 | MN5 Relay 66-110A L&T SS94137OOKO | Electrical Components | Text: MN5 Relay 66-110A L&T SS94137OOKO; Check: 1; Check: 0; Link: INR; Int: 0
|  | 6 Sqmm PVC Insulated Copper wire ATC | Standard Buying | 52 | Meter | 1 | 1 | 6 Sqmm PVC Insulated Copper wire ATC | Electrical Components | Text: 6 Sqmm PVC Insulated Copper wire ATC; Check: 1; Check: 0; Link: INR; Int: 0
|  | 10 Sqmm PVC Insulated Copper wire ATC | Standard Buying | 94 | Meter | 1 | 1 | 10 Sqmm PVC Insulated Copper wire ATC | Electrical Components | Text: 10 Sqmm PVC Insulated Copper wire ATC; Check: 1; Check: 0; Link: INR; Int: 0
|  | 16 Sqmm PVC Insulated Copper wire ATC | Standard Buying | 126 | Meter | 1 | 1 | 16 Sqmm PVC Insulated Copper wire ATC | Electrical Components | Text: 16 Sqmm PVC Insulated Copper wire ATC; Check: 1; Check: 0; Link: INR; Int: 0
|  | 25 Sqmm PVC Insulated Copper wire ATC | Standard Buying | 225 | Meter | 1 | 1 | 25 Sqmm PVC Insulated Copper wire ATC | Electrical Components | Text: 25 Sqmm PVC Insulated Copper wire ATC; Check: 1; Check: 0; Link: INR; Int: 0
|  | 35 Sqmm PVC Insulated Copper wire ATC | Standard Buying | 299 | Meter | 1 | 1 | 35 Sqmm PVC Insulated Copper wire ATC | Electrical Components | Text: 35 Sqmm PVC Insulated Copper wire ATC; Check: 1; Check: 0; Link: INR; Int: 0
|  | 50 Sqmm PVC Insulated Copper wire ATC | Standard Buying | 456 | Meter | 1 | 1 | 50 Sqmm PVC Insulated Copper wire ATC | Electrical Components | Text: 50 Sqmm PVC Insulated Copper wire ATC; Check: 1; Check: 0; Link: INR; Int: 0
|  | 45A 3 Pole ACCL Safe Power | Standard Buying | 6500 | Nos | 1 | 1 | 45A 3 Pole ACCL Safe Power | Electrical Components | Text: 45A 3 Pole ACCL Safe Power; Check: 1; Check: 0; Link: INR; Int: 0
|  | 45A Two Pole ACCL Safe Power | Standard Buying | 4500 | Nos | 1 | 1 | 45A Two Pole ACCL Safe Power | Electrical Components | Text: 45A Two Pole ACCL Safe Power; Check: 1; Check: 0; Link: INR; Int: 0
|  | 40A Two Pole ACCL Safe Power | Standard Buying | 2600 | Nos | 1 | 1 | 40A Two Pole ACCL Safe Power | Electrical Components | Text: 40A Two Pole ACCL Safe Power; Check: 1; Check: 0; Link: INR; Int: 0
|  | 40A Four Phase ACCL Safe Power | Standard Buying | 4500 | Nos | 1 | 1 | 40A Four Phase ACCL Safe Power | Electrical Components | Text: 40A Four Phase ACCL Safe Power; Check: 1; Check: 0; Link: INR; Int: 0
|  | TVSS (CL:B&C) OBO | Standard Buying | 40000 | Nos | 1 | 1 | TVSS (CL:B&C) OBO | Electrical Components | Text: TVSS (CL:B&C) OBO; Check: 1; Check: 0; Link: INR; Int: 0
|  | TVSS (CL:B) OBO | Standard Buying | 29100 | Nos | 1 | 1 | TVSS (CL:B) OBO | Electrical Components | Text: TVSS (CL:B) OBO; Check: 1; Check: 0; Link: INR; Int: 0
|  | TVSS Class B+C 50kA 3 phase 4 wire CAPE | Standard Buying | 22500 | Nos | 1 | 1 | TVSS Class B+C 50kA 3 phase 4 wire CAPE | Electrical Components | Text: TVSS Class B+C 50kA 3 phase 4 wire CAPE; Check: 1; Check: 0; Link: INR; Int: 0
|  | TVSS Class B 25kA 3 phase 4 wire CAPE | Standard Buying | 12000 | Nos | 1 | 1 | TVSS Class B 25kA 3 phase 4 wire CAPE | Electrical Components | Text: TVSS Class B 25kA 3 phase 4 wire CAPE; Check: 1; Check: 0; Link: INR; Int: 0
|  | 0-80A Analog Ammeter 92mm AE | Standard Buying | 340 | Nos | 1 | 1 | 0-80A Analog Ammeter 92mm AE | Electrical Components | Text: 0-80A Analog Ammeter 92mm AE; Check: 1; Check: 0; Link: INR; Int: 0
|  | 0-100A Analog Ammeter 92mm AE | Standard Buying | 340 | Nos | 1 | 1 | 0-100A Analog Ammeter 92mm AE | Electrical Components | Text: 0-100A Analog Ammeter 92mm AE; Check: 1; Check: 0; Link: INR; Int: 0
|  | 0-125A Analog Ammeter 92mm AE | Standard Buying | 340 | Nos | 1 | 1 | 0-125A Analog Ammeter 92mm AE | Electrical Components | Text: 0-125A Analog Ammeter 92mm AE; Check: 1; Check: 0; Link: INR; Int: 0
|  | 0-160A Analog Ammeter 92mm AE | Standard Buying | 340 | Nos | 1 | 1 | 0-160A Analog Ammeter 92mm AE | Electrical Components | Text: 0-160A Analog Ammeter 92mm AE; Check: 1; Check: 0; Link: INR; Int: 0
|  | 0-200A Analog Ammeter 92mm AE | Standard Buying | 340 | Nos | 1 | 1 | 0-200A Analog Ammeter 92mm AE | Electrical Components | Text: 0-200A Analog Ammeter 92mm AE; Check: 1; Check: 0; Link: INR; Int: 0
|  | 0-250A Analog Ammeter 92mm AE | Standard Buying | 340 | Nos | 1 | 1 | 0-250A Analog Ammeter 92mm AE | Electrical Components | Text: 0-250A Analog Ammeter 92mm AE; Check: 1; Check: 0; Link: INR; Int: 0
|  | 0-320A Analog Ammeter 92mm AE | Standard Buying | 340 | Nos | 1 | 1 | 0-320A Analog Ammeter 92mm AE | Electrical Components | Text: 0-320A Analog Ammeter 92mm AE; Check: 1; Check: 0; Link: INR; Int: 0
|  | 0-400A Analog Ammeter 92mm AE | Standard Buying | 340 | Nos | 1 | 1 | 0-400A Analog Ammeter 92mm AE | Electrical Components | Text: 0-400A Analog Ammeter 92mm AE; Check: 1; Check: 0; Link: INR; Int: 0
|  | 0-500A Analog Ammeter 92mm AE | Standard Buying | 340 | Nos | 1 | 1 | 0-500A Analog Ammeter 92mm AE | Electrical Components | Text: 0-500A Analog Ammeter 92mm AE; Check: 1; Check: 0; Link: INR; Int: 0
|  | 0-630A Analog Ammeter 92mm AE | Standard Buying | 340 | Nos | 1 | 1 | 0-630A Analog Ammeter 92mm AE | Electrical Components | Text: 0-630A Analog Ammeter 92mm AE; Check: 1; Check: 0; Link: INR; Int: 0
|  | 0-800A Analog Ammeter 92mm AE | Standard Buying | 340 | Nos | 1 | 1 | 0-800A Analog Ammeter 92mm AE | Electrical Components | Text: 0-800A Analog Ammeter 92mm AE; Check: 1; Check: 0; Link: INR; Int: 0
|  | 65/5A 15VA Cl 1 Ordinary Current Transformer ID 30mm Sreeganga | Standard Buying | 425 | Nos | 1 | 1 | 65/5A 15VA Cl 1 Ordinary Current Transformer ID 30mm Sreeganga | Electrical Components | Text: 65/5A 15VA Cl 1 Ordinary Current Transformer ID 30mm Sreeganga; Check: 1; Check: 0; Link: INR; Int: 0
|  | 125/5A 15VA Cl 1 Ordinary Current Transformer ID 30mm Sreeganga | Standard Buying | 325 | Nos | 1 | 1 | 125/5A 15VA Cl 1 Ordinary Current Transformer ID 30mm Sreeganga | Electrical Components | Text: 125/5A 15VA Cl 1 Ordinary Current Transformer ID 30mm Sreeganga; Check: 1; Check: 0; Link: INR; Int: 0
|  | 160/5A 15VA Cl 1 Ordinary Current Transformer ID 30mm Sreeganga | Standard Buying | 375 | Nos | 1 | 1 | 160/5A 15VA Cl 1 Ordinary Current Transformer ID 30mm Sreeganga | Electrical Components | Text: 160/5A 15VA Cl 1 Ordinary Current Transformer ID 30mm Sreeganga; Check: 1; Check: 0; Link: INR; Int: 0
|  | 630/5A 15VA Cl 1 Ordinary Current Transformer ID 60mm Sreeganga | Standard Buying | 550 | Nos | 1 | 1 | 630/5A 15VA Cl 1 Ordinary Current Transformer ID 60mm Sreeganga | Electrical Components | Text: 630/5A 15VA Cl 1 Ordinary Current Transformer ID 60mm Sreeganga; Check: 1; Check: 0; Link: INR; Int: 0
|  | 800/5A 15VA Cl 1 Ordinary Current Transformer ID 70mm Sreeganga | Standard Buying | 590 | Nos | 1 | 1 | 800/5A 15VA Cl 1 Ordinary Current Transformer ID 70mm Sreeganga | Electrical Components | Text: 800/5A 15VA Cl 1 Ordinary Current Transformer ID 70mm Sreeganga; Check: 1; Check: 0; Link: INR; Int: 0
|  | 1000/5A 15VA Cl 1 Ordinary Current Transformer ID 70mm Sreeganga | Standard Buying | 1250 | Nos | 1 | 1 | 1000/5A 15VA Cl 1 Ordinary Current Transformer ID 70mm Sreeganga | Electrical Components | Text: 1000/5A 15VA Cl 1 Ordinary Current Transformer ID 70mm Sreeganga; Check: 1; Check: 0; Link: INR; Int: 0
|  | 65/5A 15VA Cl 1 Tape Wound Tested Current Transformer ID 30mm Sreeganga | Standard Buying | 875 | Nos | 1 | 1 | 65/5A 15VA Cl 1 Tape Wound Tested Current Transformer ID 30mm Sreeganga | Electrical Components | Text: 65/5A 15VA Cl 1 Tape Wound Tested Current Transformer ID 30mm Sreeganga; Check: 1; Check: 0; Link: INR; Int: 0
|  | 100/5A 15VA Cl 1 Tape Wound Tested Current Transformer ID 30mm Sreeganga | Standard Buying | 655 | Nos | 1 | 1 | 100/5A 15VA Cl 1 Tape Wound Tested Current Transformer ID 30mm Sreeganga | Electrical Components | Text: 100/5A 15VA Cl 1 Tape Wound Tested Current Transformer ID 30mm Sreeganga; Check: 1; Check: 0; Link: INR; Int: 0
|  | 125/5A 15VA Cl 1 Tape Wound Tested Current Transformer ID 30mm Sreeganga | Standard Buying | 630 | Nos | 1 | 1 | 125/5A 15VA Cl 1 Tape Wound Tested Current Transformer ID 30mm Sreeganga | Electrical Components | Text: 125/5A 15VA Cl 1 Tape Wound Tested Current Transformer ID 30mm Sreeganga; Check: 1; Check: 0; Link: INR; Int: 0
|  | 160/5A 15VA Cl 1 Tape Wound Tested Current Transformer ID 30mm Sreeganga | Standard Buying | 600 | Nos | 1 | 1 | 160/5A 15VA Cl 1 Tape Wound Tested Current Transformer ID 30mm Sreeganga | Electrical Components | Text: 160/5A 15VA Cl 1 Tape Wound Tested Current Transformer ID 30mm Sreeganga; Check: 1; Check: 0; Link: INR; Int: 0
|  | 200/5A 15VA Cl 1 Tape Wound Tested Current Transformer ID 40mm Sreeganga | Standard Buying | 575 | Nos | 1 | 1 | 200/5A 15VA Cl 1 Tape Wound Tested Current Transformer ID 40mm Sreeganga | Electrical Components | Text: 200/5A 15VA Cl 1 Tape Wound Tested Current Transformer ID 40mm Sreeganga; Check: 1; Check: 0; Link: INR; Int: 0
|  | 250/5A 15VA Cl 1 Tape Wound Tested Current Transformer ID 45mm Sreeganga | Standard Buying | 550 | Nos | 1 | 1 | 250/5A 15VA Cl 1 Tape Wound Tested Current Transformer ID 45mm Sreeganga | Electrical Components | Text: 250/5A 15VA Cl 1 Tape Wound Tested Current Transformer ID 45mm Sreeganga; Check: 1; Check: 0; Link: INR; Int: 0
|  | 400/5A 15VA Cl 1 Tape Wound Tested Current Transformer ID 50mm Sreeganga | Standard Buying | 620 | Nos | 1 | 1 | 400/5A 15VA Cl 1 Tape Wound Tested Current Transformer ID 50mm Sreeganga | Electrical Components | Text: 400/5A 15VA Cl 1 Tape Wound Tested Current Transformer ID 50mm Sreeganga; Check: 1; Check: 0; Link: INR; Int: 0
|  | 630/5A 15VA Cl 1 Tape Wound Tested Current Transformer ID 60mm Sreeganga | Standard Buying | 680 | Nos | 1 | 1 | 630/5A 15VA Cl 1 Tape Wound Tested Current Transformer ID 60mm Sreeganga | Electrical Components | Text: 630/5A 15VA Cl 1 Tape Wound Tested Current Transformer ID 60mm Sreeganga; Check: 1; Check: 0; Link: INR; Int: 0
|  | 800/5A 15VA Cl 1 Tape Wound Tested Current Transformer ID 70mm Sreeganga | Standard Buying | 700 | Nos | 1 | 1 | 800/5A 15VA Cl 1 Tape Wound Tested Current Transformer ID 70mm Sreeganga | Electrical Components | Text: 800/5A 15VA Cl 1 Tape Wound Tested Current Transformer ID 70mm Sreeganga; Check: 1; Check: 0; Link: INR; Int: 0
|  | 63/5A Class:1 15VA Tape Wound CT PGR | Standard Buying | 500 | Nos | 1 | 1 | 63/5A Class:1 15VA Tape Wound CT PGR | Electrical Components | Text: 63/5A Class:1 15VA Tape Wound CT PGR; Check: 1; Check: 0; Link: INR; Int: 0
|  | 80/5A Class:1 15VA Tape Wound CT PGR | Standard Buying | 550 | Nos | 1 | 1 | 80/5A Class:1 15VA Tape Wound CT PGR | Electrical Components | Text: 80/5A Class:1 15VA Tape Wound CT PGR; Check: 1; Check: 0; Link: INR; Int: 0
|  | 100/5A Class:1 15VA Tape Wound CT PGR | Standard Buying | 500 | Nos | 1 | 1 | 100/5A Class:1 15VA Tape Wound CT PGR | Electrical Components | Text: 100/5A Class:1 15VA Tape Wound CT PGR; Check: 1; Check: 0; Link: INR; Int: 0
|  | 125/5A Class:1 15VA Tape Wound CT PGR | Standard Buying | 550 | Nos | 1 | 1 | 125/5A Class:1 15VA Tape Wound CT PGR | Electrical Components | Text: 125/5A Class:1 15VA Tape Wound CT PGR; Check: 1; Check: 0; Link: INR; Int: 0
|  | 160/5A Class:1 15VA Tape Wound CT PGR | Standard Buying | 550 | Nos | 1 | 1 | 160/5A Class:1 15VA Tape Wound CT PGR | Electrical Components | Text: 160/5A Class:1 15VA Tape Wound CT PGR; Check: 1; Check: 0; Link: INR; Int: 0
|  | 200/5A Class:1 15VA Tape Wound CT PGR | Standard Buying | 530 | Nos | 1 | 1 | 200/5A Class:1 15VA Tape Wound CT PGR | Electrical Components | Text: 200/5A Class:1 15VA Tape Wound CT PGR; Check: 1; Check: 0; Link: INR; Int: 0
|  | 250/5A Class:1 15VA Tape Wound CT PGR | Standard Buying | 530 | Nos | 1 | 1 | 250/5A Class:1 15VA Tape Wound CT PGR | Electrical Components | Text: 250/5A Class:1 15VA Tape Wound CT PGR; Check: 1; Check: 0; Link: INR; Int: 0
|  | 320/5A Class:1 15VA Tape Wound CT PGR | Standard Buying | 650 | Nos | 1 | 1 | 320/5A Class:1 15VA Tape Wound CT PGR | Electrical Components | Text: 320/5A Class:1 15VA Tape Wound CT PGR; Check: 1; Check: 0; Link: INR; Int: 0
|  | 400/5A Class:1 15VA Tape Wound CT PGR | Standard Buying | 650 | Nos | 1 | 1 | 400/5A Class:1 15VA Tape Wound CT PGR | Electrical Components | Text: 400/5A Class:1 15VA Tape Wound CT PGR; Check: 1; Check: 0; Link: INR; Int: 0
|  | 500/5A Class:1 15VA Tape Wound CT PGR | Standard Buying | 720 | Nos | 1 | 1 | 500/5A Class:1 15VA Tape Wound CT PGR | Electrical Components | Text: 500/5A Class:1 15VA Tape Wound CT PGR; Check: 1; Check: 0; Link: INR; Int: 0
|  | 630/5A Class:1 15VA Tape Wound CT PGR | Standard Buying | 750 | Nos | 1 | 1 | 630/5A Class:1 15VA Tape Wound CT PGR | Electrical Components | Text: 630/5A Class:1 15VA Tape Wound CT PGR; Check: 1; Check: 0; Link: INR; Int: 0
|  | 800/5A Class:1 15VA Tape Wound CT PGR | Standard Buying | 1100 | Nos | 1 | 1 | 800/5A Class:1 15VA Tape Wound CT PGR | Electrical Components | Text: 800/5A Class:1 15VA Tape Wound CT PGR; Check: 1; Check: 0; Link: INR; Int: 0
|  | 1000/5A Class:1 10VA Tape Wound CT PGR | Standard Buying | 1100 | Nos | 1 | 1 | 1000/5A Class:1 10VA Tape Wound CT PGR | Electrical Components | Text: 1000/5A Class:1 10VA Tape Wound CT PGR; Check: 1; Check: 0; Link: INR; Int: 0
|  | 63/5A Class:1 15VA Resin Cast CT PGR | Standard Buying | 1100 | Nos | 1 | 1 | 63/5A Class:1 15VA Resin Cast CT PGR | Electrical Components | Text: 63/5A Class:1 15VA Resin Cast CT PGR; Check: 1; Check: 0; Link: INR; Int: 0
|  | 80/5A Class:1 15VA Resin Cast CT PGR | Standard Buying | 800 | Nos | 1 | 1 | 80/5A Class:1 15VA Resin Cast CT PGR | Electrical Components | Text: 80/5A Class:1 15VA Resin Cast CT PGR; Check: 1; Check: 0; Link: INR; Int: 0
|  | 100/5A Class:1 15VA Resin Cast CT PGR | Standard Buying | 850 | Nos | 1 | 1 | 100/5A Class:1 15VA Resin Cast CT PGR | Electrical Components | Text: 100/5A Class:1 15VA Resin Cast CT PGR; Check: 1; Check: 0; Link: INR; Int: 0
|  | 125/5A Class:1 15VA Resin Cast CT PGR | Standard Buying | 800 | Nos | 1 | 1 | 125/5A Class:1 15VA Resin Cast CT PGR | Electrical Components | Text: 125/5A Class:1 15VA Resin Cast CT PGR; Check: 1; Check: 0; Link: INR; Int: 0
|  | 160/5A Class:1 15VA Resin Cast CT PGR | Standard Buying | 800 | Nos | 1 | 1 | 160/5A Class:1 15VA Resin Cast CT PGR | Electrical Components | Text: 160/5A Class:1 15VA Resin Cast CT PGR; Check: 1; Check: 0; Link: INR; Int: 0
|  | 200/5A Class:1 15VA Resin Cast CT PGR | Standard Buying | 800 | Nos | 1 | 1 | 200/5A Class:1 15VA Resin Cast CT PGR | Electrical Components | Text: 200/5A Class:1 15VA Resin Cast CT PGR; Check: 1; Check: 0; Link: INR; Int: 0
|  | 250/5A Class:1 15VA Resin Cast CT PGR | Standard Buying | 850 | Nos | 1 | 1 | 250/5A Class:1 15VA Resin Cast CT PGR | Electrical Components | Text: 250/5A Class:1 15VA Resin Cast CT PGR; Check: 1; Check: 0; Link: INR; Int: 0
|  | 320/5A Class:1 15VA Resin Cast CT PGR | Standard Buying | 850 | Nos | 1 | 1 | 320/5A Class:1 15VA Resin Cast CT PGR | Electrical Components | Text: 320/5A Class:1 15VA Resin Cast CT PGR; Check: 1; Check: 0; Link: INR; Int: 0
|  | 400/5A Class:1 15VA Resin Cast CT PGR | Standard Buying | 805 | Nos | 1 | 1 | 400/5A Class:1 15VA Resin Cast CT PGR | Electrical Components | Text: 400/5A Class:1 15VA Resin Cast CT PGR; Check: 1; Check: 0; Link: INR; Int: 0
|  | 500/5A Class:1 15VA Resin Cast CT PGR | Standard Buying | 805 | Nos | 1 | 1 | 500/5A Class:1 15VA Resin Cast CT PGR | Electrical Components | Text: 500/5A Class:1 15VA Resin Cast CT PGR; Check: 1; Check: 0; Link: INR; Int: 0
|  | 630/5A Class:1 15VA Resin Cast CT PGR | Standard Buying | 850 | Nos | 1 | 1 | 630/5A Class:1 15VA Resin Cast CT PGR | Electrical Components | Text: 630/5A Class:1 15VA Resin Cast CT PGR; Check: 1; Check: 0; Link: INR; Int: 0
|  | 800/5A Class:1 15VA Resin Cast CT PGR | Standard Buying | 850 | Nos | 1 | 1 | 800/5A Class:1 15VA Resin Cast CT PGR | Electrical Components | Text: 800/5A Class:1 15VA Resin Cast CT PGR; Check: 1; Check: 0; Link: INR; Int: 0
|  | 1250/5A Class:1 10VA Resin Cast CT PGR | Standard Buying | 1250 | Nos | 1 | 1 | 1250/5A Class:1 10VA Resin Cast CT PGR | Electrical Components | Text: 1250/5A Class:1 10VA Resin Cast CT PGR; Check: 1; Check: 0; Link: INR; Int: 0
|  | 1600/5A Class:1 10VA resin Cast CT Make: Sree Ganga | Standard Buying | 1500 | Nos | 1 | 1 | 1600/5A Class:1 10VA resin Cast CT Make: Sree Ganga | Electrical Components | Text: 1600/5A Class:1 10VA resin Cast CT Make: Sree Ganga; Check: 1; Check: 0; Link: INR; Int: 0
|  | 40/5A Class:5P10 15VA resin Cast CT PGR | Standard Buying | 1200 | Nos | 1 | 1 | 40/5A Class:5P10 15VA resin Cast CT PGR | Electrical Components | Text: 40/5A Class:5P10 15VA resin Cast CT PGR; Check: 1; Check: 0; Link: INR; Int: 0
|  | 300/5A Class: 5P10 15VA Resin Cast CT PGR | Standard Buying | 1100 | Nos | 1 | 1 | 300/5A Class: 5P10 15VA Resin Cast CT PGR | Electrical Components | Text: 300/5A Class: 5P10 15VA Resin Cast CT PGR; Check: 1; Check: 0; Link: INR; Int: 0
|  | 1250/5A Class: 5P10 10VA Resin Cast CT PGR | Standard Buying | 1250 | Nos | 1 | 1 | 1250/5A Class: 5P10 10VA Resin Cast CT PGR | Electrical Components | Text: 1250/5A Class: 5P10 10VA Resin Cast CT PGR; Check: 1; Check: 0; Link: INR; Int: 0
|  | 160/5A Class: 5P10 15VA Tape Wound CT PGR | Standard Buying | 1450 | Nos | 1 | 1 | 160/5A Class: 5P10 15VA Tape Wound CT PGR | Electrical Components | Text: 160/5A Class: 5P10 15VA Tape Wound CT PGR; Check: 1; Check: 0; Link: INR; Int: 0
|  | 200/5A Class: 5P10 15VA Tape Wound CT PGR | Standard Buying | 1450 | Nos | 1 | 1 | 200/5A Class: 5P10 15VA Tape Wound CT PGR | Electrical Components | Text: 200/5A Class: 5P10 15VA Tape Wound CT PGR; Check: 1; Check: 0; Link: INR; Int: 0
|  | 250/5A Class: 5P10 15VA Tape Wound CT PGR | Standard Buying | 1600 | Nos | 1 | 1 | 250/5A Class: 5P10 15VA Tape Wound CT PGR | Electrical Components | Text: 250/5A Class: 5P10 15VA Tape Wound CT PGR; Check: 1; Check: 0; Link: INR; Int: 0
|  | 320/5A Class: 5P10 15VA Tape Wound CT PGR | Standard Buying | 1700 | Nos | 1 | 1 | 320/5A Class: 5P10 15VA Tape Wound CT PGR | Electrical Components | Text: 320/5A Class: 5P10 15VA Tape Wound CT PGR; Check: 1; Check: 0; Link: INR; Int: 0
|  | 400/5A Class: 5P10 15VA Tape Wound CT PGR | Standard Buying | 1750 | Nos | 1 | 1 | 400/5A Class: 5P10 15VA Tape Wound CT PGR | Electrical Components | Text: 400/5A Class: 5P10 15VA Tape Wound CT PGR; Check: 1; Check: 0; Link: INR; Int: 0
|  | 500/5A Class: 5P10 15VA Tape Wound CT PGR | Standard Buying | 1850 | Nos | 1 | 1 | 500/5A Class: 5P10 15VA Tape Wound CT PGR | Electrical Components | Text: 500/5A Class: 5P10 15VA Tape Wound CT PGR; Check: 1; Check: 0; Link: INR; Int: 0
|  | 630/5A Class: 5P10 15VA Tape Wound CT PGR | Standard Buying | 1850 | Nos | 1 | 1 | 630/5A Class: 5P10 15VA Tape Wound CT PGR | Electrical Components | Text: 630/5A Class: 5P10 15VA Tape Wound CT PGR; Check: 1; Check: 0; Link: INR; Int: 0
|  | 800/5A Class: 5P10 15VA Tape Wound CT PGR | Standard Buying | 2200 | Nos | 1 | 1 | 800/5A Class: 5P10 15VA Tape Wound CT PGR | Electrical Components | Text: 800/5A Class: 5P10 15VA Tape Wound CT PGR; Check: 1; Check: 0; Link: INR; Int: 0
|  | 25/5A Class:1 15 VA Tape wound base fixing CT PGR | Standard Buying | 850 | Nos | 1 | 1 | 25/5A Class:1 15 VA Tape wound base fixing CT PGR | Electrical Components | Text: 25/5A Class:1 15 VA Tape wound base fixing CT PGR; Check: 1; Check: 0; Link: INR; Int: 0
|  | 32/5A Class:1 15 VA Tape wound base fixing CT PGR | Standard Buying | 850 | Nos | 1 | 1 | 32/5A Class:1 15 VA Tape wound base fixing CT PGR | Electrical Components | Text: 32/5A Class:1 15 VA Tape wound base fixing CT PGR; Check: 1; Check: 0; Link: INR; Int: 0
|  | 40/5A Class:1 15 VA Tape wound base fixing CT PGR | Standard Buying | 850 | Nos | 1 | 1 | 40/5A Class:1 15 VA Tape wound base fixing CT PGR | Electrical Components | Text: 40/5A Class:1 15 VA Tape wound base fixing CT PGR; Check: 1; Check: 0; Link: INR; Int: 0
|  | 63/5A Class:1 15 VA Tape wound base fixing CT PGR | Standard Buying | 850 | Nos | 1 | 1 | 63/5A Class:1 15 VA Tape wound base fixing CT PGR | Electrical Components | Text: 63/5A Class:1 15 VA Tape wound base fixing CT PGR; Check: 1; Check: 0; Link: INR; Int: 0
|  | 80/5A Class:1 15 VA Tape wound base fixing CT PGR | Standard Buying | 750 | Nos | 1 | 1 | 80/5A Class:1 15 VA Tape wound base fixing CT PGR | Electrical Components | Text: 80/5A Class:1 15 VA Tape wound base fixing CT PGR; Check: 1; Check: 0; Link: INR; Int: 0
|  | 100/5A Class:1 15 VA Tape wound base fixing CT PGR | Standard Buying | 750 | Nos | 1 | 1 | 100/5A Class:1 15 VA Tape wound base fixing CT PGR | Electrical Components | Text: 100/5A Class:1 15 VA Tape wound base fixing CT PGR; Check: 1; Check: 0; Link: INR; Int: 0
|  | 200/5A Class:0.5 15VA Resin Cast CT PGR | Standard Buying | 950 | Nos | 1 | 1 | 200/5A Class:0.5 15VA Resin Cast CT PGR | Electrical Components | Text: 200/5A Class:0.5 15VA Resin Cast CT PGR; Check: 1; Check: 0; Link: INR; Int: 0
|  | 400/5A Class:0.5 Resin Cast CT PGR | Standard Buying | 850 | Nos | 1 | 1 | 400/5A Class:0.5 Resin Cast CT PGR | Electrical Components | Text: 400/5A Class:0.5 Resin Cast CT PGR; Check: 1; Check: 0; Link: INR; Int: 0
|  | 20/5A Class:1 15 VA Tape wound base fixing CT PGR | Standard Buying | 950 | Nos | 1 | 1 | 20/5A Class:1 15 VA Tape wound base fixing CT PGR | Electrical Components | Text: 20/5A Class:1 15 VA Tape wound base fixing CT PGR; Check: 1; Check: 0; Link: INR; Int: 0
|  | 1600/5A Class:PS 15VA Resin Cast CT PGR | Standard Buying | 1250 | Nos | 1 | 1 | 1600/5A Class:PS 15VA Resin Cast CT PGR | Electrical Components | Text: 1600/5A Class:PS 15VA Resin Cast CT PGR; Check: 1; Check: 0; Link: INR; Int: 0
|  | Illuminated PB Red With NC Element Esbee | Standard Buying | 165 | Nos | 1 | 1 | Illuminated PB Red With NC Element Esbee | Electrical Components | Text: Illuminated PB Red With NC Element Esbee; Check: 1; Check: 0; Link: INR; Int: 0
|  | Illuminated PB Green With NO Element Esbee | Standard Buying | 165 | Nos | 1 | 1 | Illuminated PB Green With NO Element Esbee | Electrical Components | Text: Illuminated PB Green With NO Element Esbee; Check: 1; Check: 0; Link: INR; Int: 0
|  | Voltmeter Selector Switch Salzer | Standard Buying | 155 | Nos | 1 | 1 | Voltmeter Selector Switch Salzer | Electrical Components | Text: Voltmeter Selector Switch Salzer; Check: 1; Check: 0; Link: INR; Int: 0
|  | Ammeter Selector Switch Salzer | Standard Buying | 140 | Nos | 1 | 1 | Ammeter Selector Switch Salzer | Electrical Components | Text: Ammeter Selector Switch Salzer; Check: 1; Check: 0; Link: INR; Int: 0
|  | kWh Counter type meter CL 1(3Ph 4W 240V 5A L&T | Standard Buying | 1930.5 | Nos | 1 | 1 | kWh Counter type meter CL 1(3Ph 4W 240V 5A L&T | Electrical Components | Text: kWh Counter type meter CL 1(3Ph 4W 240V 5A L&T; Check: 1; Check: 0; Link: INR; Int: 0
|  | Energy meter 1P 5-40A Cl 1 DIN L&T | Standard Buying | 1322.75 | Nos | 1 | 1 | Energy meter 1P 5-40A Cl 1 DIN L&T | Electrical Components | Text: Energy meter 1P 5-40A Cl 1 DIN L&T; Check: 1; Check: 0; Link: INR; Int: 0
|  | Energy meter 3P 10-60A Cl 1 DIN L&T | Standard Buying | 3003 | Nos | 1 | 1 | Energy meter 3P 10-60A Cl 1 DIN L&T | Electrical Components | Text: Energy meter 3P 10-60A Cl 1 DIN L&T; Check: 1; Check: 0; Link: INR; Int: 0
|  | Energy meter RS485 module L&T | Standard Buying | 1322.75 | Nos | 1 | 1 | Energy meter RS485 module L&T | Electrical Components | Text: Energy meter RS485 module L&T; Check: 1; Check: 0; Link: INR; Int: 0
|  | Energy meter Wi-Fi module L&T | Standard Buying | 3003 | Nos | 1 | 1 | Energy meter Wi-Fi module L&T | Electrical Components | Text: Energy meter Wi-Fi module L&T; Check: 1; Check: 0; Link: INR; Int: 0
|  | MFM 4410 LED meter Cl 1 L&T | Standard Buying | 4212 | Nos | 1 | 1 | MFM 4410 LED meter Cl 1 L&T | Electrical Components | Text: MFM 4410 LED meter Cl 1 L&T; Check: 1; Check: 0; Link: INR; Int: 0
|  | MFM 4410 LED meter Cl 1 with RS485 L&T | Standard Buying | 4816.5 | Nos | 1 | 1 | MFM 4410 LED meter Cl 1 with RS485 L&T | Electrical Components | Text: MFM 4410 LED meter Cl 1 with RS485 L&T; Check: 1; Check: 0; Link: INR; Int: 0
|  | MFM 4410 LCD meter Cl 1 L&T | Standard Buying | 4816.5 | Nos | 1 | 1 | MFM 4410 LCD meter Cl 1 L&T | Electrical Components | Text: MFM 4410 LCD meter Cl 1 L&T; Check: 1; Check: 0; Link: INR; Int: 0
|  | MFM 4410 LCD meter Cl 1 with RS485 L&T | Standard Buying | 5417.75 | Nos | 1 | 1 | MFM 4410 LCD meter Cl 1 with RS485 L&T | Electrical Components | Text: MFM 4410 LCD meter Cl 1 with RS485 L&T; Check: 1; Check: 0; Link: INR; Int: 0
|  | 800A 50kA Four Pole EDO MPR In Built EFRMTX1.0G LS1NG OMEGA U POWER ACB L&T | Standard Buying | 125000 | Nos | 1 | 1 | 800A 50kA Four Pole EDO MPR In Built EFRMTX1.0G LS1NG OMEGA U POWER ACB L&T | Electrical Components | Text: 800A 50kA Four Pole EDO MPR In Built EFRMTX1.0G LS1NG OMEGA U POWER ACB L&T; Check: 1; Check: 0; Link: INR; Int: 0
|  | 800A 50kA Four Pole EDO MPR MTX 1.0 LSI OMEGA U POWER ACB L&T | Standard Buying | 123500 | Nos | 1 | 1 | 800A 50kA Four Pole EDO MPR MTX 1.0 LSI OMEGA U POWER ACB L&T | Electrical Components | Text: 800A 50kA Four Pole EDO MPR MTX 1.0 LSI OMEGA U POWER ACB L&T; Check: 1; Check: 0; Link: INR; Int: 0
|  | 800A 50kA Three Pole EDO MPR MTX 1.0 LSI OMEGA U POWER ACB L&T | Standard Buying | 104500 | Nos | 1 | 1 | 800A 50kA Three Pole EDO MPR MTX 1.0 LSI OMEGA U POWER ACB L&T | Electrical Components | Text: 800A 50kA Three Pole EDO MPR MTX 1.0 LSI OMEGA U POWER ACB L&T; Check: 1; Check: 0; Link: INR; Int: 0
|  | 1600A 50kA Four Pole EDO ACB W/O Protection (Bus coupler) OMEGA U POWER L&T | Standard Buying | 140000 | Nos | 1 | 1 | 1600A 50kA Four Pole EDO ACB W/O Protection (Bus coupler) OMEGA U POWER L&T | Electrical Components | Text: 1600A 50kA Four Pole EDO ACB W/O Protection (Bus coupler) OMEGA U POWER L&T; Check: 1; Check: 0; Link: INR; Int: 0
|  | 1250A 50KA Four Pole EDO MTX1.0 G WITH ADAPTOR OMEGA U POWER L&T | Standard Buying | 114402.7 | Nos | 1 | 1 | 1250A 50KA Four Pole EDO MTX1.0 G WITH ADAPTOR OMEGA U POWER L&T | Electrical Components | Text: 1250A 50KA Four Pole EDO MTX1.0 G WITH ADAPTOR OMEGA U POWER L&T; Check: 1; Check: 0; Link: INR; Int: 0
|  | 1250A 50KA Three Pole MDO MTX1.G WITH ADAPTOR OMEGA U POWER L&T | Standard Buying | 79876.5 | Nos | 1 | 1 | 1250A 50KA Three Pole MDO MTX1.G WITH ADAPTOR OMEGA U POWER L&T | Electrical Components | Text: 1250A 50KA Three Pole MDO MTX1.G WITH ADAPTOR OMEGA U POWER L&T; Check: 1; Check: 0; Link: INR; Int: 0
|  | 800A 50KA Three Pole EDO MTX1.0 G WITH ADAPTOR OMEGA U POWER L&T | Standard Buying | 79876.5 | Nos | 1 | 1 | 800A 50KA Three Pole EDO MTX1.0 G WITH ADAPTOR OMEGA U POWER L&T | Electrical Components | Text: 800A 50KA Three Pole EDO MTX1.0 G WITH ADAPTOR OMEGA U POWER L&T; Check: 1; Check: 0; Link: INR; Int: 0
|  | Bowden cable Between 2 incomers OMEGA U POWER L&T | Standard Buying | 7000 | Nos | 1 | 1 | Bowden cable Between 2 incomers OMEGA U POWER L&T | Electrical Components | Text: Bowden cable Between 2 incomers OMEGA U POWER L&T; Check: 1; Check: 0; Link: INR; Int: 0
|  | Instantaneous Earth Fault Relay SC14S L&T | Standard Buying | 4875 | Nos | 1 | 1 | Instantaneous Earth Fault Relay SC14S L&T | Electrical Components | Text: Instantaneous Earth Fault Relay SC14S L&T; Check: 1; Check: 0; Link: INR; Int: 0
|  | Over Voltage/Under Voltage Relay MV12A L&T | Standard Buying | 5850 | Nos | 1 | 1 | Over Voltage/Under Voltage Relay MV12A L&T | Electrical Components | Text: Over Voltage/Under Voltage Relay MV12A L&T; Check: 1; Check: 0; Link: INR; Int: 0
|  | AMF Relay EC2 C&S | Standard Buying | 11800 | Nos | 1 | 1 | AMF Relay EC2 C&S | Electrical Components | Text: AMF Relay EC2 C&S; Check: 1; Check: 0; Link: INR; Int: 0
|  | AMF Relay ECRXAV2 C&S | Standard Buying | 7250 | Nos | 1 | 1 | AMF Relay ECRXAV2 C&S | Electrical Components | Text: AMF Relay ECRXAV2 C&S; Check: 1; Check: 0; Link: INR; Int: 0
|  | AMF Relay E-GEN+ C&S | Standard Buying | 13200 | Nos | 1 | 1 | AMF Relay E-GEN+ C&S | Electrical Components | Text: AMF Relay E-GEN+ C&S; Check: 1; Check: 0; Link: INR; Int: 0
|  | AMF Relay Comap | Standard Buying | 6800 | Nos | 1 | 1 | AMF Relay Comap | Electrical Components | Text: AMF Relay Comap; Check: 1; Check: 0; Link: INR; Int: 0
|  | 32A TP ACCL Elmeasure | Standard Buying | 5250 | Nos | 1 | 1 | 32A TP ACCL Elmeasure | Electrical Components | Text: 32A TP ACCL Elmeasure; Check: 1; Check: 0; Link: INR; Int: 0
|  | 40A TP ACCL Elmeasure | Standard Buying | 5950 | Nos | 1 | 1 | 40A TP ACCL Elmeasure | Electrical Components | Text: 40A TP ACCL Elmeasure; Check: 1; Check: 0; Link: INR; Int: 0
|  | 63A TP ACCL Elmeasure | Standard Buying | 10500 | Nos | 1 | 1 | 63A TP ACCL Elmeasure | Electrical Components | Text: 63A TP ACCL Elmeasure; Check: 1; Check: 0; Link: INR; Int: 0
|  | 80A TP ACCL Elmeasure | Standard Buying | 13125 | Nos | 1 | 1 | 80A TP ACCL Elmeasure | Electrical Components | Text: 80A TP ACCL Elmeasure; Check: 1; Check: 0; Link: INR; Int: 0
|  | 100A TP ACCL Elmeasure | Standard Buying | 17500 | Nos | 1 | 1 | 100A TP ACCL Elmeasure | Electrical Components | Text: 100A TP ACCL Elmeasure; Check: 1; Check: 0; Link: INR; Int: 0
|  | 125A TP ACCL Elmeasure | Standard Buying | 23100 | Nos | 1 | 1 | 125A TP ACCL Elmeasure | Electrical Components | Text: 125A TP ACCL Elmeasure; Check: 1; Check: 0; Link: INR; Int: 0
|  | 32A SP ACCL Elmeasure | Standard Buying | 2625 | Nos | 1 | 1 | 32A SP ACCL Elmeasure | Electrical Components | Text: 32A SP ACCL Elmeasure; Check: 1; Check: 0; Link: INR; Int: 0
|  | 32A SP ACCL with Power load Elmeasure | Standard Buying | 3150 | Nos | 1 | 1 | 32A SP ACCL with Power load Elmeasure | Electrical Components | Text: 32A SP ACCL with Power load Elmeasure; Check: 1; Check: 0; Link: INR; Int: 0
|  | Earth leackage Relay with CBCT Elmeasure | Standard Buying | 3500 | Nos | 1 | 1 | Earth leackage Relay with CBCT Elmeasure | Electrical Components | Text: Earth leackage Relay with CBCT Elmeasure; Check: 1; Check: 0; Link: INR; Int: 0
|  | RS485 Module ACCL Elmeasure | Standard Buying | 1050 | Nos | 1 | 1 | RS485 Module ACCL Elmeasure | Electrical Components | Text: RS485 Module ACCL Elmeasure; Check: 1; Check: 0; Link: INR; Int: 0
|  | 230V AC Hooter | Standard Buying | 450 | Nos | 1 | 1 | 230V AC Hooter | Electrical Components | Text: 230V AC Hooter; Check: 1; Check: 0; Link: INR; Int: 0
|  | 24V DC Hooter | Standard Buying | 650 | Nos | 1 | 1 | 24V DC Hooter | Electrical Components | Text: 24V DC Hooter; Check: 1; Check: 0; Link: INR; Int: 0
|  | Single Phase Priventor With Timer GIC | Standard Buying | 1019 | Nos | 1 | 1 | Single Phase Priventor With Timer GIC | Electrical Components | Text: Single Phase Priventor With Timer GIC; Check: 1; Check: 0; Link: INR; Int: 0
|  | Single Phase Priventor GIC | Standard Buying | 550 | Nos | 1 | 1 | Single Phase Priventor GIC | Electrical Components | Text: Single Phase Priventor GIC; Check: 1; Check: 0; Link: INR; Int: 0
|  | 630A 50kA Four Pole EDO MPR MTX 1.0 LSI OMEGA U POWER ACB L&T | Standard Buying | 91885 | Nos | 1 | 1 | 630A 50kA Four Pole EDO MPR MTX 1.0 LSI OMEGA U POWER ACB L&T | Electrical Components | Text: 630A 50kA Four Pole EDO MPR MTX 1.0 LSI OMEGA U POWER ACB L&T; Check: 1; Check: 0; Link: INR; Int: 0
|  | 1000A 50kA Four Pole EDO MPR MTX 1.0 LSI OMEGA U POWER ACB L&T | Standard Buying | 100415.5 | Nos | 1 | 1 | 1000A 50kA Four Pole EDO MPR MTX 1.0 LSI OMEGA U POWER ACB L&T | Electrical Components | Text: 1000A 50kA Four Pole EDO MPR MTX 1.0 LSI OMEGA U POWER ACB L&T; Check: 1; Check: 0; Link: INR; Int: 0
|  | 1000A 50kA Four Pole EDO Without protection B/C LSI OMEGA U POWER ACB L&T | Standard Buying | 91955.5 | Nos | 1 | 1 | 1000A 50kA Four Pole EDO Without protection B/C LSI OMEGA U POWER ACB L&T | Electrical Components | Text: 1000A 50kA Four Pole EDO Without protection B/C LSI OMEGA U POWER ACB L&T; Check: 1; Check: 0; Link: INR; Int: 0
|  | Adapter for OMEGA 400A-2000 A U POWER ACB L&T | Standard Buying | 1424.1 | Nos | 1 | 1 | Adapter for OMEGA 400A-2000 A U POWER ACB L&T | Electrical Components | Text: Adapter for OMEGA 400A-2000 A U POWER ACB L&T; Check: 1; Check: 0; Link: INR; Int: 0
|  | Shunt Release Type U-POWER ACB L&T | Standard Buying | 2220 | Nos | 1 | 1 | Shunt Release Type U-POWER ACB L&T | Electrical Components | Text: Shunt Release Type U-POWER ACB L&T; Check: 1; Check: 0; Link: INR; Int: 0
|  | Under Voltage Release Type U-POWER ACB L&T | Standard Buying | 3270 | Nos | 1 | 1 | Under Voltage Release Type U-POWER ACB L&T | Electrical Components | Text: Under Voltage Release Type U-POWER ACB L&T; Check: 1; Check: 0; Link: INR; Int: 0
|  | Shunt Release Type C-POWER ACB L&T | Standard Buying | 2220 | Nos | 1 | 1 | Shunt Release Type C-POWER ACB L&T | Electrical Components | Text: Shunt Release Type C-POWER ACB L&T; Check: 1; Check: 0; Link: INR; Int: 0
|  | Under Voltage Release Type C-POWER ACB L&T | Standard Buying | 3270 | Nos | 1 | 1 | Under Voltage Release Type C-POWER ACB L&T | Electrical Components | Text: Under Voltage Release Type C-POWER ACB L&T; Check: 1; Check: 0; Link: INR; Int: 0
|  | 32A 2P Isolator L&T SK90418OOOO | Standard Buying | 856.8 | Nos | 1 | 1 | 32A 2P Isolator L&T SK90418OOOO | Electrical Components | Text: 32A 2P Isolator L&T SK90418OOOO; Check: 1; Check: 0; Link: INR; Int: 0
|  | 63A 2P Isolator L&T SK90419OOOO | Standard Buying | 1165.5 | Nos | 1 | 1 | 63A 2P Isolator L&T SK90419OOOO | Electrical Components | Text: 63A 2P Isolator L&T SK90419OOOO; Check: 1; Check: 0; Link: INR; Int: 0
|  | 100A 2P Isolator L&T SK90420OOOO | Standard Buying | 2378.25 | Nos | 1 | 1 | 100A 2P Isolator L&T SK90420OOOO | Electrical Components | Text: 100A 2P Isolator L&T SK90420OOOO; Check: 1; Check: 0; Link: INR; Int: 0
|  | 125A 2P Isolator L&T SK90421OOOO | Standard Buying | 3033.45 | Nos | 1 | 1 | 125A 2P Isolator L&T SK90421OOOO | Electrical Components | Text: 125A 2P Isolator L&T SK90421OOOO; Check: 1; Check: 0; Link: INR; Int: 0
|  | 200A 2P Isolator L&T SK90450OOOO | Standard Buying | 4069.8 | Nos | 1 | 1 | 200A 2P Isolator L&T SK90450OOOO | Electrical Components | Text: 200A 2P Isolator L&T SK90450OOOO; Check: 1; Check: 0; Link: INR; Int: 0
|  | 250A 2P Isolator L&T SK90454OOOO | Standard Buying | 4888.8 | Nos | 1 | 1 | 250A 2P Isolator L&T SK90454OOOO | Electrical Components | Text: 250A 2P Isolator L&T SK90454OOOO; Check: 1; Check: 0; Link: INR; Int: 0
|  | 315A 2P Isolator L&T SK90465OOOO | Standard Buying | 6211.8 | Nos | 1 | 1 | 315A 2P Isolator L&T SK90465OOOO | Electrical Components | Text: 315A 2P Isolator L&T SK90465OOOO; Check: 1; Check: 0; Link: INR; Int: 0
|  | 400A 2P Isolator L&T SK90466OOOO | Standard Buying | 7418.25 | Nos | 1 | 1 | 400A 2P Isolator L&T SK90466OOOO | Electrical Components | Text: 400A 2P Isolator L&T SK90466OOOO; Check: 1; Check: 0; Link: INR; Int: 0
|  | 630A 2P Isolator L&T SK90467OOOO | Standard Buying | 11963.7 | Nos | 1 | 1 | 630A 2P Isolator L&T SK90467OOOO | Electrical Components | Text: 630A 2P Isolator L&T SK90467OOOO; Check: 1; Check: 0; Link: INR; Int: 0
|  | 800A 2P Isolator L&T SK90468OOOO | Standard Buying | 12546.45 | Nos | 1 | 1 | 800A 2P Isolator L&T SK90468OOOO | Electrical Components | Text: 800A 2P Isolator L&T SK90468OOOO; Check: 1; Check: 0; Link: INR; Int: 0
|  | 1000A 2P Isolator L&T SK90469OOOO | Standard Buying | 16118.55 | Nos | 1 | 1 | 1000A 2P Isolator L&T SK90469OOOO | Electrical Components | Text: 1000A 2P Isolator L&T SK90469OOOO; Check: 1; Check: 0; Link: INR; Int: 0
|  | VFD 300HP ABB | Standard Buying | 460000 | Nos | 1 | 1 | VFD 300HP ABB | Electrical Components | Text: VFD 300HP ABB; Check: 1; Check: 0; Link: INR; Int: 0
|  | VFD 100HP (Normal Duty) ABB | Standard Buying | 160000 | Nos | 1 | 1 | VFD 100HP (Normal Duty) ABB | Electrical Components | Text: VFD 100HP (Normal Duty) ABB; Check: 1; Check: 0; Link: INR; Int: 0
|  | VFD 75HP ABB | Standard Buying | 136000 | Nos | 1 | 1 | VFD 75HP ABB | Electrical Components | Text: VFD 75HP ABB; Check: 1; Check: 0; Link: INR; Int: 0
|  | Power Quality Analyser Rishabh | Standard Buying | 58282 | Nos | 1 | 1 | Power Quality Analyser Rishabh | Electrical Components | Text: Power Quality Analyser Rishabh; Check: 1; Check: 0; Link: INR; Int: 0
|  | Power Quality Monitor with RS485 Rishabh | Standard Buying | 13500 | Nos | 1 | 1 | Power Quality Monitor with RS485 Rishabh | Electrical Components | Text: Power Quality Monitor with RS485 Rishabh; Check: 1; Check: 0; Link: INR; Int: 0
|  | 0-1000A Analog Ammeter 92mm AE | Standard Buying | 340 | Nos | 1 | 1 | 0-1000A Analog Ammeter 92mm AE | Electrical Components | Text: 0-1000A Analog Ammeter 92mm AE; Check: 1; Check: 0; Link: INR; Int: 0
|  | Multifunction Meter-Load manager Class 1.0 EM6400 Schneider | Standard Buying | 9538.2 | Nos | 1 | 1 | Multifunction Meter-Load manager Class 1.0 EM6400 Schneider | Electrical Components | Text: Multifunction Meter-Load manager Class 1.0 EM6400 Schneider; Check: 1; Check: 0; Link: INR; Int: 0
|  | Multifunction Meter-Load manager Class 1.0 with RS485 port EM6400 Schneider | Standard Buying | 12501.3 | Nos | 1 | 1 | Multifunction Meter-Load manager Class 1.0 with RS485 port EM6400 Schneider | Electrical Components | Text: Multifunction Meter-Load manager Class 1.0 with RS485 port EM6400 Schneider; Check: 1; Check: 0; Link: INR; Int: 0
|  | Multifunction Meter-Load manager Class 1.0 with Demand RS485 port EM6400 Schneider | Standard Buying | 19158.3 | Nos | 1 | 1 | Multifunction Meter-Load manager Class 1.0 with Demand RS485 port EM6400 Schneider | Electrical Components | Text: Multifunction Meter-Load manager Class 1.0 with Demand RS485 port EM6400 Schneider; Check: 1; Check: 0; Link: INR; Int: 0
|  | 16A 4P 2 way center off switch L&T | Standard Buying | 427 | Nos | 1 | 1 | 16A 4P 2 way center off switch L&T | Electrical Components | Text: 16A 4P 2 way center off switch L&T; Check: 1; Check: 0; Link: INR; Int: 0
|  | Dual Source LED meter Cl1 L&T WL404010OOOO | Standard Buying | 2275 | Nos | 1 | 1 | Dual Source LED meter Cl1 L&T WL404010OOOO | Electrical Components | Text: Dual Source LED meter Cl1 L&T WL404010OOOO; Check: 1; Check: 0; Link: INR; Int: 0
|  | Dual Source LED meter Cl1 with RS485 L&T WL404011OOOO | Standard Buying | 2619.5 | Nos | 1 | 1 | Dual Source LED meter Cl1 with RS485 L&T WL404011OOOO | Electrical Components | Text: Dual Source LED meter Cl1 with RS485 L&T WL404011OOOO; Check: 1; Check: 0; Link: INR; Int: 0
|  | Dual Source LED meter Cl0.5 L&T WL404020OOOO | Standard Buying | 2704 | Nos | 1 | 1 | Dual Source LED meter Cl0.5 L&T WL404020OOOO | Electrical Components | Text: Dual Source LED meter Cl0.5 L&T WL404020OOOO; Check: 1; Check: 0; Link: INR; Int: 0
|  | Dual Source LED meter Cl0.5 with RS485 L&T WL404021OOOO | Standard Buying | 3042 | Nos | 1 | 1 | Dual Source LED meter Cl0.5 with RS485 L&T WL404021OOOO | Electrical Components | Text: Dual Source LED meter Cl0.5 with RS485 L&T WL404021OOOO; Check: 1; Check: 0; Link: INR; Int: 0
|  | 630A 50KA Three Pole EDO UW-MTX1G OMEGA U POWER L&T UW106NXD12800 | Standard Buying | 82056 | Nos | 1 | 1 | 630A 50KA Three Pole EDO UW-MTX1G OMEGA U POWER L&T UW106NXD12800 | Electrical Components | Text: 630A 50KA Three Pole EDO UW-MTX1G OMEGA U POWER L&T UW106NXD12800; Check: 1; Check: 0; Link: INR; Int: 0
|  | 800A 50KA Three Pole EDO UW-MTX1G OMEGA U POWER L&T UW108NXD12800 | Standard Buying | 82056 | Nos | 1 | 1 | 800A 50KA Three Pole EDO UW-MTX1G OMEGA U POWER L&T UW108NXD12800 | Electrical Components | Text: 800A 50KA Three Pole EDO UW-MTX1G OMEGA U POWER L&T UW108NXD12800; Check: 1; Check: 0; Link: INR; Int: 0
|  | 1000A 50KA Three Pole EDO UW-MTX1G OMEGA U POWER L&T UW110NXD12800 | Standard Buying | 84782.4 | Nos | 1 | 1 | 1000A 50KA Three Pole EDO UW-MTX1G OMEGA U POWER L&T UW110NXD12800 | Electrical Components | Text: 1000A 50KA Three Pole EDO UW-MTX1G OMEGA U POWER L&T UW110NXD12800; Check: 1; Check: 0; Link: INR; Int: 0
|  | 1250A 50KA Three Pole EDO UW-MTX1G OMEGA U POWER L&T UW112NXD12800 | Standard Buying | 92764.8 | Nos | 1 | 1 | 1250A 50KA Three Pole EDO UW-MTX1G OMEGA U POWER L&T UW112NXD12800 | Electrical Components | Text: 1250A 50KA Three Pole EDO UW-MTX1G OMEGA U POWER L&T UW112NXD12800; Check: 1; Check: 0; Link: INR; Int: 0
|  | 2000A 50KA Three Pole EDO UW-MTX1G OMEGA U POWER L&T UW116NXD12800 | Standard Buying | 103828.8 | Nos | 1 | 1 | 2000A 50KA Three Pole EDO UW-MTX1G OMEGA U POWER L&T UW116NXD12800 | Electrical Components | Text: 2000A 50KA Three Pole EDO UW-MTX1G OMEGA U POWER L&T UW116NXD12800; Check: 1; Check: 0; Link: INR; Int: 0
|  | 20A 30kA, 230V,1PH+N TM based FIXED TYPE MCCB Mistubishi NF125CV3P02A | Standard Buying | 930 | Nos | 1 | 1 | 20A 30kA, 230V,1PH+N TM based FIXED TYPE MCCB Mistubishi NF125CV3P02A | Electrical Components | Text: 20A 30kA, 230V,1PH+N TM based FIXED TYPE MCCB Mistubishi NF125CV3P02A; Check: 1; Check: 0; Link: INR; Int: 0
|  | 20A 30kA, 230V,1PH+N TM based FIXED TYPE MCCB Mistubishi NF125CV3P03A | Standard Buying | 930 | Nos | 1 | 1 | 20A 30kA, 230V,1PH+N TM based FIXED TYPE MCCB Mistubishi NF125CV3P03A | Electrical Components | Text: 20A 30kA, 230V,1PH+N TM based FIXED TYPE MCCB Mistubishi NF125CV3P03A; Check: 1; Check: 0; Link: INR; Int: 0
|  | 20A 30kA, 230V,1PH+N TM based FIXED TYPE MCCB Mistubishi NF125CV3P04A | Standard Buying | 930 | Nos | 1 | 1 | 20A 30kA, 230V,1PH+N TM based FIXED TYPE MCCB Mistubishi NF125CV3P04A | Electrical Components | Text: 20A 30kA, 230V,1PH+N TM based FIXED TYPE MCCB Mistubishi NF125CV3P04A; Check: 1; Check: 0; Link: INR; Int: 0
|  | 20A 30kA, 230V,1PH+N TM based FIXED TYPE MCCB Mistubishi NF125CV3P05A | Standard Buying | 930 | Nos | 1 | 1 | 20A 30kA, 230V,1PH+N TM based FIXED TYPE MCCB Mistubishi NF125CV3P05A | Electrical Components | Text: 20A 30kA, 230V,1PH+N TM based FIXED TYPE MCCB Mistubishi NF125CV3P05A; Check: 1; Check: 0; Link: INR; Int: 0
|  | 20A 30kA, 230V,1PH+N TM based FIXED TYPE MCCB Mistubishi NF125CV3P06A | Standard Buying | 930 | Nos | 1 | 1 | 20A 30kA, 230V,1PH+N TM based FIXED TYPE MCCB Mistubishi NF125CV3P06A | Electrical Components | Text: 20A 30kA, 230V,1PH+N TM based FIXED TYPE MCCB Mistubishi NF125CV3P06A; Check: 1; Check: 0; Link: INR; Int: 0
|  | 20A 30kA, 230V,1PH+N TM based FIXED TYPE MCCB Mistubishi NF125CV3P10A | Standard Buying | 930 | Nos | 1 | 1 | 20A 30kA, 230V,1PH+N TM based FIXED TYPE MCCB Mistubishi NF125CV3P10A | Electrical Components | Text: 20A 30kA, 230V,1PH+N TM based FIXED TYPE MCCB Mistubishi NF125CV3P10A; Check: 1; Check: 0; Link: INR; Int: 0
|  | 20A 30kA, 230V,1PH+N TM based FIXED TYPE MCCB Mistubishi NF125CV3P16A | Standard Buying | 930 | Nos | 1 | 1 | 20A 30kA, 230V,1PH+N TM based FIXED TYPE MCCB Mistubishi NF125CV3P16A | Electrical Components | Text: 20A 30kA, 230V,1PH+N TM based FIXED TYPE MCCB Mistubishi NF125CV3P16A; Check: 1; Check: 0; Link: INR; Int: 0
|  | 20A 30kA, 230V,1PH+N TM based FIXED TYPE MCCB Mistubishi NF125CV3P20A | Standard Buying | 930 | Nos | 1 | 1 | 20A 30kA, 230V,1PH+N TM based FIXED TYPE MCCB Mistubishi NF125CV3P20A | Electrical Components | Text: 20A 30kA, 230V,1PH+N TM based FIXED TYPE MCCB Mistubishi NF125CV3P20A; Check: 1; Check: 0; Link: INR; Int: 0
|  | 25A 30kA, 230V,1PH+N TM based FIXED TYPE MCCB Mistubishi NF125CV3P25A | Standard Buying | 930 | Nos | 1 | 1 | 25A 30kA, 230V,1PH+N TM based FIXED TYPE MCCB Mistubishi NF125CV3P25A | Electrical Components | Text: 25A 30kA, 230V,1PH+N TM based FIXED TYPE MCCB Mistubishi NF125CV3P25A; Check: 1; Check: 0; Link: INR; Int: 0
|  | 32A 30kA, 230V,1PH+N TM based FIXED TYPE MCCB Mistubishi NF125CV3P32A | Standard Buying | 930 | Nos | 1 | 1 | 32A 30kA, 230V,1PH+N TM based FIXED TYPE MCCB Mistubishi NF125CV3P32A | Electrical Components | Text: 32A 30kA, 230V,1PH+N TM based FIXED TYPE MCCB Mistubishi NF125CV3P32A; Check: 1; Check: 0; Link: INR; Int: 0
|  | 40A 30kA, 230V,1PH+N TM based FIXED TYPE MCCB Mistubishi NF125CV3P40A | Standard Buying | 930 | Nos | 1 | 1 | 40A 30kA, 230V,1PH+N TM based FIXED TYPE MCCB Mistubishi NF125CV3P40A | Electrical Components | Text: 40A 30kA, 230V,1PH+N TM based FIXED TYPE MCCB Mistubishi NF125CV3P40A; Check: 1; Check: 0; Link: INR; Int: 0
|  | 50A 30kA, 230V,1PH+N TM based FIXED TYPE MCCB Mistubishi NF125CV3P50A | Standard Buying | 930 | Nos | 1 | 1 | 50A 30kA, 230V,1PH+N TM based FIXED TYPE MCCB Mistubishi NF125CV3P50A | Electrical Components | Text: 50A 30kA, 230V,1PH+N TM based FIXED TYPE MCCB Mistubishi NF125CV3P50A; Check: 1; Check: 0; Link: INR; Int: 0
|  | 63A 30kA, 230V,1PH+N TM based FIXED TYPE MCCB Mistubishi NF125CV3P63A | Standard Buying | 930 | Nos | 1 | 1 | 63A 30kA, 230V,1PH+N TM based FIXED TYPE MCCB Mistubishi NF125CV3P63A | Electrical Components | Text: 63A 30kA, 230V,1PH+N TM based FIXED TYPE MCCB Mistubishi NF125CV3P63A; Check: 1; Check: 0; Link: INR; Int: 0
|  | 80A 30kA, 230V,1PH+N TM based FIXED TYPE MCCB Mistubishi NF125CV3P80A | Standard Buying | 930 | Nos | 1 | 1 | 80A 30kA, 230V,1PH+N TM based FIXED TYPE MCCB Mistubishi NF125CV3P80A | Electrical Components | Text: 80A 30kA, 230V,1PH+N TM based FIXED TYPE MCCB Mistubishi NF125CV3P80A; Check: 1; Check: 0; Link: INR; Int: 0
|  | 100A 30kA, 230V,1PH+N TM based FIXED TYPE MCCB Mistubishi NF125CV3P100A | Standard Buying | 930 | Nos | 1 | 1 | 100A 30kA, 230V,1PH+N TM based FIXED TYPE MCCB Mistubishi NF125CV3P100A | Electrical Components | Text: 100A 30kA, 230V,1PH+N TM based FIXED TYPE MCCB Mistubishi NF125CV3P100A; Check: 1; Check: 0; Link: INR; Int: 0
|  | 125A 30kA, 230V,1PH+N TM based FIXED TYPE MCCB Mistubishi NF125CV3P125A | Standard Buying | 1705.62 | Nos | 1 | 1 | 125A 30kA, 230V,1PH+N TM based FIXED TYPE MCCB Mistubishi NF125CV3P125A | Electrical Components | Text: 125A 30kA, 230V,1PH+N TM based FIXED TYPE MCCB Mistubishi NF125CV3P125A; Check: 1; Check: 0; Link: INR; Int: 0
|  | 20A 10kA, 380V, 3P TM based FIXED TYPE MCCB Mistubishi NF125CV3P20A | Standard Buying | 930 | Nos | 1 | 1 | 20A 10kA, 380V, 3P TM based FIXED TYPE MCCB Mistubishi NF125CV3P20A | Electrical Components | Text: 20A 10kA, 380V, 3P TM based FIXED TYPE MCCB Mistubishi NF125CV3P20A; Check: 1; Check: 0; Link: INR; Int: 0
|  | 25A 10kA, 380V, 3P TM based FIXED TYPE MCCB Mistubishi NF125CV3P25A | Standard Buying | 930 | Nos | 1 | 1 | 25A 10kA, 380V, 3P TM based FIXED TYPE MCCB Mistubishi NF125CV3P25A | Electrical Components | Text: 25A 10kA, 380V, 3P TM based FIXED TYPE MCCB Mistubishi NF125CV3P25A; Check: 1; Check: 0; Link: INR; Int: 0
|  | 32A 10kA, 380V, 3P TM based FIXED TYPE MCCB Mistubishi NF125CV3P32A | Standard Buying | 930 | Nos | 1 | 1 | 32A 10kA, 380V, 3P TM based FIXED TYPE MCCB Mistubishi NF125CV3P32A | Electrical Components | Text: 32A 10kA, 380V, 3P TM based FIXED TYPE MCCB Mistubishi NF125CV3P32A; Check: 1; Check: 0; Link: INR; Int: 0
|  | 40A 10kA, 380V, 3P TM based FIXED TYPE MCCB Mistubishi NF125CV3P40A | Standard Buying | 930 | Nos | 1 | 1 | 40A 10kA, 380V, 3P TM based FIXED TYPE MCCB Mistubishi NF125CV3P40A | Electrical Components | Text: 40A 10kA, 380V, 3P TM based FIXED TYPE MCCB Mistubishi NF125CV3P40A; Check: 1; Check: 0; Link: INR; Int: 0
|  | 63A 10kA, 380V, 3P TM based FIXED TYPE MCCB Mistubishi NF125CV3P63A | Standard Buying | 930 | Nos | 1 | 1 | 63A 10kA, 380V, 3P TM based FIXED TYPE MCCB Mistubishi NF125CV3P63A | Electrical Components | Text: 63A 10kA, 380V, 3P TM based FIXED TYPE MCCB Mistubishi NF125CV3P63A; Check: 1; Check: 0; Link: INR; Int: 0
|  | 80A 10kA, 380V, 3P TM based FIXED TYPE MCCB Mistubishi NF125CV3P80A | Standard Buying | 930 | Nos | 1 | 1 | 80A 10kA, 380V, 3P TM based FIXED TYPE MCCB Mistubishi NF125CV3P80A | Electrical Components | Text: 80A 10kA, 380V, 3P TM based FIXED TYPE MCCB Mistubishi NF125CV3P80A; Check: 1; Check: 0; Link: INR; Int: 0
|  | 100A 10kA, 380V, 3P TM based FIXED TYPE MCCB Mistubishi NF125CV3P100A | Standard Buying | 930 | Nos | 1 | 1 | 100A 10kA, 380V, 3P TM based FIXED TYPE MCCB Mistubishi NF125CV3P100A | Electrical Components | Text: 100A 10kA, 380V, 3P TM based FIXED TYPE MCCB Mistubishi NF125CV3P100A; Check: 1; Check: 0; Link: INR; Int: 0
|  | 125A 10kA, 380V, 3P TM based FIXED TYPE MCCB Mistubishi NF125CV3P125A | Standard Buying | 1705.62 | Nos | 1 | 1 | 125A 10kA, 380V, 3P TM based FIXED TYPE MCCB Mistubishi NF125CV3P125A | Electrical Components | Text: 125A 10kA, 380V, 3P TM based FIXED TYPE MCCB Mistubishi NF125CV3P125A; Check: 1; Check: 0; Link: INR; Int: 0
|  | 150A 10kA, 380V, 3P TM based FIXED TYPE MCCB Mistubishi NF250CV3P150A | Standard Buying | 2218.98 | Nos | 1 | 1 | 150A 10kA, 380V, 3P TM based FIXED TYPE MCCB Mistubishi NF250CV3P150A | Electrical Components | Text: 150A 10kA, 380V, 3P TM based FIXED TYPE MCCB Mistubishi NF250CV3P150A; Check: 1; Check: 0; Link: INR; Int: 0
|  | 175A 10kA, 380V, 3P TM based FIXED TYPE MCCB Mistubishi NF250CV3P175A | Standard Buying | 2920.82 | Nos | 1 | 1 | 175A 10kA, 380V, 3P TM based FIXED TYPE MCCB Mistubishi NF250CV3P175A | Electrical Components | Text: 175A 10kA, 380V, 3P TM based FIXED TYPE MCCB Mistubishi NF250CV3P175A; Check: 1; Check: 0; Link: INR; Int: 0
|  | 200A 10kA, 380V, 3P TM based FIXED TYPE MCCB Mistubishi NF250CV3P200A | Standard Buying | 2920.82 | Nos | 1 | 1 | 200A 10kA, 380V, 3P TM based FIXED TYPE MCCB Mistubishi NF250CV3P200A | Electrical Components | Text: 200A 10kA, 380V, 3P TM based FIXED TYPE MCCB Mistubishi NF250CV3P200A; Check: 1; Check: 0; Link: INR; Int: 0
|  | 225A 10kA, 380V, 3P TM based FIXED TYPE MCCB Mistubishi NF250CV3P225A | Standard Buying | 5785.22 | Nos | 1 | 1 | 225A 10kA, 380V, 3P TM based FIXED TYPE MCCB Mistubishi NF250CV3P225A | Electrical Components | Text: 225A 10kA, 380V, 3P TM based FIXED TYPE MCCB Mistubishi NF250CV3P225A; Check: 1; Check: 0; Link: INR; Int: 0
|  | 250A 10kA, 380V, 3P TM based FIXED TYPE MCCB Mistubishi NF250CV3P250A | Standard Buying | 5785.22 | Nos | 1 | 1 | 250A 10kA, 380V, 3P TM based FIXED TYPE MCCB Mistubishi NF250CV3P250A | Electrical Components | Text: 250A 10kA, 380V, 3P TM based FIXED TYPE MCCB Mistubishi NF250CV3P250A; Check: 1; Check: 0; Link: INR; Int: 0
|  | 20A 25kA,380N ,3P TM based FIXED TYPE MCCB Mistubishi NF125SV3P20A | Standard Buying | 2465.74 | Nos | 1 | 1 | 20A 25kA,380N ,3P TM based FIXED TYPE MCCB Mistubishi NF125SV3P20A | Electrical Components | Text: 20A 25kA,380N ,3P TM based FIXED TYPE MCCB Mistubishi NF125SV3P20A; Check: 1; Check: 0; Link: INR; Int: 0
|  | 25A 25kA,380N ,3P TM based FIXED TYPE MCCB Mistubishi NF125SV3P25A | Standard Buying | 2465.74 | Nos | 1 | 1 | 25A 25kA,380N ,3P TM based FIXED TYPE MCCB Mistubishi NF125SV3P25A | Electrical Components | Text: 25A 25kA,380N ,3P TM based FIXED TYPE MCCB Mistubishi NF125SV3P25A; Check: 1; Check: 0; Link: INR; Int: 0
|  | 32A 25kA,380N ,3P TM based FIXED TYPE MCCB Mistubishi NF125SV3P32A | Standard Buying | 2465.74 | Nos | 1 | 1 | 32A 25kA,380N ,3P TM based FIXED TYPE MCCB Mistubishi NF125SV3P32A | Electrical Components | Text: 32A 25kA,380N ,3P TM based FIXED TYPE MCCB Mistubishi NF125SV3P32A; Check: 1; Check: 0; Link: INR; Int: 0
|  | 40A 25kA,380N ,3P TM based FIXED TYPE MCCB Mistubishi NF125SV3P40A | Standard Buying | 2465.74 | Nos | 1 | 1 | 40A 25kA,380N ,3P TM based FIXED TYPE MCCB Mistubishi NF125SV3P40A | Electrical Components | Text: 40A 25kA,380N ,3P TM based FIXED TYPE MCCB Mistubishi NF125SV3P40A; Check: 1; Check: 0; Link: INR; Int: 0
|  | 63A 25kA,380N ,3P TM based FIXED TYPE MCCB Mistubishi NF125SV3P63A | Standard Buying | 2465.74 | Nos | 1 | 1 | 63A 25kA,380N ,3P TM based FIXED TYPE MCCB Mistubishi NF125SV3P63A | Electrical Components | Text: 63A 25kA,380N ,3P TM based FIXED TYPE MCCB Mistubishi NF125SV3P63A; Check: 1; Check: 0; Link: INR; Int: 0
|  | 80A 25kA,380N ,3P TM based FIXED TYPE MCCB Mistubishi NF125SV3P80A | Standard Buying | 2465.74 | Nos | 1 | 1 | 80A 25kA,380N ,3P TM based FIXED TYPE MCCB Mistubishi NF125SV3P80A | Electrical Components | Text: 80A 25kA,380N ,3P TM based FIXED TYPE MCCB Mistubishi NF125SV3P80A; Check: 1; Check: 0; Link: INR; Int: 0
|  | 100A 25kA,380N ,3P TM based FIXED TYPE MCCB Mistubishi NF125SV3P100A | Standard Buying | 2465.74 | Nos | 1 | 1 | 100A 25kA,380N ,3P TM based FIXED TYPE MCCB Mistubishi NF125SV3P100A | Electrical Components | Text: 100A 25kA,380N ,3P TM based FIXED TYPE MCCB Mistubishi NF125SV3P100A; Check: 1; Check: 0; Link: INR; Int: 0
|  | 125A 25kA,380N ,3P TM based FIXED TYPE MCCB Mistubishi NF125SV3P125A | Standard Buying | 2655.46 | Nos | 1 | 1 | 125A 25kA,380N ,3P TM based FIXED TYPE MCCB Mistubishi NF125SV3P125A | Electrical Components | Text: 125A 25kA,380N ,3P TM based FIXED TYPE MCCB Mistubishi NF125SV3P125A; Check: 1; Check: 0; Link: INR; Int: 0
|  | 150A 36kA,380N ,3P TM based FIXED TYPE MCCB Mistubishi NF250SV3P150A | Standard Buying | 4929 | Nos | 1 | 1 | 150A 36kA,380N ,3P TM based FIXED TYPE MCCB Mistubishi NF250SV3P150A | Electrical Components | Text: 150A 36kA,380N ,3P TM based FIXED TYPE MCCB Mistubishi NF250SV3P150A; Check: 1; Check: 0; Link: INR; Int: 0
|  | 175A 36kA,380N ,3P TM based FIXED TYPE MCCB Mistubishi NF250SV3P175A | Standard Buying | 6120.64 | Nos | 1 | 1 | 175A 36kA,380N ,3P TM based FIXED TYPE MCCB Mistubishi NF250SV3P175A | Electrical Components | Text: 175A 36kA,380N ,3P TM based FIXED TYPE MCCB Mistubishi NF250SV3P175A; Check: 1; Check: 0; Link: INR; Int: 0
|  | 200A 36kA,380N ,3P TM based FIXED TYPE MCCB Mistubishi NF250SV3P200A | Standard Buying | 6120.64 | Nos | 1 | 1 | 200A 36kA,380N ,3P TM based FIXED TYPE MCCB Mistubishi NF250SV3P200A | Electrical Components | Text: 200A 36kA,380N ,3P TM based FIXED TYPE MCCB Mistubishi NF250SV3P200A; Check: 1; Check: 0; Link: INR; Int: 0
|  | 225A 36kA,380N ,3P TM based FIXED TYPE MCCB Mistubishi NF250SV3P225A | Standard Buying | 6822.48 | Nos | 1 | 1 | 225A 36kA,380N ,3P TM based FIXED TYPE MCCB Mistubishi NF250SV3P225A | Electrical Components | Text: 225A 36kA,380N ,3P TM based FIXED TYPE MCCB Mistubishi NF250SV3P225A; Check: 1; Check: 0; Link: INR; Int: 0
|  | 250A 36kA,380N ,3P TM based FIXED TYPE MCCB Mistubishi NF250SV3P250A | Standard Buying | 6822.48 | Nos | 1 | 1 | 250A 36kA,380N ,3P TM based FIXED TYPE MCCB Mistubishi NF250SV3P250A | Electrical Components | Text: 250A 36kA,380N ,3P TM based FIXED TYPE MCCB Mistubishi NF250SV3P250A; Check: 1; Check: 0; Link: INR; Int: 0
|  | 20A 10kA, 380V, 4P TM based FIXED TYPE MCCB Mistubishi NF63HV4P20A | Standard Buying | 1938.12 | Nos | 1 | 1 | 20A 10kA, 380V, 4P TM based FIXED TYPE MCCB Mistubishi NF63HV4P20A | Electrical Components | Text: 20A 10kA, 380V, 4P TM based FIXED TYPE MCCB Mistubishi NF63HV4P20A; Check: 1; Check: 0; Link: INR; Int: 0
|  | 25A 10kA, 380V, 4P TM based FIXED TYPE MCCB Mistubishi NF63HV4P25A | Standard Buying | 1938.12 | Nos | 1 | 1 | 25A 10kA, 380V, 4P TM based FIXED TYPE MCCB Mistubishi NF63HV4P25A | Electrical Components | Text: 25A 10kA, 380V, 4P TM based FIXED TYPE MCCB Mistubishi NF63HV4P25A; Check: 1; Check: 0; Link: INR; Int: 0
|  | 32A 10kA, 380V, 4P TM based FIXED TYPE MCCB Mistubishi NF63HV4P32A | Standard Buying | 1938.12 | Nos | 1 | 1 | 32A 10kA, 380V, 4P TM based FIXED TYPE MCCB Mistubishi NF63HV4P32A | Electrical Components | Text: 32A 10kA, 380V, 4P TM based FIXED TYPE MCCB Mistubishi NF63HV4P32A; Check: 1; Check: 0; Link: INR; Int: 0
|  | 40A 10kA, 380V, 4P TM based FIXED TYPE MCCB Mistubishi NF63HV4P40A | Standard Buying | 1938.12 | Nos | 1 | 1 | 40A 10kA, 380V, 4P TM based FIXED TYPE MCCB Mistubishi NF63HV4P40A | Electrical Components | Text: 40A 10kA, 380V, 4P TM based FIXED TYPE MCCB Mistubishi NF63HV4P40A; Check: 1; Check: 0; Link: INR; Int: 0
|  | 63A 10kA, 380V, 4P TM based FIXED TYPE MCCB Mistubishi NF63HV4P63A | Standard Buying | 1938.12 | Nos | 1 | 1 | 63A 10kA, 380V, 4P TM based FIXED TYPE MCCB Mistubishi NF63HV4P63A | Electrical Components | Text: 63A 10kA, 380V, 4P TM based FIXED TYPE MCCB Mistubishi NF63HV4P63A; Check: 1; Check: 0; Link: INR; Int: 0
|  | 20A 25kA,380N ,4P TM based FIXED TYPE MCCB Mistubishi NF125SV4P20A | Standard Buying | 3414.34 | Nos | 1 | 1 | 20A 25kA,380N ,4P TM based FIXED TYPE MCCB Mistubishi NF125SV4P20A | Electrical Components | Text: 20A 25kA,380N ,4P TM based FIXED TYPE MCCB Mistubishi NF125SV4P20A; Check: 1; Check: 0; Link: INR; Int: 0
|  | 25A 25kA,380N ,4P TM based FIXED TYPE MCCB Mistubishi NF125SV4P25A | Standard Buying | 3414.34 | Nos | 1 | 1 | 25A 25kA,380N ,4P TM based FIXED TYPE MCCB Mistubishi NF125SV4P25A | Electrical Components | Text: 25A 25kA,380N ,4P TM based FIXED TYPE MCCB Mistubishi NF125SV4P25A; Check: 1; Check: 0; Link: INR; Int: 0
|  | 32A 25kA,380N ,4P TM based FIXED TYPE MCCB Mistubishi NF125SV4P32A | Standard Buying | 3414.34 | Nos | 1 | 1 | 32A 25kA,380N ,4P TM based FIXED TYPE MCCB Mistubishi NF125SV4P32A | Electrical Components | Text: 32A 25kA,380N ,4P TM based FIXED TYPE MCCB Mistubishi NF125SV4P32A; Check: 1; Check: 0; Link: INR; Int: 0
|  | 40A 25kA,380N ,4P TM based FIXED TYPE MCCB Mistubishi NF125SV4P40A | Standard Buying | 3414.34 | Nos | 1 | 1 | 40A 25kA,380N ,4P TM based FIXED TYPE MCCB Mistubishi NF125SV4P40A | Electrical Components | Text: 40A 25kA,380N ,4P TM based FIXED TYPE MCCB Mistubishi NF125SV4P40A; Check: 1; Check: 0; Link: INR; Int: 0
|  | 63A 25kA,380N ,4P TM based FIXED TYPE MCCB Mistubishi NF125SV4P63A | Standard Buying | 3414.34 | Nos | 1 | 1 | 63A 25kA,380N ,4P TM based FIXED TYPE MCCB Mistubishi NF125SV4P63A | Electrical Components | Text: 63A 25kA,380N ,4P TM based FIXED TYPE MCCB Mistubishi NF125SV4P63A; Check: 1; Check: 0; Link: INR; Int: 0
|  | 80A 25kA,380N ,4P TM based FIXED TYPE MCCB Mistubishi NF125SV4P80A | Standard Buying | 3414.34 | Nos | 1 | 1 | 80A 25kA,380N ,4P TM based FIXED TYPE MCCB Mistubishi NF125SV4P80A | Electrical Components | Text: 80A 25kA,380N ,4P TM based FIXED TYPE MCCB Mistubishi NF125SV4P80A; Check: 1; Check: 0; Link: INR; Int: 0
|  | 100A 25kA,380N ,4P TM based FIXED TYPE MCCB Mistubishi NF125SV4P100A | Standard Buying | 3414.34 | Nos | 1 | 1 | 100A 25kA,380N ,4P TM based FIXED TYPE MCCB Mistubishi NF125SV4P100A | Electrical Components | Text: 100A 25kA,380N ,4P TM based FIXED TYPE MCCB Mistubishi NF125SV4P100A; Check: 1; Check: 0; Link: INR; Int: 0
|  | 125A 25kA,380N ,4P TM based FIXED TYPE MCCB Mistubishi NF125SV4P125A | Standard Buying | 3793.78 | Nos | 1 | 1 | 125A 25kA,380N ,4P TM based FIXED TYPE MCCB Mistubishi NF125SV4P125A | Electrical Components | Text: 125A 25kA,380N ,4P TM based FIXED TYPE MCCB Mistubishi NF125SV4P125A; Check: 1; Check: 0; Link: INR; Int: 0
|  | 150A 36kA, 380V, 4P TM based FIXED TYPE MCCB Mistubishi NF250SV4P150A | Standard Buying | 6341.98 | Nos | 1 | 1 | 150A 36kA, 380V, 4P TM based FIXED TYPE MCCB Mistubishi NF250SV4P150A | Electrical Components | Text: 150A 36kA, 380V, 4P TM based FIXED TYPE MCCB Mistubishi NF250SV4P150A; Check: 1; Check: 0; Link: INR; Int: 0
|  | 175A 36kA, 380V, 4P TM based FIXED TYPE MCCB Mistubishi NF250SV4P175A | Standard Buying | 8263.36 | Nos | 1 | 1 | 175A 36kA, 380V, 4P TM based FIXED TYPE MCCB Mistubishi NF250SV4P175A | Electrical Components | Text: 175A 36kA, 380V, 4P TM based FIXED TYPE MCCB Mistubishi NF250SV4P175A; Check: 1; Check: 0; Link: INR; Int: 0
|  | 200A 36kA, 380V, 4P TM based FIXED TYPE MCCB Mistubishi NF250SV4P200A | Standard Buying | 8263.36 | Nos | 1 | 1 | 200A 36kA, 380V, 4P TM based FIXED TYPE MCCB Mistubishi NF250SV4P200A | Electrical Components | Text: 200A 36kA, 380V, 4P TM based FIXED TYPE MCCB Mistubishi NF250SV4P200A; Check: 1; Check: 0; Link: INR; Int: 0
|  | 225A 36kA, 380V, 4P TM based FIXED TYPE MCCB Mistubishi NF250SV4P225A | Standard Buying | 9224.36 | Nos | 1 | 1 | 225A 36kA, 380V, 4P TM based FIXED TYPE MCCB Mistubishi NF250SV4P225A | Electrical Components | Text: 225A 36kA, 380V, 4P TM based FIXED TYPE MCCB Mistubishi NF250SV4P225A; Check: 1; Check: 0; Link: INR; Int: 0
|  | 250A 36kA, 380V, 4P TM based FIXED TYPE MCCB Mistubishi NF250SV4P250A | Standard Buying | 9224.36 | Nos | 1 | 1 | 250A 36kA, 380V, 4P TM based FIXED TYPE MCCB Mistubishi NF250SV4P250A | Electrical Components | Text: 250A 36kA, 380V, 4P TM based FIXED TYPE MCCB Mistubishi NF250SV4P250A; Check: 1; Check: 0; Link: INR; Int: 0
|  | Direct Rotory Handle NF63 Mistubishi F-05SV | Standard Buying | 1680.82 | Nos | 1 | 1 | Direct Rotory Handle NF63 Mistubishi F-05SV | Electrical Components | Text: Direct Rotory Handle NF63 Mistubishi F-05SV; Check: 1; Check: 0; Link: INR; Int: 0
|  | Extended Rotory Handle NF63 Mistubishi V-05SV | Standard Buying | 1471.26 | Nos | 1 | 1 | Extended Rotory Handle NF63 Mistubishi V-05SV | Electrical Components | Text: Extended Rotory Handle NF63 Mistubishi V-05SV; Check: 1; Check: 0; Link: INR; Int: 0
|  | Adj Rod for Ext Handle NF63 Mistubishi V-AD3S | Standard Buying | 279 | Nos | 1 | 1 | Adj Rod for Ext Handle NF63 Mistubishi V-AD3S | Electrical Components | Text: Adj Rod for Ext Handle NF63 Mistubishi V-AD3S; Check: 1; Check: 0; Link: INR; Int: 0
|  | Direct Rotory Handle NF125 Mistubishi F-1SV | Standard Buying | 1680.82 | Nos | 1 | 1 | Direct Rotory Handle NF125 Mistubishi F-1SV | Electrical Components | Text: Direct Rotory Handle NF125 Mistubishi F-1SV; Check: 1; Check: 0; Link: INR; Int: 0
|  | Extended Rotory Handle NF125 Mistubishi V-1SV | Standard Buying | 882.26 | Nos | 1 | 1 | Extended Rotory Handle NF125 Mistubishi V-1SV | Electrical Components | Text: Extended Rotory Handle NF125 Mistubishi V-1SV; Check: 1; Check: 0; Link: INR; Int: 0
|  | Adj Rod for Ext Handle NF125 Mistubishi V-AD3S | Standard Buying | 279 | Nos | 1 | 1 | Adj Rod for Ext Handle NF125 Mistubishi V-AD3S | Electrical Components | Text: Adj Rod for Ext Handle NF125 Mistubishi V-AD3S; Check: 1; Check: 0; Link: INR; Int: 0
|  | Direct Rotory Handle NF250 Mistubishi F-2SV | Standard Buying | 1953.62 | Nos | 1 | 1 | Direct Rotory Handle NF250 Mistubishi F-2SV | Electrical Components | Text: Direct Rotory Handle NF250 Mistubishi F-2SV; Check: 1; Check: 0; Link: INR; Int: 0
|  | Extended Rotory Handle NF250 Mistubishi V-2SV | Standard Buying | 948.6 | Nos | 1 | 1 | Extended Rotory Handle NF250 Mistubishi V-2SV | Electrical Components | Text: Extended Rotory Handle NF250 Mistubishi V-2SV; Check: 1; Check: 0; Link: INR; Int: 0
|  | Adj Rod for Ext Handle NF250 Mistubishi V-AD3S | Standard Buying | 279 | Nos | 1 | 1 | Adj Rod for Ext Handle NF250 Mistubishi V-AD3S | Electrical Components | Text: Adj Rod for Ext Handle NF250 Mistubishi V-AD3S; Check: 1; Check: 0; Link: INR; Int: 0
|  | Ax Switch Mistubishi AX-05SV | Standard Buying | 808.48 | Nos | 1 | 1 | Ax Switch Mistubishi AX-05SV | Electrical Components | Text: Ax Switch Mistubishi AX-05SV; Check: 1; Check: 0; Link: INR; Int: 0
|  | Alarm Swicth Mistubishi AL-05SV | Standard Buying | 882.88 | Nos | 1 | 1 | Alarm Swicth Mistubishi AL-05SV | Electrical Components | Text: Alarm Swicth Mistubishi AL-05SV; Check: 1; Check: 0; Link: INR; Int: 0
|  | UV Release Mistubishi UVTNA250-05SVR | Standard Buying | 3375.28 | Nos | 1 | 1 | UV Release Mistubishi UVTNA250-05SVR | Electrical Components | Text: UV Release Mistubishi UVTNA250-05SVR; Check: 1; Check: 0; Link: INR; Int: 0
|  | Shunt Coil Mistubishi SHTA240V-05SVR | Standard Buying | 1645.48 | Nos | 1 | 1 | Shunt Coil Mistubishi SHTA240V-05SVR | Electrical Components | Text: Shunt Coil Mistubishi SHTA240V-05SVR; Check: 1; Check: 0; Link: INR; Int: 0
|  | 20A 36kA,TM based Adjustable MCCB Mistubishi NF125SGV3P16-20A | Standard Buying | 3713.85 | Nos | 1 | 1 | 20A 36kA,TM based Adjustable MCCB Mistubishi NF125SGV3P16-20A | Electrical Components | Text: 20A 36kA,TM based Adjustable MCCB Mistubishi NF125SGV3P16-20A; Check: 1; Check: 0; Link: INR; Int: 0
|  | 25A 36kA,TM based Adjustable MCCB Mistubishi NF125SGV3P20-25A | Standard Buying | 3713.85 | Nos | 1 | 1 | 25A 36kA,TM based Adjustable MCCB Mistubishi NF125SGV3P20-25A | Electrical Components | Text: 25A 36kA,TM based Adjustable MCCB Mistubishi NF125SGV3P20-25A; Check: 1; Check: 0; Link: INR; Int: 0
|  | 32A 36kA,TM based Adjustable MCCB Mistubishi NF125SGV3P25-32A | Standard Buying | 3713.85 | Nos | 1 | 1 | 32A 36kA,TM based Adjustable MCCB Mistubishi NF125SGV3P25-32A | Electrical Components | Text: 32A 36kA,TM based Adjustable MCCB Mistubishi NF125SGV3P25-32A; Check: 1; Check: 0; Link: INR; Int: 0
|  | 40A 36kA,TM based Adjustable MCCB Mistubishi NF125SGV3P32-40A | Standard Buying | 3713.85 | Nos | 1 | 1 | 40A 36kA,TM based Adjustable MCCB Mistubishi NF125SGV3P32-40A | Electrical Components | Text: 40A 36kA,TM based Adjustable MCCB Mistubishi NF125SGV3P32-40A; Check: 1; Check: 0; Link: INR; Int: 0
|  | 50A 36kA,TM based Adjustable MCCB Mistubishi NF125SGV3P35-50A | Standard Buying | 3713.85 | Nos | 1 | 1 | 50A 36kA,TM based Adjustable MCCB Mistubishi NF125SGV3P35-50A | Electrical Components | Text: 50A 36kA,TM based Adjustable MCCB Mistubishi NF125SGV3P35-50A; Check: 1; Check: 0; Link: INR; Int: 0
|  | 63A 36kA,TM based Adjustable MCCB Mistubishi NF125SGV3P45-63A | Standard Buying | 3713.85 | Nos | 1 | 1 | 63A 36kA,TM based Adjustable MCCB Mistubishi NF125SGV3P45-63A | Electrical Components | Text: 63A 36kA,TM based Adjustable MCCB Mistubishi NF125SGV3P45-63A; Check: 1; Check: 0; Link: INR; Int: 0
|  | 80A 36kA,TM based Adjustable MCCB Mistubishi NF125SGV3P56-80A | Standard Buying | 3713.85 | Nos | 1 | 1 | 80A 36kA,TM based Adjustable MCCB Mistubishi NF125SGV3P56-80A | Electrical Components | Text: 80A 36kA,TM based Adjustable MCCB Mistubishi NF125SGV3P56-80A; Check: 1; Check: 0; Link: INR; Int: 0
|  | 100A 36kA,TM based Adjustable MCCB Mistubishi NF125SGV3P70-100A | Standard Buying | 3713.85 | Nos | 1 | 1 | 100A 36kA,TM based Adjustable MCCB Mistubishi NF125SGV3P70-100A | Electrical Components | Text: 100A 36kA,TM based Adjustable MCCB Mistubishi NF125SGV3P70-100A; Check: 1; Check: 0; Link: INR; Int: 0
|  | 125A 36kA,TM based Adjustable MCCB Mistubishi NF125SGV3P90-125A | Standard Buying | 3713.85 | Nos | 1 | 1 | 125A 36kA,TM based Adjustable MCCB Mistubishi NF125SGV3P90-125A | Electrical Components | Text: 125A 36kA,TM based Adjustable MCCB Mistubishi NF125SGV3P90-125A; Check: 1; Check: 0; Link: INR; Int: 0
|  | 160A 36kA,TM based Adjustable MCCB Mistubishi NF125SGV3P125-160A | Standard Buying | 4967.1 | Nos | 1 | 1 | 160A 36kA,TM based Adjustable MCCB Mistubishi NF125SGV3P125-160A | Electrical Components | Text: 160A 36kA,TM based Adjustable MCCB Mistubishi NF125SGV3P125-160A; Check: 1; Check: 0; Link: INR; Int: 0
|  | 200A 36kA,TM based Adjustable MCCB Mistubishi NF125SGV3P140-200A | Standard Buying | 9651.15 | Nos | 1 | 1 | 200A 36kA,TM based Adjustable MCCB Mistubishi NF125SGV3P140-200A | Electrical Components | Text: 200A 36kA,TM based Adjustable MCCB Mistubishi NF125SGV3P140-200A; Check: 1; Check: 0; Link: INR; Int: 0
|  | 250A 36kA,TM based Adjustable MCCB Mistubishi NF125SGV3P175-250A | Standard Buying | 9651.15 | Nos | 1 | 1 | 250A 36kA,TM based Adjustable MCCB Mistubishi NF125SGV3P175-250A | Electrical Components | Text: 250A 36kA,TM based Adjustable MCCB Mistubishi NF125SGV3P175-250A; Check: 1; Check: 0; Link: INR; Int: 0
|  | 20A 36kA,TM based Adjustable MCCB Mistubishi NF125SGV4P16-20A | Standard Buying | 5134.5 | Nos | 1 | 1 | 20A 36kA,TM based Adjustable MCCB Mistubishi NF125SGV4P16-20A | Electrical Components | Text: 20A 36kA,TM based Adjustable MCCB Mistubishi NF125SGV4P16-20A; Check: 1; Check: 0; Link: INR; Int: 0
|  | 25A 36kA,TM based Adjustable MCCB Mistubishi NF125SGV4P20-25A | Standard Buying | 5134.5 | Nos | 1 | 1 | 25A 36kA,TM based Adjustable MCCB Mistubishi NF125SGV4P20-25A | Electrical Components | Text: 25A 36kA,TM based Adjustable MCCB Mistubishi NF125SGV4P20-25A; Check: 1; Check: 0; Link: INR; Int: 0
|  | 32A 36kA,TM based Adjustable MCCB Mistubishi NF125SGV4P25-32A | Standard Buying | 5134.5 | Nos | 1 | 1 | 32A 36kA,TM based Adjustable MCCB Mistubishi NF125SGV4P25-32A | Electrical Components | Text: 32A 36kA,TM based Adjustable MCCB Mistubishi NF125SGV4P25-32A; Check: 1; Check: 0; Link: INR; Int: 0
|  | 40A 36kA,TM based Adjustable MCCB Mistubishi NF125SGV4P32-40A | Standard Buying | 5134.5 | Nos | 1 | 1 | 40A 36kA,TM based Adjustable MCCB Mistubishi NF125SGV4P32-40A | Electrical Components | Text: 40A 36kA,TM based Adjustable MCCB Mistubishi NF125SGV4P32-40A; Check: 1; Check: 0; Link: INR; Int: 0
|  | 50A 36kA,TM based Adjustable MCCB Mistubishi NF125SGV4P35-50A | Standard Buying | 5134.5 | Nos | 1 | 1 | 50A 36kA,TM based Adjustable MCCB Mistubishi NF125SGV4P35-50A | Electrical Components | Text: 50A 36kA,TM based Adjustable MCCB Mistubishi NF125SGV4P35-50A; Check: 1; Check: 0; Link: INR; Int: 0
|  | 63A 36kA,TM based Adjustable MCCB Mistubishi NF125SGV4P45-63A | Standard Buying | 5134.5 | Nos | 1 | 1 | 63A 36kA,TM based Adjustable MCCB Mistubishi NF125SGV4P45-63A | Electrical Components | Text: 63A 36kA,TM based Adjustable MCCB Mistubishi NF125SGV4P45-63A; Check: 1; Check: 0; Link: INR; Int: 0
|  | 80A 36kA,TM based Adjustable MCCB Mistubishi NF125SGV4P56-80A | Standard Buying | 5134.5 | Nos | 1 | 1 | 80A 36kA,TM based Adjustable MCCB Mistubishi NF125SGV4P56-80A | Electrical Components | Text: 80A 36kA,TM based Adjustable MCCB Mistubishi NF125SGV4P56-80A; Check: 1; Check: 0; Link: INR; Int: 0
|  | 100A 36kA,TM based Adjustable MCCB Mistubishi NF125SGV4P70-100A | Standard Buying | 5134.5 | Nos | 1 | 1 | 100A 36kA,TM based Adjustable MCCB Mistubishi NF125SGV4P70-100A | Electrical Components | Text: 100A 36kA,TM based Adjustable MCCB Mistubishi NF125SGV4P70-100A; Check: 1; Check: 0; Link: INR; Int: 0
|  | 125A 36kA,TM based Adjustable MCCB Mistubishi NF125SGV4P90-125A | Standard Buying | 5134.5 | Nos | 1 | 1 | 125A 36kA,TM based Adjustable MCCB Mistubishi NF125SGV4P90-125A | Electrical Components | Text: 125A 36kA,TM based Adjustable MCCB Mistubishi NF125SGV4P90-125A; Check: 1; Check: 0; Link: INR; Int: 0
|  | 160A 36kA,TM based Adjustable MCCB Mistubishi NF125SGV4P125-160A | Standard Buying | 6469.65 | Nos | 1 | 1 | 160A 36kA,TM based Adjustable MCCB Mistubishi NF125SGV4P125-160A | Electrical Components | Text: 160A 36kA,TM based Adjustable MCCB Mistubishi NF125SGV4P125-160A; Check: 1; Check: 0; Link: INR; Int: 0
|  | 200A 36kA,TM based Adjustable MCCB Mistubishi NF125SGV4P140-200A | Standard Buying | 12856.95 | Nos | 1 | 1 | 200A 36kA,TM based Adjustable MCCB Mistubishi NF125SGV4P140-200A | Electrical Components | Text: 200A 36kA,TM based Adjustable MCCB Mistubishi NF125SGV4P140-200A; Check: 1; Check: 0; Link: INR; Int: 0
|  | 250A 36kA,TM based Adjustable MCCB Mistubishi NF125SGV4P175-250A | Standard Buying | 12856.95 | Nos | 1 | 1 | 250A 36kA,TM based Adjustable MCCB Mistubishi NF125SGV4P175-250A | Electrical Components | Text: 250A 36kA,TM based Adjustable MCCB Mistubishi NF125SGV4P175-250A; Check: 1; Check: 0; Link: INR; Int: 0
|  | 20A 50kA,TM based Adjustable MCCB Mistubishi NF125LGV3P16-20A | Standard Buying | 5107.95 | Nos | 1 | 1 | 20A 50kA,TM based Adjustable MCCB Mistubishi NF125LGV3P16-20A | Electrical Components | Text: 20A 50kA,TM based Adjustable MCCB Mistubishi NF125LGV3P16-20A; Check: 1; Check: 0; Link: INR; Int: 0
|  | 25A 50kA,TM based Adjustable MCCB Mistubishi NF125LGV3P20-25A | Standard Buying | 5107.95 | Nos | 1 | 1 | 25A 50kA,TM based Adjustable MCCB Mistubishi NF125LGV3P20-25A | Electrical Components | Text: 25A 50kA,TM based Adjustable MCCB Mistubishi NF125LGV3P20-25A; Check: 1; Check: 0; Link: INR; Int: 0
|  | 32A 50kA,TM based Adjustable MCCB Mistubishi NF125LGV3P25-32A | Standard Buying | 5107.95 | Nos | 1 | 1 | 32A 50kA,TM based Adjustable MCCB Mistubishi NF125LGV3P25-32A | Electrical Components | Text: 32A 50kA,TM based Adjustable MCCB Mistubishi NF125LGV3P25-32A; Check: 1; Check: 0; Link: INR; Int: 0
|  | 40A 50kA,TM based Adjustable MCCB Mistubishi NF125LGV3P32-40A | Standard Buying | 5107.95 | Nos | 1 | 1 | 40A 50kA,TM based Adjustable MCCB Mistubishi NF125LGV3P32-40A | Electrical Components | Text: 40A 50kA,TM based Adjustable MCCB Mistubishi NF125LGV3P32-40A; Check: 1; Check: 0; Link: INR; Int: 0
|  | 50A 50kA,TM based Adjustable MCCB Mistubishi NF125LGV3P35-50A | Standard Buying | 5107.95 | Nos | 1 | 1 | 50A 50kA,TM based Adjustable MCCB Mistubishi NF125LGV3P35-50A | Electrical Components | Text: 50A 50kA,TM based Adjustable MCCB Mistubishi NF125LGV3P35-50A; Check: 1; Check: 0; Link: INR; Int: 0
|  | 63A 50kA,TM based Adjustable MCCB Mistubishi NF125LGV3P45-63A | Standard Buying | 5107.95 | Nos | 1 | 1 | 63A 50kA,TM based Adjustable MCCB Mistubishi NF125LGV3P45-63A | Electrical Components | Text: 63A 50kA,TM based Adjustable MCCB Mistubishi NF125LGV3P45-63A; Check: 1; Check: 0; Link: INR; Int: 0
|  | 80A 50kA,TM based Adjustable MCCB Mistubishi NF125LGV3P56-80A | Standard Buying | 5107.95 | Nos | 1 | 1 | 80A 50kA,TM based Adjustable MCCB Mistubishi NF125LGV3P56-80A | Electrical Components | Text: 80A 50kA,TM based Adjustable MCCB Mistubishi NF125LGV3P56-80A; Check: 1; Check: 0; Link: INR; Int: 0
|  | 100A 50kA,TM based Adjustable MCCB Mistubishi NF125LGV3P70-100A | Standard Buying | 5107.95 | Nos | 1 | 1 | 100A 50kA,TM based Adjustable MCCB Mistubishi NF125LGV3P70-100A | Electrical Components | Text: 100A 50kA,TM based Adjustable MCCB Mistubishi NF125LGV3P70-100A; Check: 1; Check: 0; Link: INR; Int: 0
|  | 125A 50kA,TM based Adjustable MCCB Mistubishi NF125LGV3P90-125A | Standard Buying | 5107.95 | Nos | 1 | 1 | 125A 50kA,TM based Adjustable MCCB Mistubishi NF125LGV3P90-125A | Electrical Components | Text: 125A 50kA,TM based Adjustable MCCB Mistubishi NF125LGV3P90-125A; Check: 1; Check: 0; Link: INR; Int: 0
|  | 160A 50kA,TM based Adjustable MCCB Mistubishi NF125LGV3P125-160A | Standard Buying | 6372 | Nos | 1 | 1 | 160A 50kA,TM based Adjustable MCCB Mistubishi NF125LGV3P125-160A | Electrical Components | Text: 160A 50kA,TM based Adjustable MCCB Mistubishi NF125LGV3P125-160A; Check: 1; Check: 0; Link: INR; Int: 0
|  | 200A 50kA,TM based Adjustable MCCB Mistubishi NF125LGV3P140-200A | Standard Buying | 11759.4 | Nos | 1 | 1 | 200A 50kA,TM based Adjustable MCCB Mistubishi NF125LGV3P140-200A | Electrical Components | Text: 200A 50kA,TM based Adjustable MCCB Mistubishi NF125LGV3P140-200A; Check: 1; Check: 0; Link: INR; Int: 0
|  | 250A 50kA,TM based Adjustable MCCB Mistubishi NF125LGV3P175-250A | Standard Buying | 11759.4 | Nos | 1 | 1 | 250A 50kA,TM based Adjustable MCCB Mistubishi NF125LGV3P175-250A | Electrical Components | Text: 250A 50kA,TM based Adjustable MCCB Mistubishi NF125LGV3P175-250A; Check: 1; Check: 0; Link: INR; Int: 0
|  | 20A 50kA,TM based Adjustable MCCB Mistubishi NF125LGV4P16-20A | Standard Buying | 6508.35 | Nos | 1 | 1 | 20A 50kA,TM based Adjustable MCCB Mistubishi NF125LGV4P16-20A | Electrical Components | Text: 20A 50kA,TM based Adjustable MCCB Mistubishi NF125LGV4P16-20A; Check: 1; Check: 0; Link: INR; Int: 0
|  | 25A 50kA,TM based Adjustable MCCB Mistubishi NF125LGV4P20-25A | Standard Buying | 6508.8 | Nos | 1 | 1 | 25A 50kA,TM based Adjustable MCCB Mistubishi NF125LGV4P20-25A | Electrical Components | Text: 25A 50kA,TM based Adjustable MCCB Mistubishi NF125LGV4P20-25A; Check: 1; Check: 0; Link: INR; Int: 0
|  | 32A 50kA,TM based Adjustable MCCB Mistubishi NF125LGV4P25-32A | Standard Buying | 6509.25 | Nos | 1 | 1 | 32A 50kA,TM based Adjustable MCCB Mistubishi NF125LGV4P25-32A | Electrical Components | Text: 32A 50kA,TM based Adjustable MCCB Mistubishi NF125LGV4P25-32A; Check: 1; Check: 0; Link: INR; Int: 0
|  | 40A 50kA,TM based Adjustable MCCB Mistubishi NF125LGV4P32-40A | Standard Buying | 6509.7 | Nos | 1 | 1 | 40A 50kA,TM based Adjustable MCCB Mistubishi NF125LGV4P32-40A | Electrical Components | Text: 40A 50kA,TM based Adjustable MCCB Mistubishi NF125LGV4P32-40A; Check: 1; Check: 0; Link: INR; Int: 0
|  | 50A 50kA,TM based Adjustable MCCB Mistubishi NF125LGV4P35-50A | Standard Buying | 6510.15 | Nos | 1 | 1 | 50A 50kA,TM based Adjustable MCCB Mistubishi NF125LGV4P35-50A | Electrical Components | Text: 50A 50kA,TM based Adjustable MCCB Mistubishi NF125LGV4P35-50A; Check: 1; Check: 0; Link: INR; Int: 0
|  | 63A 50kA,TM based Adjustable MCCB Mistubishi NF125LGV4P45-63A | Standard Buying | 6510.6 | Nos | 1 | 1 | 63A 50kA,TM based Adjustable MCCB Mistubishi NF125LGV4P45-63A | Electrical Components | Text: 63A 50kA,TM based Adjustable MCCB Mistubishi NF125LGV4P45-63A; Check: 1; Check: 0; Link: INR; Int: 0
|  | 80A 50kA,TM based Adjustable MCCB Mistubishi NF125LGV4P56-80A | Standard Buying | 6511.05 | Nos | 1 | 1 | 80A 50kA,TM based Adjustable MCCB Mistubishi NF125LGV4P56-80A | Electrical Components | Text: 80A 50kA,TM based Adjustable MCCB Mistubishi NF125LGV4P56-80A; Check: 1; Check: 0; Link: INR; Int: 0
|  | 100A 50kA,TM based Adjustable MCCB Mistubishi NF125LGV4P70-100A | Standard Buying | 6511.5 | Nos | 1 | 1 | 100A 50kA,TM based Adjustable MCCB Mistubishi NF125LGV4P70-100A | Electrical Components | Text: 100A 50kA,TM based Adjustable MCCB Mistubishi NF125LGV4P70-100A; Check: 1; Check: 0; Link: INR; Int: 0
|  | 125A 50kA,TM based Adjustable MCCB Mistubishi NF125LGV4P90-125A | Standard Buying | 6511.95 | Nos | 1 | 1 | 125A 50kA,TM based Adjustable MCCB Mistubishi NF125LGV4P90-125A | Electrical Components | Text: 125A 50kA,TM based Adjustable MCCB Mistubishi NF125LGV4P90-125A; Check: 1; Check: 0; Link: INR; Int: 0
|  | 160A 50kA,TM based Adjustable MCCB Mistubishi NF125LGV4P125-160A | Standard Buying | 7406.1 | Nos | 1 | 1 | 160A 50kA,TM based Adjustable MCCB Mistubishi NF125LGV4P125-160A | Electrical Components | Text: 160A 50kA,TM based Adjustable MCCB Mistubishi NF125LGV4P125-160A; Check: 1; Check: 0; Link: INR; Int: 0
|  | 200A 50kA,TM based Adjustable MCCB Mistubishi NF125LGV4P140-200A | Standard Buying | 15522.75 | Nos | 1 | 1 | 200A 50kA,TM based Adjustable MCCB Mistubishi NF125LGV4P140-200A | Electrical Components | Text: 200A 50kA,TM based Adjustable MCCB Mistubishi NF125LGV4P140-200A; Check: 1; Check: 0; Link: INR; Int: 0
|  | 250A 50kA,TM based Adjustable MCCB Mistubishi NF125LGV4P175-250A | Standard Buying | 15522.75 | Nos | 1 | 1 | 250A 50kA,TM based Adjustable MCCB Mistubishi NF125LGV4P175-250A | Electrical Components | Text: 250A 50kA,TM based Adjustable MCCB Mistubishi NF125LGV4P175-250A; Check: 1; Check: 0; Link: INR; Int: 0
|  | 20A 70kA,TM based Adjustable MCCB Mistubishi NF125HGV3P16-20A | Standard Buying | 6500.7 | Nos | 1 | 1 | 20A 70kA,TM based Adjustable MCCB Mistubishi NF125HGV3P16-20A | Electrical Components | Text: 20A 70kA,TM based Adjustable MCCB Mistubishi NF125HGV3P16-20A; Check: 1; Check: 0; Link: INR; Int: 0
|  | 25A 70kA,TM based Adjustable MCCB Mistubishi NF125HGV3P20-25A | Standard Buying | 6500.7 | Nos | 1 | 1 | 25A 70kA,TM based Adjustable MCCB Mistubishi NF125HGV3P20-25A | Electrical Components | Text: 25A 70kA,TM based Adjustable MCCB Mistubishi NF125HGV3P20-25A; Check: 1; Check: 0; Link: INR; Int: 0
|  | 32A 70kA,TM based Adjustable MCCB Mistubishi NF125HGV3P25-32A | Standard Buying | 6500.7 | Nos | 1 | 1 | 32A 70kA,TM based Adjustable MCCB Mistubishi NF125HGV3P25-32A | Electrical Components | Text: 32A 70kA,TM based Adjustable MCCB Mistubishi NF125HGV3P25-32A; Check: 1; Check: 0; Link: INR; Int: 0
|  | 40A 70kA,TM based Adjustable MCCB Mistubishi NF125HGV3P32-40A | Standard Buying | 6500.7 | Nos | 1 | 1 | 40A 70kA,TM based Adjustable MCCB Mistubishi NF125HGV3P32-40A | Electrical Components | Text: 40A 70kA,TM based Adjustable MCCB Mistubishi NF125HGV3P32-40A; Check: 1; Check: 0; Link: INR; Int: 0
|  | 50A 70kA,TM based Adjustable MCCB Mistubishi NF125HGV3P35-50A | Standard Buying | 6500.7 | Nos | 1 | 1 | 50A 70kA,TM based Adjustable MCCB Mistubishi NF125HGV3P35-50A | Electrical Components | Text: 50A 70kA,TM based Adjustable MCCB Mistubishi NF125HGV3P35-50A; Check: 1; Check: 0; Link: INR; Int: 0
|  | 63A 70kA,TM based Adjustable MCCB Mistubishi NF125HGV3P45-63A | Standard Buying | 6500.7 | Nos | 1 | 1 | 63A 70kA,TM based Adjustable MCCB Mistubishi NF125HGV3P45-63A | Electrical Components | Text: 63A 70kA,TM based Adjustable MCCB Mistubishi NF125HGV3P45-63A; Check: 1; Check: 0; Link: INR; Int: 0
|  | 80A 70kA,TM based Adjustable MCCB Mistubishi NF125HGV3P56-80A | Standard Buying | 6500.7 | Nos | 1 | 1 | 80A 70kA,TM based Adjustable MCCB Mistubishi NF125HGV3P56-80A | Electrical Components | Text: 80A 70kA,TM based Adjustable MCCB Mistubishi NF125HGV3P56-80A; Check: 1; Check: 0; Link: INR; Int: 0
|  | 100A 70kA,TM based Adjustable MCCB Mistubishi NF125HGV3P70-100A | Standard Buying | 6500.7 | Nos | 1 | 1 | 100A 70kA,TM based Adjustable MCCB Mistubishi NF125HGV3P70-100A | Electrical Components | Text: 100A 70kA,TM based Adjustable MCCB Mistubishi NF125HGV3P70-100A; Check: 1; Check: 0; Link: INR; Int: 0
|  | 125A 70kA,TM based Adjustable MCCB Mistubishi NF125HGV3P90-125A | Standard Buying | 6500.7 | Nos | 1 | 1 | 125A 70kA,TM based Adjustable MCCB Mistubishi NF125HGV3P90-125A | Electrical Components | Text: 125A 70kA,TM based Adjustable MCCB Mistubishi NF125HGV3P90-125A; Check: 1; Check: 0; Link: INR; Int: 0
|  | 160A 70kA,TM based Adjustable MCCB Mistubishi NF125HGV3P125-160A | Standard Buying | 11828.7 | Nos | 1 | 1 | 160A 70kA,TM based Adjustable MCCB Mistubishi NF125HGV3P125-160A | Electrical Components | Text: 160A 70kA,TM based Adjustable MCCB Mistubishi NF125HGV3P125-160A; Check: 1; Check: 0; Link: INR; Int: 0
|  | 200A 70kA,TM based Adjustable MCCB Mistubishi NF125HGV3P140-200A | Standard Buying | 14002.2 | Nos | 1 | 1 | 200A 70kA,TM based Adjustable MCCB Mistubishi NF125HGV3P140-200A | Electrical Components | Text: 200A 70kA,TM based Adjustable MCCB Mistubishi NF125HGV3P140-200A; Check: 1; Check: 0; Link: INR; Int: 0
|  | 250A 70kA,TM based Adjustable MCCB Mistubishi NF125HGV3P175-250A | Standard Buying | 14002.2 | Nos | 1 | 1 | 250A 70kA,TM based Adjustable MCCB Mistubishi NF125HGV3P175-250A | Electrical Components | Text: 250A 70kA,TM based Adjustable MCCB Mistubishi NF125HGV3P175-250A; Check: 1; Check: 0; Link: INR; Int: 0
|  | 20A 70kA,TM based Adjustable MCCB Mistubishi NF125HGV4P16-20A | Standard Buying | 7880.85 | Nos | 1 | 1 | 20A 70kA,TM based Adjustable MCCB Mistubishi NF125HGV4P16-20A | Electrical Components | Text: 20A 70kA,TM based Adjustable MCCB Mistubishi NF125HGV4P16-20A; Check: 1; Check: 0; Link: INR; Int: 0
|  | 25A 70kA,TM based Adjustable MCCB Mistubishi NF125HGV4P20-25A | Standard Buying | 7880.85 | Nos | 1 | 1 | 25A 70kA,TM based Adjustable MCCB Mistubishi NF125HGV4P20-25A | Electrical Components | Text: 25A 70kA,TM based Adjustable MCCB Mistubishi NF125HGV4P20-25A; Check: 1; Check: 0; Link: INR; Int: 0
|  | 32A 70kA,TM based Adjustable MCCB Mistubishi NF125HGV4P25-32A | Standard Buying | 7880.85 | Nos | 1 | 1 | 32A 70kA,TM based Adjustable MCCB Mistubishi NF125HGV4P25-32A | Electrical Components | Text: 32A 70kA,TM based Adjustable MCCB Mistubishi NF125HGV4P25-32A; Check: 1; Check: 0; Link: INR; Int: 0
|  | 40A 70kA,TM based Adjustable MCCB Mistubishi NF125HGV4P32-40A | Standard Buying | 7880.85 | Nos | 1 | 1 | 40A 70kA,TM based Adjustable MCCB Mistubishi NF125HGV4P32-40A | Electrical Components | Text: 40A 70kA,TM based Adjustable MCCB Mistubishi NF125HGV4P32-40A; Check: 1; Check: 0; Link: INR; Int: 0
|  | 50A 70kA,TM based Adjustable MCCB Mistubishi NF125HGV4P35-50A | Standard Buying | 7880.85 | Nos | 1 | 1 | 50A 70kA,TM based Adjustable MCCB Mistubishi NF125HGV4P35-50A | Electrical Components | Text: 50A 70kA,TM based Adjustable MCCB Mistubishi NF125HGV4P35-50A; Check: 1; Check: 0; Link: INR; Int: 0
|  | 63A 70kA,TM based Adjustable MCCB Mistubishi NF125HGV4P45-63A | Standard Buying | 7880.85 | Nos | 1 | 1 | 63A 70kA,TM based Adjustable MCCB Mistubishi NF125HGV4P45-63A | Electrical Components | Text: 63A 70kA,TM based Adjustable MCCB Mistubishi NF125HGV4P45-63A; Check: 1; Check: 0; Link: INR; Int: 0
|  | 80A 70kA,TM based Adjustable MCCB Mistubishi NF125HGV4P56-80A | Standard Buying | 7880.85 | Nos | 1 | 1 | 80A 70kA,TM based Adjustable MCCB Mistubishi NF125HGV4P56-80A | Electrical Components | Text: 80A 70kA,TM based Adjustable MCCB Mistubishi NF125HGV4P56-80A; Check: 1; Check: 0; Link: INR; Int: 0
|  | 100A 70kA,TM based Adjustable MCCB Mistubishi NF125HGV4P70-100A | Standard Buying | 7880.85 | Nos | 1 | 1 | 100A 70kA,TM based Adjustable MCCB Mistubishi NF125HGV4P70-100A | Electrical Components | Text: 100A 70kA,TM based Adjustable MCCB Mistubishi NF125HGV4P70-100A; Check: 1; Check: 0; Link: INR; Int: 0
|  | 125A 70kA,TM based Adjustable MCCB Mistubishi NF125HGV4P90-125A | Standard Buying | 7880.85 | Nos | 1 | 1 | 125A 70kA,TM based Adjustable MCCB Mistubishi NF125HGV4P90-125A | Electrical Components | Text: 125A 70kA,TM based Adjustable MCCB Mistubishi NF125HGV4P90-125A; Check: 1; Check: 0; Link: INR; Int: 0
|  | 160A 70kA,TM based Adjustable MCCB Mistubishi NF125HGV4P125-160A | Standard Buying | 12822.75 | Nos | 1 | 1 | 160A 70kA,TM based Adjustable MCCB Mistubishi NF125HGV4P125-160A | Electrical Components | Text: 160A 70kA,TM based Adjustable MCCB Mistubishi NF125HGV4P125-160A; Check: 1; Check: 0; Link: INR; Int: 0
|  | 200A 70kA,TM based Adjustable MCCB Mistubishi NF125HGV4P140-200A | Standard Buying | 18189 | Nos | 1 | 1 | 200A 70kA,TM based Adjustable MCCB Mistubishi NF125HGV4P140-200A | Electrical Components | Text: 200A 70kA,TM based Adjustable MCCB Mistubishi NF125HGV4P140-200A; Check: 1; Check: 0; Link: INR; Int: 0
|  | 250A 70kA,TM based Adjustable MCCB Mistubishi NF125HGV4P175-250A | Standard Buying | 18189 | Nos | 1 | 1 | 250A 70kA,TM based Adjustable MCCB Mistubishi NF125HGV4P175-250A | Electrical Components | Text: 250A 70kA,TM based Adjustable MCCB Mistubishi NF125HGV4P175-250A; Check: 1; Check: 0; Link: INR; Int: 0
|  | 63A 36kA,Electronic Release based MCCB Mistubishi NF125SEV3P32-63A | Standard Buying | 6070.5 | Nos | 1 | 1 | 63A 36kA,Electronic Release based MCCB Mistubishi NF125SEV3P32-63A | Electrical Components | Text: 63A 36kA,Electronic Release based MCCB Mistubishi NF125SEV3P32-63A; Check: 1; Check: 0; Link: INR; Int: 0
|  | 125A 36kA,Electronic Release based MCCB Mistubishi NF125SEV3P63-125A | Standard Buying | 6070.5 | Nos | 1 | 1 | 125A 36kA,Electronic Release based MCCB Mistubishi NF125SEV3P63-125A | Electrical Components | Text: 125A 36kA,Electronic Release based MCCB Mistubishi NF125SEV3P63-125A; Check: 1; Check: 0; Link: INR; Int: 0
|  | 160A 36kA,Electronic Release based MCCB Mistubishi NF125SEV3P125-160A | Standard Buying | 8543.7 | Nos | 1 | 1 | 160A 36kA,Electronic Release based MCCB Mistubishi NF125SEV3P125-160A | Electrical Components | Text: 160A 36kA,Electronic Release based MCCB Mistubishi NF125SEV3P125-160A; Check: 1; Check: 0; Link: INR; Int: 0
|  | 400A 50kA,Electronic Release based MCCB Mistubishi NF400SEW3P400A | Standard Buying | 14679.45 | Nos | 1 | 1 | 400A 50kA,Electronic Release based MCCB Mistubishi NF400SEW3P400A | Electrical Components | Text: 400A 50kA,Electronic Release based MCCB Mistubishi NF400SEW3P400A; Check: 1; Check: 0; Link: INR; Int: 0
|  | 630A 50kA,Electronic Release based MCCB Mistubishi NF630SEW3P630A | Standard Buying | 15705.9 | Nos | 1 | 1 | 630A 50kA,Electronic Release based MCCB Mistubishi NF630SEW3P630A | Electrical Components | Text: 630A 50kA,Electronic Release based MCCB Mistubishi NF630SEW3P630A; Check: 1; Check: 0; Link: INR; Int: 0
|  | 800A 50kA,Electronic Release based MCCB Mistubishi NF800SEW3P800A | Standard Buying | 26312.85 | Nos | 1 | 1 | 800A 50kA,Electronic Release based MCCB Mistubishi NF800SEW3P800A | Electrical Components | Text: 800A 50kA,Electronic Release based MCCB Mistubishi NF800SEW3P800A; Check: 1; Check: 0; Link: INR; Int: 0
|  | 32A 70kA,Electronic Release based MCCB Mistubishi NF125HEV3P16-32A | Standard Buying | 8918.1 | Nos | 1 | 1 | 32A 70kA,Electronic Release based MCCB Mistubishi NF125HEV3P16-32A | Electrical Components | Text: 32A 70kA,Electronic Release based MCCB Mistubishi NF125HEV3P16-32A; Check: 1; Check: 0; Link: INR; Int: 0
|  | 63A 70kA,Electronic Release based MCCB Mistubishi NF125HEV3P32-63A | Standard Buying | 8918.1 | Nos | 1 | 1 | 63A 70kA,Electronic Release based MCCB Mistubishi NF125HEV3P32-63A | Electrical Components | Text: 63A 70kA,Electronic Release based MCCB Mistubishi NF125HEV3P32-63A; Check: 1; Check: 0; Link: INR; Int: 0
|  | 125A 70kA,Electronic Release based MCCB Mistubishi NF125HEV3P63-125A | Standard Buying | 8918.1 | Nos | 1 | 1 | 125A 70kA,Electronic Release based MCCB Mistubishi NF125HEV3P63-125A | Electrical Components | Text: 125A 70kA,Electronic Release based MCCB Mistubishi NF125HEV3P63-125A; Check: 1; Check: 0; Link: INR; Int: 0
|  | 160A 70kA,Electronic Release based MCCB Mistubishi NF250HEW3P125-160A | Standard Buying | 9550.35 | Nos | 1 | 1 | 160A 70kA,Electronic Release based MCCB Mistubishi NF250HEW3P125-160A | Electrical Components | Text: 160A 70kA,Electronic Release based MCCB Mistubishi NF250HEW3P125-160A; Check: 1; Check: 0; Link: INR; Int: 0
|  | 400A 70kA,Electronic Release based MCCB Mistubishi NF400HEW3P400A | Standard Buying | 17908.65 | Nos | 1 | 1 | 400A 70kA,Electronic Release based MCCB Mistubishi NF400HEW3P400A | Electrical Components | Text: 400A 70kA,Electronic Release based MCCB Mistubishi NF400HEW3P400A; Check: 1; Check: 0; Link: INR; Int: 0
|  | 630A 70kA,Electronic Release based MCCB Mistubishi NF630HEW3P630A | Standard Buying | 18607.5 | Nos | 1 | 1 | 630A 70kA,Electronic Release based MCCB Mistubishi NF630HEW3P630A | Electrical Components | Text: 630A 70kA,Electronic Release based MCCB Mistubishi NF630HEW3P630A; Check: 1; Check: 0; Link: INR; Int: 0
|  | 800A 70kA,Electronic Release based MCCB Mistubishi NF800HEW3P800A | Standard Buying | 31735.35 | Nos | 1 | 1 | 800A 70kA,Electronic Release based MCCB Mistubishi NF800HEW3P800A | Electrical Components | Text: 800A 70kA,Electronic Release based MCCB Mistubishi NF800HEW3P800A; Check: 1; Check: 0; Link: INR; Int: 0
|  | 63A 36kA,Electronic Release based MCCB Mistubishi NF125SEV4P32-63A | Standard Buying | 8207.55 | Nos | 1 | 1 | 63A 36kA,Electronic Release based MCCB Mistubishi NF125SEV4P32-63A | Electrical Components | Text: 63A 36kA,Electronic Release based MCCB Mistubishi NF125SEV4P32-63A; Check: 1; Check: 0; Link: INR; Int: 0
|  | 125A 36kA,Electronic Release based MCCB Mistubishi NF125SEV4P63-125A | Standard Buying | 8207.55 | Nos | 1 | 1 | 125A 36kA,Electronic Release based MCCB Mistubishi NF125SEV4P63-125A | Electrical Components | Text: 125A 36kA,Electronic Release based MCCB Mistubishi NF125SEV4P63-125A; Check: 1; Check: 0; Link: INR; Int: 0
|  | 160A 36kA,Electronic Release based MCCB Mistubishi NF125SEV4P125-160A | Standard Buying | 10350 | Nos | 1 | 1 | 160A 36kA,Electronic Release based MCCB Mistubishi NF125SEV4P125-160A | Electrical Components | Text: 160A 36kA,Electronic Release based MCCB Mistubishi NF125SEV4P125-160A; Check: 1; Check: 0; Link: INR; Int: 0
|  | 400A 50kA,Electronic Release based MCCB Mistubishi NF400SEW4P400A | Standard Buying | 19049.85 | Nos | 1 | 1 | 400A 50kA,Electronic Release based MCCB Mistubishi NF400SEW4P400A | Electrical Components | Text: 400A 50kA,Electronic Release based MCCB Mistubishi NF400SEW4P400A; Check: 1; Check: 0; Link: INR; Int: 0
|  | 630A 50kA,Electronic Release based MCCB Mistubishi NF630SEW4P630A | Standard Buying | 23107.05 | Nos | 1 | 1 | 630A 50kA,Electronic Release based MCCB Mistubishi NF630SEW4P630A | Electrical Components | Text: 630A 50kA,Electronic Release based MCCB Mistubishi NF630SEW4P630A; Check: 1; Check: 0; Link: INR; Int: 0
|  | 800A 50kA,Electronic Release based MCCB Mistubishi NF800SEW4P800A | Standard Buying | 33675.75 | Nos | 1 | 1 | 800A 50kA,Electronic Release based MCCB Mistubishi NF800SEW4P800A | Electrical Components | Text: 800A 50kA,Electronic Release based MCCB Mistubishi NF800SEW4P800A; Check: 1; Check: 0; Link: INR; Int: 0
|  | 32A 70kA,Electronic Release based MCCB Mistubishi NF125HEV4P16-32A | Standard Buying | 11115.45 | Nos | 1 | 1 | 32A 70kA,Electronic Release based MCCB Mistubishi NF125HEV4P16-32A | Electrical Components | Text: 32A 70kA,Electronic Release based MCCB Mistubishi NF125HEV4P16-32A; Check: 1; Check: 0; Link: INR; Int: 0
|  | 63A 70kA,Electronic Release based MCCB Mistubishi NF125HEV4P32-63A | Standard Buying | 11115.45 | Nos | 1 | 1 | 63A 70kA,Electronic Release based MCCB Mistubishi NF125HEV4P32-63A | Electrical Components | Text: 63A 70kA,Electronic Release based MCCB Mistubishi NF125HEV4P32-63A; Check: 1; Check: 0; Link: INR; Int: 0
|  | 125A 70kA,Electronic Release based MCCB Mistubishi NF125HEV4P63-125A | Standard Buying | 11115.45 | Nos | 1 | 1 | 125A 70kA,Electronic Release based MCCB Mistubishi NF125HEV4P63-125A | Electrical Components | Text: 125A 70kA,Electronic Release based MCCB Mistubishi NF125HEV4P63-125A; Check: 1; Check: 0; Link: INR; Int: 0
|  | 160A 70kA,Electronic Release based MCCB Mistubishi NF250HEW4P125-160A | Standard Buying | 10686.6 | Nos | 1 | 1 | 160A 70kA,Electronic Release based MCCB Mistubishi NF250HEW4P125-160A | Electrical Components | Text: 160A 70kA,Electronic Release based MCCB Mistubishi NF250HEW4P125-160A; Check: 1; Check: 0; Link: INR; Int: 0
|  | 400A 70kA,Electronic Release based MCCB Mistubishi NF400HEW4P400A | Standard Buying | 24070.5 | Nos | 1 | 1 | 400A 70kA,Electronic Release based MCCB Mistubishi NF400HEW4P400A | Electrical Components | Text: 400A 70kA,Electronic Release based MCCB Mistubishi NF400HEW4P400A; Check: 1; Check: 0; Link: INR; Int: 0
|  | 630A 70kA,Electronic Release based MCCB Mistubishi NF630HEW4P630A | Standard Buying | 29051.55 | Nos | 1 | 1 | 630A 70kA,Electronic Release based MCCB Mistubishi NF630HEW4P630A | Electrical Components | Text: 630A 70kA,Electronic Release based MCCB Mistubishi NF630HEW4P630A; Check: 1; Check: 0; Link: INR; Int: 0
|  | 800A 70kA,Electronic Release based MCCB Mistubishi NF800HEW4P800A | Standard Buying | 39914.1 | Nos | 1 | 1 | 800A 70kA,Electronic Release based MCCB Mistubishi NF800HEW4P800A | Electrical Components | Text: 800A 70kA,Electronic Release based MCCB Mistubishi NF800HEW4P800A; Check: 1; Check: 0; Link: INR; Int: 0
|  | NF125-250 SGV/LGV/HGV Ax Switch Mistubishi AX-05SV | Standard Buying | 586.8 | Nos | 1 | 1 | NF125-250 SGV/LGV/HGV Ax Switch Mistubishi AX-05SV | Electrical Components | Text: NF125-250 SGV/LGV/HGV Ax Switch Mistubishi AX-05SV; Check: 1; Check: 0; Link: INR; Int: 0
|  | NF125-250 SGV/LGV/HGV Alarm Swicth Mistubishi AL-05SV | Standard Buying | 640.8 | Nos | 1 | 1 | NF125-250 SGV/LGV/HGV Alarm Swicth Mistubishi AL-05SV | Electrical Components | Text: NF125-250 SGV/LGV/HGV Alarm Swicth Mistubishi AL-05SV; Check: 1; Check: 0; Link: INR; Int: 0
|  | NF125-250 SGV/LGV/HGV Aux/Alarm Swicth Mistubishi ALAX-05SV | Standard Buying | 1228.05 | Nos | 1 | 1 | NF125-250 SGV/LGV/HGV Aux/Alarm Swicth Mistubishi ALAX-05SV | Electrical Components | Text: NF125-250 SGV/LGV/HGV Aux/Alarm Swicth Mistubishi ALAX-05SV; Check: 1; Check: 0; Link: INR; Int: 0
|  | NF125-250 SGV/LGV/HGV UV Release Mistubishi UVTSA250-05SVR | Standard Buying | 2449.8 | Nos | 1 | 1 | NF125-250 SGV/LGV/HGV UV Release Mistubishi UVTSA250-05SVR | Electrical Components | Text: NF125-250 SGV/LGV/HGV UV Release Mistubishi UVTSA250-05SVR; Check: 1; Check: 0; Link: INR; Int: 0
|  | NF125-250 SGV/LGV/HGV Shunt Coil Mistubishi SHTA240V-05SVR | Standard Buying | 1194.3 | Nos | 1 | 1 | NF125-250 SGV/LGV/HGV Shunt Coil Mistubishi SHTA240V-05SVR | Electrical Components | Text: NF125-250 SGV/LGV/HGV Shunt Coil Mistubishi SHTA240V-05SVR; Check: 1; Check: 0; Link: INR; Int: 0
|  | NF125-250 SGV/LGV/HGV Direct Rotory Handle NF125-250 SGV/LGV/HGV Mistubishi F-2SV | Standard Buying | 1417.95 | Nos | 1 | 1 | NF125-250 SGV/LGV/HGV Direct Rotory Handle NF125-250 SGV/LGV/HGV Mistubishi F-2SV | Electrical Components | Text: NF125-250 SGV/LGV/HGV Direct Rotory Handle NF125-250 SGV/LGV/HGV Mistubishi F-2SV; Check: 1; Check: 0; Link: INR; Int: 0
|  | NF125-250 SGV/LGV/HGV Extended Rotory Handle NF125-250 SGV/LGV/HGV Mistubishi V-2SV | Standard Buying | 688.5 | Nos | 1 | 1 | NF125-250 SGV/LGV/HGV Extended Rotory Handle NF125-250 SGV/LGV/HGV Mistubishi V-2SV | Electrical Components | Text: NF125-250 SGV/LGV/HGV Extended Rotory Handle NF125-250 SGV/LGV/HGV Mistubishi V-2SV; Check: 1; Check: 0; Link: INR; Int: 0
|  | NF125-250 SGV/LGV/HGV Adj Rod for Ext Handle NF125-250 SGV/LGV/HGV Mistubishi V-AD3S | Standard Buying | 202.5 | Nos | 1 | 1 | NF125-250 SGV/LGV/HGV Adj Rod for Ext Handle NF125-250 SGV/LGV/HGV Mistubishi V-AD3S | Electrical Components | Text: NF125-250 SGV/LGV/HGV Adj Rod for Ext Handle NF125-250 SGV/LGV/HGV Mistubishi V-AD3S; Check: 1; Check: 0; Link: INR; Int: 0
|  | NF125-250 SGV/LGV/HGV MOTOR MECHANISM FOR 100-240V AC & 100-250V DC Mistubishi MDSAD240-NF2SVE | Standard Buying | 17307.45 | Nos | 1 | 1 | NF125-250 SGV/LGV/HGV MOTOR MECHANISM FOR 100-240V AC & 100-250V DC Mistubishi MDSAD240-NF2SVE | Electrical Components | Text: NF125-250 SGV/LGV/HGV MOTOR MECHANISM FOR 100-240V AC & 100-250V DC Mistubishi MDSAD240-NF2SVE; Check: 1; Check: 0; Link: INR; Int: 0
|  | NF125-250 SGV/LGV/HGV MOTOR MECHANISM FOR 24V DC Mistubishi MDSD024-NF2SVE | Standard Buying | 17307.45 | Nos | 1 | 1 | NF125-250 SGV/LGV/HGV MOTOR MECHANISM FOR 24V DC Mistubishi MDSD024-NF2SVE | Electrical Components | Text: NF125-250 SGV/LGV/HGV MOTOR MECHANISM FOR 24V DC Mistubishi MDSD024-NF2SVE; Check: 1; Check: 0; Link: INR; Int: 0
|  | NF125-250 SGV/LGV/HGV SPREADER 100/125/160/250(SET OF 3) 3P Mistubishi SPR250A3P | Standard Buying | 292.5 | Nos | 1 | 1 | NF125-250 SGV/LGV/HGV SPREADER 100/125/160/250(SET OF 3) 3P Mistubishi SPR250A3P | Electrical Components | Text: NF125-250 SGV/LGV/HGV SPREADER 100/125/160/250(SET OF 3) 3P Mistubishi SPR250A3P; Check: 1; Check: 0; Link: INR; Int: 0
|  | NF125-250 SGV/LGV/HGV SPREADER 100/125/160/250(SET OF 4) 4P Mistubishi SPR250A4P | Standard Buying | 382.5 | Nos | 1 | 1 | NF125-250 SGV/LGV/HGV SPREADER 100/125/160/250(SET OF 4) 4P Mistubishi SPR250A4P | Electrical Components | Text: NF125-250 SGV/LGV/HGV SPREADER 100/125/160/250(SET OF 4) 4P Mistubishi SPR250A4P; Check: 1; Check: 0; Link: INR; Int: 0
|  | NF400-800 SGV/LGV/HGV Ax Switch Mistubishi AX-4SW | Standard Buying | 723.6 | Nos | 1 | 1 | NF400-800 SGV/LGV/HGV Ax Switch Mistubishi AX-4SW | Electrical Components | Text: NF400-800 SGV/LGV/HGV Ax Switch Mistubishi AX-4SW; Check: 1; Check: 0; Link: INR; Int: 0
|  | NF400-800 SGV/LGV/HGV Alarm Swicth Mistubishi AL-4SWL | Standard Buying | 880.65 | Nos | 1 | 1 | NF400-800 SGV/LGV/HGV Alarm Swicth Mistubishi AL-4SWL | Electrical Components | Text: NF400-800 SGV/LGV/HGV Alarm Swicth Mistubishi AL-4SWL; Check: 1; Check: 0; Link: INR; Int: 0
|  | NF400-800 SGV/LGV/HGV Aux/Alarm Swicth Mistubishi ALAX-4SW | Standard Buying | 1925.55 | Nos | 1 | 1 | NF400-800 SGV/LGV/HGV Aux/Alarm Swicth Mistubishi ALAX-4SW | Electrical Components | Text: NF400-800 SGV/LGV/HGV Aux/Alarm Swicth Mistubishi ALAX-4SW; Check: 1; Check: 0; Link: INR; Int: 0
|  | NF400-800 SGV/LGV/HGV UV Release 200-220/230-250V AC Mistubishi UVTSA250-4SW | Standard Buying | 3461.4 | Nos | 1 | 1 | NF400-800 SGV/LGV/HGV UV Release 200-220/230-250V AC Mistubishi UVTSA250-4SW | Electrical Components | Text: NF400-800 SGV/LGV/HGV UV Release 200-220/230-250V AC Mistubishi UVTSA250-4SW; Check: 1; Check: 0; Link: INR; Int: 0
|  | NF400-800 SGV/LGV/HGV Shunt Coil 100-240V AC Mistubishi SHT-4SA | Standard Buying | 1817.55 | Nos | 1 | 1 | NF400-800 SGV/LGV/HGV Shunt Coil 100-240V AC Mistubishi SHT-4SA | Electrical Components | Text: NF400-800 SGV/LGV/HGV Shunt Coil 100-240V AC Mistubishi SHT-4SA; Check: 1; Check: 0; Link: INR; Int: 0
|  | NF400-800 SGV/LGV/HGV Direct Rotory Handle NF400/630 Mistubishi F-4S | Standard Buying | 1463.4 | Nos | 1 | 1 | NF400-800 SGV/LGV/HGV Direct Rotory Handle NF400/630 Mistubishi F-4S | Electrical Components | Text: NF400-800 SGV/LGV/HGV Direct Rotory Handle NF400/630 Mistubishi F-4S; Check: 1; Check: 0; Link: INR; Int: 0
|  | NF400-800 SGV/LGV/HGV Direct Rotory Handle NF800 Mistubishi F-8S | Standard Buying | 2604.15 | Nos | 1 | 1 | NF400-800 SGV/LGV/HGV Direct Rotory Handle NF800 Mistubishi F-8S | Electrical Components | Text: NF400-800 SGV/LGV/HGV Direct Rotory Handle NF800 Mistubishi F-8S; Check: 1; Check: 0; Link: INR; Int: 0
|  | NF400-800 SGV/LGV/HGV Extended Rotory Handle NF400/630 Mistubishi V-4S | Standard Buying | 1275.75 | Nos | 1 | 1 | NF400-800 SGV/LGV/HGV Extended Rotory Handle NF400/630 Mistubishi V-4S | Electrical Components | Text: NF400-800 SGV/LGV/HGV Extended Rotory Handle NF400/630 Mistubishi V-4S; Check: 1; Check: 0; Link: INR; Int: 0
|  | NF400-800 SGV/LGV/HGV Extended Rotory Handle NF800 Mistubishi V-8S | Standard Buying | 783 | Nos | 1 | 1 | NF400-800 SGV/LGV/HGV Extended Rotory Handle NF800 Mistubishi V-8S | Electrical Components | Text: NF400-800 SGV/LGV/HGV Extended Rotory Handle NF800 Mistubishi V-8S; Check: 1; Check: 0; Link: INR; Int: 0
|  | NF400-800 SGV/LGV/HGV Adj Rod for Ext Handle NF125-250 SGV/LGV/HGV Mistubishi V-AD3L | Standard Buying | 202.5 | Nos | 1 | 1 | NF400-800 SGV/LGV/HGV Adj Rod for Ext Handle NF125-250 SGV/LGV/HGV Mistubishi V-AD3L | Electrical Components | Text: NF400-800 SGV/LGV/HGV Adj Rod for Ext Handle NF125-250 SGV/LGV/HGV Mistubishi V-AD3L; Check: 1; Check: 0; Link: INR; Int: 0
|  | NF400-800 SGV/LGV/HGV MOTOR MECHANISM 400/630 FOR 100-240V AC & 100-250 Mistubishi MD-4SWA240 | Standard Buying | 30822.75 | Nos | 1 | 1 | NF400-800 SGV/LGV/HGV MOTOR MECHANISM 400/630 FOR 100-240V AC & 100-250 Mistubishi MD-4SWA240 | Electrical Components | Text: NF400-800 SGV/LGV/HGV MOTOR MECHANISM 400/630 FOR 100-240V AC & 100-250 Mistubishi MD-4SWA240; Check: 1; Check: 0; Link: INR; Int: 0
|  | NF400-800 SGV/LGV/HGV MOTOR MECHANISM 400/630 FOR 24V DC Mistubishi MD-4SWA24 | Standard Buying | 30822.75 | Nos | 1 | 1 | NF400-800 SGV/LGV/HGV MOTOR MECHANISM 400/630 FOR 24V DC Mistubishi MD-4SWA24 | Electrical Components | Text: NF400-800 SGV/LGV/HGV MOTOR MECHANISM 400/630 FOR 24V DC Mistubishi MD-4SWA24; Check: 1; Check: 0; Link: INR; Int: 0
|  | NF400-800 SGV/LGV/HGV SPREADER 400/630 (SET OF 3) 3P Mistubishi SPR630A3P | Standard Buying | 630 | Nos | 1 | 1 | NF400-800 SGV/LGV/HGV SPREADER 400/630 (SET OF 3) 3P Mistubishi SPR630A3P | Electrical Components | Text: NF400-800 SGV/LGV/HGV SPREADER 400/630 (SET OF 3) 3P Mistubishi SPR630A3P; Check: 1; Check: 0; Link: INR; Int: 0
|  | NF400-800 SGV/LGV/HGV SPREADER 400/630 (SET OF 4) 4P Mistubishi SPR630A4P | Standard Buying | 787.5 | Nos | 1 | 1 | NF400-800 SGV/LGV/HGV SPREADER 400/630 (SET OF 4) 4P Mistubishi SPR630A4P | Electrical Components | Text: NF400-800 SGV/LGV/HGV SPREADER 400/630 (SET OF 4) 4P Mistubishi SPR630A4P; Check: 1; Check: 0; Link: INR; Int: 0
|  | 630A,65kA MDO Draw Out LSIG Mistubishi AE630-SW 3P 630A | Standard Buying | 76918.5 | Nos | 1 | 1 | 630A,65kA MDO Draw Out LSIG Mistubishi AE630-SW 3P 630A | Electrical Components | Text: 630A,65kA MDO Draw Out LSIG Mistubishi AE630-SW 3P 630A; Check: 1; Check: 0; Link: INR; Int: 0
|  | 630A,65kA MDO Draw Out LSIG Mistubishi AE630-SW 4P 630A | Standard Buying | 91172.7 | Nos | 1 | 1 | 630A,65kA MDO Draw Out LSIG Mistubishi AE630-SW 4P 630A | Electrical Components | Text: 630A,65kA MDO Draw Out LSIG Mistubishi AE630-SW 4P 630A; Check: 1; Check: 0; Link: INR; Int: 0
|  | 1000A,65kA MDO Draw Out LSIG Mistubishi AE1000-SW 3P 1000A | Standard Buying | 77895 | Nos | 1 | 1 | 1000A,65kA MDO Draw Out LSIG Mistubishi AE1000-SW 3P 1000A | Electrical Components | Text: 1000A,65kA MDO Draw Out LSIG Mistubishi AE1000-SW 3P 1000A; Check: 1; Check: 0; Link: INR; Int: 0
|  | 1000A,65kA MDO Draw Out LSIG Mistubishi AE1000-SW 4P 1000A | Standard Buying | 92218.5 | Nos | 1 | 1 | 1000A,65kA MDO Draw Out LSIG Mistubishi AE1000-SW 4P 1000A | Electrical Components | Text: 1000A,65kA MDO Draw Out LSIG Mistubishi AE1000-SW 4P 1000A; Check: 1; Check: 0; Link: INR; Int: 0
|  | 1250A,65kA MDO Draw Out LSIG Mistubishi AE1250-SW 3P 1250A | Standard Buying | 79098.3 | Nos | 1 | 1 | 1250A,65kA MDO Draw Out LSIG Mistubishi AE1250-SW 3P 1250A | Electrical Components | Text: 1250A,65kA MDO Draw Out LSIG Mistubishi AE1250-SW 3P 1250A; Check: 1; Check: 0; Link: INR; Int: 0
|  | 1250A,65kA MDO Draw Out LSIG Mistubishi AE1250-SW 4P 1250A | Standard Buying | 93303.45 | Nos | 1 | 1 | 1250A,65kA MDO Draw Out LSIG Mistubishi AE1250-SW 4P 1250A | Electrical Components | Text: 1250A,65kA MDO Draw Out LSIG Mistubishi AE1250-SW 4P 1250A; Check: 1; Check: 0; Link: INR; Int: 0
|  | 1600A,65kA MDO Draw Out LSIG Mistubishi AE1600-SW 3P 1600A | Standard Buying | 80321.85 | Nos | 1 | 1 | 1600A,65kA MDO Draw Out LSIG Mistubishi AE1600-SW 3P 1600A | Electrical Components | Text: 1600A,65kA MDO Draw Out LSIG Mistubishi AE1600-SW 3P 1600A; Check: 1; Check: 0; Link: INR; Int: 0
|  | 1600A,65kA MDO Draw Out LSIG Mistubishi AE1600-SW 4P 1600A | Standard Buying | 103878.45 | Nos | 1 | 1 | 1600A,65kA MDO Draw Out LSIG Mistubishi AE1600-SW 4P 1600A | Electrical Components | Text: 1600A,65kA MDO Draw Out LSIG Mistubishi AE1600-SW 4P 1600A; Check: 1; Check: 0; Link: INR; Int: 0
|  | 2000A,75kA MDO Draw Out LSIG Mistubishi AE2000-SW 3P 2000A | Standard Buying | 111020.4 | Nos | 1 | 1 | 2000A,75kA MDO Draw Out LSIG Mistubishi AE2000-SW 3P 2000A | Electrical Components | Text: 2000A,75kA MDO Draw Out LSIG Mistubishi AE2000-SW 3P 2000A; Check: 1; Check: 0; Link: INR; Int: 0
|  | 2000A,75kA MDO Draw Out LSIG Mistubishi AE2000-SW 4P 2000A | Standard Buying | 135405.9 | Nos | 1 | 1 | 2000A,75kA MDO Draw Out LSIG Mistubishi AE2000-SW 4P 2000A | Electrical Components | Text: 2000A,75kA MDO Draw Out LSIG Mistubishi AE2000-SW 4P 2000A; Check: 1; Check: 0; Link: INR; Int: 0
|  | 2500A,75kA MDO Draw Out LSIG Mistubishi AE2500-SW 3P 2500A | Standard Buying | 122078.7 | Nos | 1 | 1 | 2500A,75kA MDO Draw Out LSIG Mistubishi AE2500-SW 3P 2500A | Electrical Components | Text: 2500A,75kA MDO Draw Out LSIG Mistubishi AE2500-SW 3P 2500A; Check: 1; Check: 0; Link: INR; Int: 0
|  | 2500A,75kA MDO Draw Out LSIG Mistubishi AE2500-SW 4P 2500A | Standard Buying | 149256 | Nos | 1 | 1 | 2500A,75kA MDO Draw Out LSIG Mistubishi AE2500-SW 4P 2500A | Electrical Components | Text: 2500A,75kA MDO Draw Out LSIG Mistubishi AE2500-SW 4P 2500A; Check: 1; Check: 0; Link: INR; Int: 0
|  | 3200A,75kA MDO Draw Out LSIG Mistubishi AE3200-SW 3P 3200A | Standard Buying | 161853.3 | Nos | 1 | 1 | 3200A,75kA MDO Draw Out LSIG Mistubishi AE3200-SW 3P 3200A | Electrical Components | Text: 3200A,75kA MDO Draw Out LSIG Mistubishi AE3200-SW 3P 3200A; Check: 1; Check: 0; Link: INR; Int: 0
|  | 3200A,75kA MDO Draw Out LSIG Mistubishi AE3200-SW 4P 3200A | Standard Buying | 194110.65 | Nos | 1 | 1 | 3200A,75kA MDO Draw Out LSIG Mistubishi AE3200-SW 4P 3200A | Electrical Components | Text: 3200A,75kA MDO Draw Out LSIG Mistubishi AE3200-SW 4P 3200A; Check: 1; Check: 0; Link: INR; Int: 0
|  | 4000A,75kA MDO Draw Out LSIG Mistubishi AE4000-SWA 3P 4000A | Standard Buying | 188458.2 | Nos | 1 | 1 | 4000A,75kA MDO Draw Out LSIG Mistubishi AE4000-SWA 3P 4000A | Electrical Components | Text: 4000A,75kA MDO Draw Out LSIG Mistubishi AE4000-SWA 3P 4000A; Check: 1; Check: 0; Link: INR; Int: 0
|  | 4000A,75kA MDO Draw Out LSIG Mistubishi AE4000-SWA 4P 4000A | Standard Buying | 237495.6 | Nos | 1 | 1 | 4000A,75kA MDO Draw Out LSIG Mistubishi AE4000-SWA 4P 4000A | Electrical Components | Text: 4000A,75kA MDO Draw Out LSIG Mistubishi AE4000-SWA 4P 4000A; Check: 1; Check: 0; Link: INR; Int: 0
|  | ACB Motor Mistubishi MD-AD250-W | Standard Buying | 11171.25 | Nos | 1 | 1 | ACB Motor Mistubishi MD-AD250-W | Electrical Components | Text: ACB Motor Mistubishi MD-AD250-W; Check: 1; Check: 0; Link: INR; Int: 0
|  | ACB Closing Coil Mistubishi CC-AD250-W | Standard Buying | 4851.45 | Nos | 1 | 1 | ACB Closing Coil Mistubishi CC-AD250-W | Electrical Components | Text: ACB Closing Coil Mistubishi CC-AD250-W; Check: 1; Check: 0; Link: INR; Int: 0
|  | ACB Shunt Mistubishi SHT-AD250-W | Standard Buying | 1323.9 | Nos | 1 | 1 | ACB Shunt Mistubishi SHT-AD250-W | Electrical Components | Text: ACB Shunt Mistubishi SHT-AD250-W; Check: 1; Check: 0; Link: INR; Int: 0
|  | ACB UV coil Mistubishi UCON-A240B-W(INST) | Standard Buying | 5999.4 | Nos | 1 | 1 | ACB UV coil Mistubishi UCON-A240B-W(INST) | Electrical Components | Text: ACB UV coil Mistubishi UCON-A240B-W(INST); Check: 1; Check: 0; Link: INR; Int: 0
|  | 5KVAR Capacitors APP Type 440V Shreem | Standard Buying | 1600 | Nos | 1 | 1 | 5KVAR Capacitors APP Type 440V Shreem | Electrical Components | Text: 5KVAR Capacitors APP Type 440V Shreem; Check: 1; Check: 0; Link: INR; Int: 0
|  | 7.5KVAR Capacitors APP Type 440V Shreem | Standard Buying | 2400 | Nos | 1 | 1 | 7.5KVAR Capacitors APP Type 440V Shreem | Electrical Components | Text: 7.5KVAR Capacitors APP Type 440V Shreem; Check: 1; Check: 0; Link: INR; Int: 0
|  | 10KVAR Capacitors APP Type 440V Shreem | Standard Buying | 2800 | Nos | 1 | 1 | 10KVAR Capacitors APP Type 440V Shreem | Electrical Components | Text: 10KVAR Capacitors APP Type 440V Shreem; Check: 1; Check: 0; Link: INR; Int: 0
|  | 15KVAR Capacitors APP Type 440V Shreem | Standard Buying | 4200 | Nos | 1 | 1 | 15KVAR Capacitors APP Type 440V Shreem | Electrical Components | Text: 15KVAR Capacitors APP Type 440V Shreem; Check: 1; Check: 0; Link: INR; Int: 0
|  | 20KVAR Capacitors APP Type 440V Shreem | Standard Buying | 5600 | Nos | 1 | 1 | 20KVAR Capacitors APP Type 440V Shreem | Electrical Components | Text: 20KVAR Capacitors APP Type 440V Shreem; Check: 1; Check: 0; Link: INR; Int: 0
|  | 25KVAR Capacitors APP Type 440V Shreem | Standard Buying | 7000 | Nos | 1 | 1 | 25KVAR Capacitors APP Type 440V Shreem | Electrical Components | Text: 25KVAR Capacitors APP Type 440V Shreem; Check: 1; Check: 0; Link: INR; Int: 0
|  | 30KVAR Capacitors APP Type 440V Shreem | Standard Buying | 8400 | Nos | 1 | 1 | 30KVAR Capacitors APP Type 440V Shreem | Electrical Components | Text: 30KVAR Capacitors APP Type 440V Shreem; Check: 1; Check: 0; Link: INR; Int: 0
|  | 40KVAR Capacitors APP Type 440V Shreem | Standard Buying | 11200 | Nos | 1 | 1 | 40KVAR Capacitors APP Type 440V Shreem | Electrical Components | Text: 40KVAR Capacitors APP Type 440V Shreem; Check: 1; Check: 0; Link: INR; Int: 0
|  | 50KVAR Capacitors APP Type 440V Shreem | Standard Buying | 14000 | Nos | 1 | 1 | 50KVAR Capacitors APP Type 440V Shreem | Electrical Components | Text: 50KVAR Capacitors APP Type 440V Shreem; Check: 1; Check: 0; Link: INR; Int: 0
|  | 100KVAR Capacitors APP Type 440V Shreem | Standard Buying | 28000 | Nos | 1 | 1 | 100KVAR Capacitors APP Type 440V Shreem | Electrical Components | Text: 100KVAR Capacitors APP Type 440V Shreem; Check: 1; Check: 0; Link: INR; Int: 0
|  | 5KVAR Capacitors APP Type 525V Shreem | Standard Buying | 1750 | Nos | 1 | 1 | 5KVAR Capacitors APP Type 525V Shreem | Electrical Components | Text: 5KVAR Capacitors APP Type 525V Shreem; Check: 1; Check: 0; Link: INR; Int: 0
|  | 7.5KVAR Capacitors APP Type 525V Shreem | Standard Buying | 2625 | Nos | 1 | 1 | 7.5KVAR Capacitors APP Type 525V Shreem | Electrical Components | Text: 7.5KVAR Capacitors APP Type 525V Shreem; Check: 1; Check: 0; Link: INR; Int: 0
|  | 10KVAR Capacitors APP Type 525V Shreem | Standard Buying | 3200 | Nos | 1 | 1 | 10KVAR Capacitors APP Type 525V Shreem | Electrical Components | Text: 10KVAR Capacitors APP Type 525V Shreem; Check: 1; Check: 0; Link: INR; Int: 0
|  | 15KVAR Capacitors APP Type 525V Shreem | Standard Buying | 4800 | Nos | 1 | 1 | 15KVAR Capacitors APP Type 525V Shreem | Electrical Components | Text: 15KVAR Capacitors APP Type 525V Shreem; Check: 1; Check: 0; Link: INR; Int: 0
|  | 20KVAR Capacitors APP Type 525V Shreem | Standard Buying | 6400 | Nos | 1 | 1 | 20KVAR Capacitors APP Type 525V Shreem | Electrical Components | Text: 20KVAR Capacitors APP Type 525V Shreem; Check: 1; Check: 0; Link: INR; Int: 0
|  | 25KVAR Capacitors APP Type 525V Shreem | Standard Buying | 8000 | Nos | 1 | 1 | 25KVAR Capacitors APP Type 525V Shreem | Electrical Components | Text: 25KVAR Capacitors APP Type 525V Shreem; Check: 1; Check: 0; Link: INR; Int: 0
|  | 30KVAR Capacitors APP Type 525V Shreem | Standard Buying | 9600 | Nos | 1 | 1 | 30KVAR Capacitors APP Type 525V Shreem | Electrical Components | Text: 30KVAR Capacitors APP Type 525V Shreem; Check: 1; Check: 0; Link: INR; Int: 0
|  | 40KVAR Capacitors APP Type 525V Shreem | Standard Buying | 12800 | Nos | 1 | 1 | 40KVAR Capacitors APP Type 525V Shreem | Electrical Components | Text: 40KVAR Capacitors APP Type 525V Shreem; Check: 1; Check: 0; Link: INR; Int: 0
|  | 50KVAR Capacitors APP Type 525V Shreem | Standard Buying | 16000 | Nos | 1 | 1 | 50KVAR Capacitors APP Type 525V Shreem | Electrical Components | Text: 50KVAR Capacitors APP Type 525V Shreem; Check: 1; Check: 0; Link: INR; Int: 0
|  | 100KVAR Capacitors APP Type 525V Shreem | Standard Buying | 32000 | Nos | 1 | 1 | 100KVAR Capacitors APP Type 525V Shreem | Electrical Components | Text: 100KVAR Capacitors APP Type 525V Shreem; Check: 1; Check: 0; Link: INR; Int: 0
|  | 12 Stage APFC Relay Shreem | Standard Buying | 8500 | Nos | 1 | 1 | 12 Stage APFC Relay Shreem | Electrical Components | Text: 12 Stage APFC Relay Shreem; Check: 1; Check: 0; Link: INR; Int: 0
|  | 1000/5A 15VA Cl 1 Ordinary Current Transformer ID 90mm Sreeganga | Standard Buying | 625 | Nos | 1 | 1 | 1000/5A 15VA Cl 1 Ordinary Current Transformer ID 90mm Sreeganga | Electrical Components | Text: 1000/5A 15VA Cl 1 Ordinary Current Transformer ID 90mm Sreeganga; Check: 1; Check: 0; Link: INR; Int: 0
|  | 1250/5A 15VA Cl 1 Ordinary Current Transformer ID 115mm Sreeganga | Standard Buying | 750 | Nos | 1 | 1 | 1250/5A 15VA Cl 1 Ordinary Current Transformer ID 115mm Sreeganga | Electrical Components | Text: 1250/5A 15VA Cl 1 Ordinary Current Transformer ID 115mm Sreeganga; Check: 1; Check: 0; Link: INR; Int: 0
|  | 1600/5A 15VA Cl 1 Ordinary Current Transformer ID 140mm Sreeganga | Standard Buying | 975 | Nos | 1 | 1 | 1600/5A 15VA Cl 1 Ordinary Current Transformer ID 140mm Sreeganga | Electrical Components | Text: 1600/5A 15VA Cl 1 Ordinary Current Transformer ID 140mm Sreeganga; Check: 1; Check: 0; Link: INR; Int: 0
|  | 50/5A 15VA Cl 1 Tape Wound Tested Current Transformer ID 30mm Sreeganga | Standard Buying | 950 | Nos | 1 | 1 | 50/5A 15VA Cl 1 Tape Wound Tested Current Transformer ID 30mm Sreeganga | Electrical Components | Text: 50/5A 15VA Cl 1 Tape Wound Tested Current Transformer ID 30mm Sreeganga; Check: 1; Check: 0; Link: INR; Int: 0
|  | 150/5A 15VA Cl 1 Tape Wound Tested Current Transformer ID 30mm Sreeganga | Standard Buying | 620 | Nos | 1 | 1 | 150/5A 15VA Cl 1 Tape Wound Tested Current Transformer ID 30mm Sreeganga | Electrical Components | Text: 150/5A 15VA Cl 1 Tape Wound Tested Current Transformer ID 30mm Sreeganga; Check: 1; Check: 0; Link: INR; Int: 0
|  | 300/5A 15VA Cl 1 Tape Wound Tested Current Transformer ID 50mm Sreeganga | Standard Buying | 585 | Nos | 1 | 1 | 300/5A 15VA Cl 1 Tape Wound Tested Current Transformer ID 50mm Sreeganga | Electrical Components | Text: 300/5A 15VA Cl 1 Tape Wound Tested Current Transformer ID 50mm Sreeganga; Check: 1; Check: 0; Link: INR; Int: 0
|  | 350/5A 15VA Cl 1 Tape Wound Tested Current Transformer ID 50mm Sreeganga | Standard Buying | 600 | Nos | 1 | 1 | 350/5A 15VA Cl 1 Tape Wound Tested Current Transformer ID 50mm Sreeganga | Electrical Components | Text: 350/5A 15VA Cl 1 Tape Wound Tested Current Transformer ID 50mm Sreeganga; Check: 1; Check: 0; Link: INR; Int: 0
|  | 500/5A 15VA Cl 1 Tape Wound Tested Current Transformer ID 70mm Sreeganga | Standard Buying | 640 | Nos | 1 | 1 | 500/5A 15VA Cl 1 Tape Wound Tested Current Transformer ID 70mm Sreeganga | Electrical Components | Text: 500/5A 15VA Cl 1 Tape Wound Tested Current Transformer ID 70mm Sreeganga; Check: 1; Check: 0; Link: INR; Int: 0
|  | 600/5A 15VA Cl 1 Tape Wound Tested Current Transformer ID 60mm Sreeganga | Standard Buying | 660 | Nos | 1 | 1 | 600/5A 15VA Cl 1 Tape Wound Tested Current Transformer ID 60mm Sreeganga | Electrical Components | Text: 600/5A 15VA Cl 1 Tape Wound Tested Current Transformer ID 60mm Sreeganga; Check: 1; Check: 0; Link: INR; Int: 0
|  | 1000/5A 15VA Cl 1 Tape Wound Tested Current Transformer ID 90mm Sreeganga | Standard Buying | 850 | Nos | 1 | 1 | 1000/5A 15VA Cl 1 Tape Wound Tested Current Transformer ID 90mm Sreeganga | Electrical Components | Text: 1000/5A 15VA Cl 1 Tape Wound Tested Current Transformer ID 90mm Sreeganga; Check: 1; Check: 0; Link: INR; Int: 0
|  | 1250/5A 15VA Cl 1 Tape Wound Tested Current Transformer ID 115mm Sreeganga | Standard Buying | 1000 | Nos | 1 | 1 | 1250/5A 15VA Cl 1 Tape Wound Tested Current Transformer ID 115mm Sreeganga | Electrical Components | Text: 1250/5A 15VA Cl 1 Tape Wound Tested Current Transformer ID 115mm Sreeganga; Check: 1; Check: 0; Link: INR; Int: 0
|  | 1600/5A 15VA Cl 1 Tape Wound Tested Current Transformer ID 140mm Sreeganga | Standard Buying | 1200 | Nos | 1 | 1 | 1600/5A 15VA Cl 1 Tape Wound Tested Current Transformer ID 140mm Sreeganga | Electrical Components | Text: 1600/5A 15VA Cl 1 Tape Wound Tested Current Transformer ID 140mm Sreeganga; Check: 1; Check: 0; Link: INR; Int: 0
|  | 50/5A 5VA Cl 5P10 Resin Cast Current Transformer ID 30mm Sreeganga | Standard Buying | 3000 | Nos | 1 | 1 | 50/5A 5VA Cl 5P10 Resin Cast Current Transformer ID 30mm Sreeganga | Electrical Components | Text: 50/5A 5VA Cl 5P10 Resin Cast Current Transformer ID 30mm Sreeganga; Check: 1; Check: 0; Link: INR; Int: 0
|  | 65/5A 5VA Cl 5P10 Resin Cast Current Transformer ID 30mm Sreeganga | Standard Buying | 2900 | Nos | 1 | 1 | 65/5A 5VA Cl 5P10 Resin Cast Current Transformer ID 30mm Sreeganga | Electrical Components | Text: 65/5A 5VA Cl 5P10 Resin Cast Current Transformer ID 30mm Sreeganga; Check: 1; Check: 0; Link: INR; Int: 0
|  | 100/5A 5VA Cl 5P10 Resin Cast Current Transformer ID 30mm Sreeganga | Standard Buying | 2850 | Nos | 1 | 1 | 100/5A 5VA Cl 5P10 Resin Cast Current Transformer ID 30mm Sreeganga | Electrical Components | Text: 100/5A 5VA Cl 5P10 Resin Cast Current Transformer ID 30mm Sreeganga; Check: 1; Check: 0; Link: INR; Int: 0
|  | 125/5A 5VA Cl 5P10 Resin Cast Current Transformer ID 30mm Sreeganga | Standard Buying | 2800 | Nos | 1 | 1 | 125/5A 5VA Cl 5P10 Resin Cast Current Transformer ID 30mm Sreeganga | Electrical Components | Text: 125/5A 5VA Cl 5P10 Resin Cast Current Transformer ID 30mm Sreeganga; Check: 1; Check: 0; Link: INR; Int: 0
|  | 150/5A 5VA Cl 5P10 Resin Cast Current Transformer ID 30mm Sreeganga | Standard Buying | 2750 | Nos | 1 | 1 | 150/5A 5VA Cl 5P10 Resin Cast Current Transformer ID 30mm Sreeganga | Electrical Components | Text: 150/5A 5VA Cl 5P10 Resin Cast Current Transformer ID 30mm Sreeganga; Check: 1; Check: 0; Link: INR; Int: 0
|  | 160/5A 5VA Cl 5P10 Resin Cast Current Transformer ID 30mm Sreeganga | Standard Buying | 2700 | Nos | 1 | 1 | 160/5A 5VA Cl 5P10 Resin Cast Current Transformer ID 30mm Sreeganga | Electrical Components | Text: 160/5A 5VA Cl 5P10 Resin Cast Current Transformer ID 30mm Sreeganga; Check: 1; Check: 0; Link: INR; Int: 0
|  | 200/5A 5VA Cl 5P10 Resin Cast Current Transformer ID 40mm Sreeganga | Standard Buying | 2650 | Nos | 1 | 1 | 200/5A 5VA Cl 5P10 Resin Cast Current Transformer ID 40mm Sreeganga | Electrical Components | Text: 200/5A 5VA Cl 5P10 Resin Cast Current Transformer ID 40mm Sreeganga; Check: 1; Check: 0; Link: INR; Int: 0
|  | 250/5A 5VA Cl 5P10 Resin Cast Current Transformer ID 45mm Sreeganga | Standard Buying | 3000 | Nos | 1 | 1 | 250/5A 5VA Cl 5P10 Resin Cast Current Transformer ID 45mm Sreeganga | Electrical Components | Text: 250/5A 5VA Cl 5P10 Resin Cast Current Transformer ID 45mm Sreeganga; Check: 1; Check: 0; Link: INR; Int: 0
|  | 300/5A 5VA Cl 5P10 Resin Cast Current Transformer ID 50mm Sreeganga | Standard Buying | 3200 | Nos | 1 | 1 | 300/5A 5VA Cl 5P10 Resin Cast Current Transformer ID 50mm Sreeganga | Electrical Components | Text: 300/5A 5VA Cl 5P10 Resin Cast Current Transformer ID 50mm Sreeganga; Check: 1; Check: 0; Link: INR; Int: 0
|  | 350/5A 5VA Cl 5P10 Resin Cast Current Transformer ID 50mm Sreeganga | Standard Buying | 3300 | Nos | 1 | 1 | 350/5A 5VA Cl 5P10 Resin Cast Current Transformer ID 50mm Sreeganga | Electrical Components | Text: 350/5A 5VA Cl 5P10 Resin Cast Current Transformer ID 50mm Sreeganga; Check: 1; Check: 0; Link: INR; Int: 0
|  | 400/5A 5VA Cl 5P10 Resin Cast Current Transformer ID 50mm Sreeganga | Standard Buying | 3400 | Nos | 1 | 1 | 400/5A 5VA Cl 5P10 Resin Cast Current Transformer ID 50mm Sreeganga | Electrical Components | Text: 400/5A 5VA Cl 5P10 Resin Cast Current Transformer ID 50mm Sreeganga; Check: 1; Check: 0; Link: INR; Int: 0
|  | 500/5A 5VA Cl 5P10 Resin Cast Current Transformer ID 70mm Sreeganga | Standard Buying | 3600 | Nos | 1 | 1 | 500/5A 5VA Cl 5P10 Resin Cast Current Transformer ID 70mm Sreeganga | Electrical Components | Text: 500/5A 5VA Cl 5P10 Resin Cast Current Transformer ID 70mm Sreeganga; Check: 1; Check: 0; Link: INR; Int: 0
|  | 800/5A 15VA Cl 1 Rectangle Resin Cast Current Transformer 80X40 Sreeganga | Standard Buying | 700 | Nos | 1 | 1 | 800/5A 15VA Cl 1 Rectangle Resin Cast Current Transformer 80X40 Sreeganga | Electrical Components | Text: 800/5A 15VA Cl 1 Rectangle Resin Cast Current Transformer 80X40 Sreeganga; Check: 1; Check: 0; Link: INR; Int: 0
|  | 1000/5A 15VA Cl 1 Rectangle Resin Cast Current Transformer 80X40 Sreeganga | Standard Buying | 850 | Nos | 1 | 1 | 1000/5A 15VA Cl 1 Rectangle Resin Cast Current Transformer 80X40 Sreeganga | Electrical Components | Text: 1000/5A 15VA Cl 1 Rectangle Resin Cast Current Transformer 80X40 Sreeganga; Check: 1; Check: 0; Link: INR; Int: 0
|  | 50/5A 5VA Cl 5P10 Tape Wound Current Transformer ID 30mm Sreeganga | Standard Buying | 2200 | Nos | 1 | 1 | 50/5A 5VA Cl 5P10 Tape Wound Current Transformer ID 30mm Sreeganga | Electrical Components | Text: 50/5A 5VA Cl 5P10 Tape Wound Current Transformer ID 30mm Sreeganga; Check: 1; Check: 0; Link: INR; Int: 0
|  | 65/5A 5VA Cl 5P10 Tape Wound Current Transformer ID 30mm Sreeganga | Standard Buying | 2150 | Nos | 1 | 1 | 65/5A 5VA Cl 5P10 Tape Wound Current Transformer ID 30mm Sreeganga | Electrical Components | Text: 65/5A 5VA Cl 5P10 Tape Wound Current Transformer ID 30mm Sreeganga; Check: 1; Check: 0; Link: INR; Int: 0
|  | 100/5A 5VA Cl 5P10 Tape Wound Current Transformer ID 30mm Sreeganga | Standard Buying | 2100 | Nos | 1 | 1 | 100/5A 5VA Cl 5P10 Tape Wound Current Transformer ID 30mm Sreeganga | Electrical Components | Text: 100/5A 5VA Cl 5P10 Tape Wound Current Transformer ID 30mm Sreeganga; Check: 1; Check: 0; Link: INR; Int: 0
|  | 125/5A 5VA Cl 5P10 Tape Wound Current Transformer ID 30mm Sreeganga | Standard Buying | 2000 | Nos | 1 | 1 | 125/5A 5VA Cl 5P10 Tape Wound Current Transformer ID 30mm Sreeganga | Electrical Components | Text: 125/5A 5VA Cl 5P10 Tape Wound Current Transformer ID 30mm Sreeganga; Check: 1; Check: 0; Link: INR; Int: 0
|  | 150/5A 5VA Cl 5P10 Tape Wound Current Transformer ID 30mm Sreeganga | Standard Buying | 1950 | Nos | 1 | 1 | 150/5A 5VA Cl 5P10 Tape Wound Current Transformer ID 30mm Sreeganga | Electrical Components | Text: 150/5A 5VA Cl 5P10 Tape Wound Current Transformer ID 30mm Sreeganga; Check: 1; Check: 0; Link: INR; Int: 0
|  | 160/5A 5VA Cl 5P10 Tape Wound Current Transformer ID 30mm Sreeganga | Standard Buying | 1900 | Nos | 1 | 1 | 160/5A 5VA Cl 5P10 Tape Wound Current Transformer ID 30mm Sreeganga | Electrical Components | Text: 160/5A 5VA Cl 5P10 Tape Wound Current Transformer ID 30mm Sreeganga; Check: 1; Check: 0; Link: INR; Int: 0
|  | 200/5A 5VA Cl 5P10 Tape Wound Current Transformer ID 40mm Sreeganga | Standard Buying | 1850 | Nos | 1 | 1 | 200/5A 5VA Cl 5P10 Tape Wound Current Transformer ID 40mm Sreeganga | Electrical Components | Text: 200/5A 5VA Cl 5P10 Tape Wound Current Transformer ID 40mm Sreeganga; Check: 1; Check: 0; Link: INR; Int: 0
|  | 250/5A 5VA Cl 5P10 Tape Wound Current Transformer ID 40mm Sreeganga | Standard Buying | 2050 | Nos | 1 | 1 | 250/5A 5VA Cl 5P10 Tape Wound Current Transformer ID 40mm Sreeganga | Electrical Components | Text: 250/5A 5VA Cl 5P10 Tape Wound Current Transformer ID 40mm Sreeganga; Check: 1; Check: 0; Link: INR; Int: 0
|  | 300/5A 5VA Cl 5P10 Tape Wound Current Transformer ID 50mm Sreeganga | Standard Buying | 2175 | Nos | 1 | 1 | 300/5A 5VA Cl 5P10 Tape Wound Current Transformer ID 50mm Sreeganga | Electrical Components | Text: 300/5A 5VA Cl 5P10 Tape Wound Current Transformer ID 50mm Sreeganga; Check: 1; Check: 0; Link: INR; Int: 0
|  | 350/5A 5VA Cl 5P10 Tape Wound Current Transformer ID 50mm Sreeganga | Standard Buying | 2300 | Nos | 1 | 1 | 350/5A 5VA Cl 5P10 Tape Wound Current Transformer ID 50mm Sreeganga | Electrical Components | Text: 350/5A 5VA Cl 5P10 Tape Wound Current Transformer ID 50mm Sreeganga; Check: 1; Check: 0; Link: INR; Int: 0
|  | 400/5A 5VA Cl 5P10 Tape Wound Current Transformer ID 60mm Sreeganga | Standard Buying | 2400 | Nos | 1 | 1 | 400/5A 5VA Cl 5P10 Tape Wound Current Transformer ID 60mm Sreeganga | Electrical Components | Text: 400/5A 5VA Cl 5P10 Tape Wound Current Transformer ID 60mm Sreeganga; Check: 1; Check: 0; Link: INR; Int: 0
|  | 500/5A 5VA Cl 5P10 Tape Wound Current Transformer ID 70mm Sreeganga | Standard Buying | 2500 | Nos | 1 | 1 | 500/5A 5VA Cl 5P10 Tape Wound Current Transformer ID 70mm Sreeganga | Electrical Components | Text: 500/5A 5VA Cl 5P10 Tape Wound Current Transformer ID 70mm Sreeganga; Check: 1; Check: 0; Link: INR; Int: 0
|  | Thermostat 0-60 Degree Celcuis with NO | Standard Buying | 360 | Nos | 1 | 1 | Thermostat 0-60 Degree Celcuis with NO | Electrical Components | Text: Thermostat 0-60 Degree Celcuis with NO; Check: 1; Check: 0; Link: INR; Int: 0
|  | Cooling fan 4 Inch Axial fan with Airvent | Standard Buying | 340 | Nos | 1 | 1 | Cooling fan 4 Inch Axial fan with Airvent | Electrical Components | Text: Cooling fan 4 Inch Axial fan with Airvent; Check: 1; Check: 0; Link: INR; Int: 0
|  | 16A DP DC MCB L&T | Standard Buying | 570 | Nos | 1 | 1 | 16A DP DC MCB L&T | Electrical Components | Text: 16A DP DC MCB L&T; Check: 1; Check: 0; Link: INR; Int: 0
|  | Relay Interface Module 230V, AC 2 Common 4 Channel Elmex | Standard Buying | 270 | Nos | 1 | 1 | Relay Interface Module 230V, AC 2 Common 4 Channel Elmex | Electrical Components | Text: Relay Interface Module 230V, AC 2 Common 4 Channel Elmex; Check: 1; Check: 0; Link: INR; Int: 0
|  | Relay Interface Module 24V, DC 2 Common 4 Channel Elmex | Standard Buying | 1000 | Nos | 1 | 1 | Relay Interface Module 24V, DC 2 Common 4 Channel Elmex | Electrical Components | Text: Relay Interface Module 24V, DC 2 Common 4 Channel Elmex; Check: 1; Check: 0; Link: INR; Int: 0
|  | Relay Interface Module12V, DC 2 Common 4 Channel Elmex | Standard Buying | 1300 | Nos | 1 | 1 | Relay Interface Module12V, DC 2 Common 4 Channel Elmex | Electrical Components | Text: Relay Interface Module12V, DC 2 Common 4 Channel Elmex; Check: 1; Check: 0; Link: INR; Int: 0
|  | Relay Interface Module 24V, DC 2 Common 8 Channel Elmex | Standard Buying | 1350 | Nos | 1 | 1 | Relay Interface Module 24V, DC 2 Common 8 Channel Elmex | Electrical Components | Text: Relay Interface Module 24V, DC 2 Common 8 Channel Elmex; Check: 1; Check: 0; Link: INR; Int: 0
|  | Four Pole two way Centre Off Rotary switch 16A Salzer | Standard Buying | 450 | Nos | 1 | 1 | Four Pole two way Centre Off Rotary switch 16A Salzer | Electrical Components | Text: Four Pole two way Centre Off Rotary switch 16A Salzer; Check: 1; Check: 0; Link: INR; Int: 0
|  | 230V AC Hooter 96 x 96mm Minilac | Standard Buying | 700 | Nos | 1 | 1 | 230V AC Hooter 96 x 96mm Minilac | Electrical Components | Text: 230V AC Hooter 96 x 96mm Minilac; Check: 1; Check: 0; Link: INR; Int: 0
|  | Annunciation Window 7 stage + Reset Button,24V DC Minilac | Standard Buying | 5400 | Nos | 1 | 1 | Annunciation Window 7 stage + Reset Button,24V DC Minilac | Electrical Components | Text: Annunciation Window 7 stage + Reset Button,24V DC Minilac; Check: 1; Check: 0; Link: INR; Int: 0
|  | Sym Head 3P NSR Selector Actuator With 2 Nos of Modular Contact Block Green NO Esbee | Standard Buying | 200 | Nos | 1 | 1 | Sym Head 3P NSR Selector Actuator With 2 Nos of Modular Contact Block Green NO Esbee | Electrical Components | Text: Sym Head 3P NSR Selector Actuator With 2 Nos of Modular Contact Block Green NO Esbee; Check: 1; Check: 0; Link: INR; Int: 0
|  | Sym Head 2P NSR Selector Actuator With 2 Nos of Modular Contact Block Green NO Esbee | Standard Buying | 450 | Nos | 1 | 1 | Sym Head 2P NSR Selector Actuator With 2 Nos of Modular Contact Block Green NO Esbee | Electrical Components | Text: Sym Head 2P NSR Selector Actuator With 2 Nos of Modular Contact Block Green NO Esbee; Check: 1; Check: 0; Link: INR; Int: 0
|  | 10A DP MCB 230V,AC L&T | Standard Buying | 440 | Nos | 1 | 1 | 10A DP MCB 230V,AC L&T | Electrical Components | Text: 10A DP MCB 230V,AC L&T; Check: 1; Check: 0; Link: INR; Int: 0
|  | 20A DC DP MCB L&T | Standard Buying | 570 | Nos | 1 | 1 | 20A DC DP MCB L&T | Electrical Components | Text: 20A DC DP MCB L&T; Check: 1; Check: 0; Link: INR; Int: 0
|  | LED Indication Lamp 230V AC Green fitted on ON Push button Esbee | Standard Buying | 191.8 | Nos | 1 | 1 | LED Indication Lamp 230V AC Green fitted on ON Push button Esbee | Electrical Components | Text: LED Indication Lamp 230V AC Green fitted on ON Push button Esbee; Check: 1; Check: 0; Link: INR; Int: 0
|  | LED Indication Lamp 12V DC Red fitted on OFF Push button Esbee | Standard Buying | 191.8 | Nos | 1 | 1 | LED Indication Lamp 12V DC Red fitted on OFF Push button Esbee | Electrical Components | Text: LED Indication Lamp 12V DC Red fitted on OFF Push button Esbee; Check: 1; Check: 0; Link: INR; Int: 0
|  | LED Indication Lamp 24V,DC Green Esbee | Standard Buying | 85.4 | Nos | 1 | 1 | LED Indication Lamp 24V,DC Green Esbee | Electrical Components | Text: LED Indication Lamp 24V,DC Green Esbee; Check: 1; Check: 0; Link: INR; Int: 0
|  | LED Indication Lamp 24V,DC Red Esbee | Standard Buying | 85.4 | Nos | 1 | 1 | LED Indication Lamp 24V,DC Red Esbee | Electrical Components | Text: LED Indication Lamp 24V,DC Red Esbee; Check: 1; Check: 0; Link: INR; Int: 0
|  | Mashroom Head Type Stop Push Button with Turn Lock Red with I NO Esbee | Standard Buying | 145 | Nos | 1 | 1 | Mashroom Head Type Stop Push Button with Turn Lock Red with I NO Esbee | Electrical Components | Text: Mashroom Head Type Stop Push Button with Turn Lock Red with I NO Esbee; Check: 1; Check: 0; Link: INR; Int: 0
|  | Push Button with 1 NC Element, Black Esbee | Standard Buying | 102 | Nos | 1 | 1 | Push Button with 1 NC Element, Black Esbee | Electrical Components | Text: Push Button with 1 NC Element, Black Esbee; Check: 1; Check: 0; Link: INR; Int: 0
|  | Illuminated ON Push Button with 1 No Element Esbee | Standard Buying | 191.8 | Nos | 1 | 1 | Illuminated ON Push Button with 1 No Element Esbee | Electrical Components | Text: Illuminated ON Push Button with 1 No Element Esbee; Check: 1; Check: 0; Link: INR; Int: 0
|  | Illuminated OFF Push Button with 1 NO & 1 NC Element Esbee | Standard Buying | 235.2 | Nos | 1 | 1 | Illuminated OFF Push Button with 1 NO & 1 NC Element Esbee | Electrical Components | Text: Illuminated OFF Push Button with 1 NO & 1 NC Element Esbee; Check: 1; Check: 0; Link: INR; Int: 0
|  | SMPS NHP | Standard Buying | 1400 | Nos | 1 | 1 | SMPS NHP | Electrical Components | Text: SMPS NHP; Check: 1; Check: 0; Link: INR; Int: 0
|  | 40A/40A TPN/TPN ACCL Havells DHACOTT4040 | Standard Buying | 9799 | Nos | 1 | 1 | 40A/40A TPN/TPN ACCL Havells DHACOTT4040 | Electrical Components | Text: 40A/40A TPN/TPN ACCL Havells DHACOTT4040; Check: 1; Check: 0; Link: INR; Int: 0
|  | 30A/1.5A TPN/SPN ACCL Havells DHDOSN301X | Standard Buying | 1297 | Nos | 1 | 1 | 30A/1.5A TPN/SPN ACCL Havells DHDOSN301X | Electrical Components | Text: 30A/1.5A TPN/SPN ACCL Havells DHDOSN301X; Check: 1; Check: 0; Link: INR; Int: 0
|  | Illuminated flush head push button 230V AC Green Esbee | Standard Buying | 160 | Nos | 1 | 1 | Illuminated flush head push button 230V AC Green Esbee | Electrical Components | Text: Illuminated flush head push button 230V AC Green Esbee; Check: 1; Check: 0; Link: INR; Int: 0
|  | Illuminated flush head push button 24V DC Red Esbee | Standard Buying | 160 | Nos | 1 | 1 | Illuminated flush head push button 24V DC Red Esbee | Electrical Components | Text: Illuminated flush head push button 24V DC Red Esbee; Check: 1; Check: 0; Link: INR; Int: 0
|  | LED Indication Lamp 12V,DC Green Esbee | Standard Buying | 85.4 | Nos | 1 | 1 | LED Indication Lamp 12V,DC Green Esbee | Electrical Components | Text: LED Indication Lamp 12V,DC Green Esbee; Check: 1; Check: 0; Link: INR; Int: 0
|  | 2A 000 DIN-type HRC fuse links Gg 500V 80kA ABB 1SCA107747R1001 | Standard Buying | 90.3 | Nos | 1 | 1 | 2A 000 DIN-type HRC fuse links Gg 500V 80kA ABB 1SCA107747R1001 | Electrical Components | Text: 2A 000 DIN-type HRC fuse links Gg 500V 80kA ABB 1SCA107747R1001; Check: 1; Check: 0; Link: INR; Int: 0
|  | 6A 000 DIN-type HRC fuse links Gg 500V 80kA ABB 1SCA107748R1001 | Standard Buying | 90.3 | Nos | 1 | 1 | 6A 000 DIN-type HRC fuse links Gg 500V 80kA ABB 1SCA107748R1001 | Electrical Components | Text: 6A 000 DIN-type HRC fuse links Gg 500V 80kA ABB 1SCA107748R1001; Check: 1; Check: 0; Link: INR; Int: 0
|  | 10A 000 DIN-type HRC fuse links Gg 500V 80kA ABB 1SCA107749R1001 | Standard Buying | 90.3 | Nos | 1 | 1 | 10A 000 DIN-type HRC fuse links Gg 500V 80kA ABB 1SCA107749R1001 | Electrical Components | Text: 10A 000 DIN-type HRC fuse links Gg 500V 80kA ABB 1SCA107749R1001; Check: 1; Check: 0; Link: INR; Int: 0
|  | 16A 000 DIN-type HRC fuse links Gg 500V 80kA ABB 1SCA107750R1001 | Standard Buying | 90.3 | Nos | 1 | 1 | 16A 000 DIN-type HRC fuse links Gg 500V 80kA ABB 1SCA107750R1001 | Electrical Components | Text: 16A 000 DIN-type HRC fuse links Gg 500V 80kA ABB 1SCA107750R1001; Check: 1; Check: 0; Link: INR; Int: 0
|  | 20A 000 DIN-type HRC fuse links Gg 500V 80kA ABB 1SCA107751R1001 | Standard Buying | 90.3 | Nos | 1 | 1 | 20A 000 DIN-type HRC fuse links Gg 500V 80kA ABB 1SCA107751R1001 | Electrical Components | Text: 20A 000 DIN-type HRC fuse links Gg 500V 80kA ABB 1SCA107751R1001; Check: 1; Check: 0; Link: INR; Int: 0
|  | 25A 000 DIN-type HRC fuse links Gg 500V 80kA ABB 1SCA107751R1002 | Standard Buying | 90.3 | Nos | 1 | 1 | 25A 000 DIN-type HRC fuse links Gg 500V 80kA ABB 1SCA107751R1002 | Electrical Components | Text: 25A 000 DIN-type HRC fuse links Gg 500V 80kA ABB 1SCA107751R1002; Check: 1; Check: 0; Link: INR; Int: 0
|  | 32A 000 DIN-type HRC fuse links Gg 500V 80kA ABB 1SCA107752R1001 | Standard Buying | 90.3 | Nos | 1 | 1 | 32A 000 DIN-type HRC fuse links Gg 500V 80kA ABB 1SCA107752R1001 | Electrical Components | Text: 32A 000 DIN-type HRC fuse links Gg 500V 80kA ABB 1SCA107752R1001; Check: 1; Check: 0; Link: INR; Int: 0
|  | 63A 000 DIN-type HRC fuse links Gg 500V 80kA ABB 1SCA107753R1001 | Standard Buying | 90.3 | Nos | 1 | 1 | 63A 000 DIN-type HRC fuse links Gg 500V 80kA ABB 1SCA107753R1001 | Electrical Components | Text: 63A 000 DIN-type HRC fuse links Gg 500V 80kA ABB 1SCA107753R1001; Check: 1; Check: 0; Link: INR; Int: 0
|  | 6A 00 DIN-type HRC fuse links Gg 500V 80kA ABB 1SCA107754R1001 | Standard Buying | 210.7 | Nos | 1 | 1 | 6A 00 DIN-type HRC fuse links Gg 500V 80kA ABB 1SCA107754R1001 | Electrical Components | Text: 6A 00 DIN-type HRC fuse links Gg 500V 80kA ABB 1SCA107754R1001; Check: 1; Check: 0; Link: INR; Int: 0
|  | 10A 00 DIN-type HRC fuse links Gg 500V 80kA ABB 1SCA107755R1001 | Standard Buying | 210.7 | Nos | 1 | 1 | 10A 00 DIN-type HRC fuse links Gg 500V 80kA ABB 1SCA107755R1001 | Electrical Components | Text: 10A 00 DIN-type HRC fuse links Gg 500V 80kA ABB 1SCA107755R1001; Check: 1; Check: 0; Link: INR; Int: 0
|  | 16A 00 DIN-type HRC fuse links Gg 500V 80kA ABB 1SCA107756R1001 | Standard Buying | 210.7 | Nos | 1 | 1 | 16A 00 DIN-type HRC fuse links Gg 500V 80kA ABB 1SCA107756R1001 | Electrical Components | Text: 16A 00 DIN-type HRC fuse links Gg 500V 80kA ABB 1SCA107756R1001; Check: 1; Check: 0; Link: INR; Int: 0
|  | 20A 00 DIN-type HRC fuse links Gg 500V 80kA ABB 1SCA107757R1001 | Standard Buying | 210.7 | Nos | 1 | 1 | 20A 00 DIN-type HRC fuse links Gg 500V 80kA ABB 1SCA107757R1001 | Electrical Components | Text: 20A 00 DIN-type HRC fuse links Gg 500V 80kA ABB 1SCA107757R1001; Check: 1; Check: 0; Link: INR; Int: 0
|  | 25A 00 DIN-type HRC fuse links Gg 500V 80kA ABB 1SCA107758R1001 | Standard Buying | 210.7 | Nos | 1 | 1 | 25A 00 DIN-type HRC fuse links Gg 500V 80kA ABB 1SCA107758R1001 | Electrical Components | Text: 25A 00 DIN-type HRC fuse links Gg 500V 80kA ABB 1SCA107758R1001; Check: 1; Check: 0; Link: INR; Int: 0
|  | 32A 00 DIN-type HRC fuse links Gg 500V 80kA ABB 1SCA107759R1001 | Standard Buying | 210.7 | Nos | 1 | 1 | 32A 00 DIN-type HRC fuse links Gg 500V 80kA ABB 1SCA107759R1001 | Electrical Components | Text: 32A 00 DIN-type HRC fuse links Gg 500V 80kA ABB 1SCA107759R1001; Check: 1; Check: 0; Link: INR; Int: 0
|  | 50A 00 DIN-type HRC fuse links Gg 500V 80kA ABB 1SCA107760R1001 | Standard Buying | 210.7 | Nos | 1 | 1 | 50A 00 DIN-type HRC fuse links Gg 500V 80kA ABB 1SCA107760R1001 | Electrical Components | Text: 50A 00 DIN-type HRC fuse links Gg 500V 80kA ABB 1SCA107760R1001; Check: 1; Check: 0; Link: INR; Int: 0
|  | 63A 00 DIN-type HRC fuse links Gg 500V 80kA ABB 1SCA107761R1001 | Standard Buying | 210.7 | Nos | 1 | 1 | 63A 00 DIN-type HRC fuse links Gg 500V 80kA ABB 1SCA107761R1001 | Electrical Components | Text: 63A 00 DIN-type HRC fuse links Gg 500V 80kA ABB 1SCA107761R1001; Check: 1; Check: 0; Link: INR; Int: 0
|  | 80A 00 DIN-type HRC fuse links Gg 500V 80kA ABB 1SCA107762R1001 | Standard Buying | 210.7 | Nos | 1 | 1 | 80A 00 DIN-type HRC fuse links Gg 500V 80kA ABB 1SCA107762R1001 | Electrical Components | Text: 80A 00 DIN-type HRC fuse links Gg 500V 80kA ABB 1SCA107762R1001; Check: 1; Check: 0; Link: INR; Int: 0
|  | 100A 00 DIN-type HRC fuse links Gg 500V 80kA ABB 1SCA107763R1001 | Standard Buying | 210.7 | Nos | 1 | 1 | 100A 00 DIN-type HRC fuse links Gg 500V 80kA ABB 1SCA107763R1001 | Electrical Components | Text: 100A 00 DIN-type HRC fuse links Gg 500V 80kA ABB 1SCA107763R1001; Check: 1; Check: 0; Link: INR; Int: 0
|  | 125A 00 DIN-type HRC fuse links Gg 500V 80kA ABB 1SCA107764R1001 | Standard Buying | 210.7 | Nos | 1 | 1 | 125A 00 DIN-type HRC fuse links Gg 500V 80kA ABB 1SCA107764R1001 | Electrical Components | Text: 125A 00 DIN-type HRC fuse links Gg 500V 80kA ABB 1SCA107764R1001; Check: 1; Check: 0; Link: INR; Int: 0
|  | 160A 00 DIN-type HRC fuse links Gg 500V 80kA ABB 1SCA107765R1001 | Standard Buying | 210.7 | Nos | 1 | 1 | 160A 00 DIN-type HRC fuse links Gg 500V 80kA ABB 1SCA107765R1001 | Electrical Components | Text: 160A 00 DIN-type HRC fuse links Gg 500V 80kA ABB 1SCA107765R1001; Check: 1; Check: 0; Link: INR; Int: 0
|  | 160A 0 DIN-type HRC fuse links Gg 500V 80kA ABB 1SCA022627R3170 | Standard Buying | 408.5 | Nos | 1 | 1 | 160A 0 DIN-type HRC fuse links Gg 500V 80kA ABB 1SCA022627R3170 | Electrical Components | Text: 160A 0 DIN-type HRC fuse links Gg 500V 80kA ABB 1SCA022627R3170; Check: 1; Check: 0; Link: INR; Int: 0
|  | 200A 0 DIN-type HRC fuse links Gg 500V 80kA ABB 1SCA022629R5140 | Standard Buying | 408.5 | Nos | 1 | 1 | 200A 0 DIN-type HRC fuse links Gg 500V 80kA ABB 1SCA022629R5140 | Electrical Components | Text: 200A 0 DIN-type HRC fuse links Gg 500V 80kA ABB 1SCA022629R5140; Check: 1; Check: 0; Link: INR; Int: 0
|  | 32A 1 DIN-type HRC fuse links Gg 500V 80kA ABB 1SCA107766R1001 | Standard Buying | 305.3 | Nos | 1 | 1 | 32A 1 DIN-type HRC fuse links Gg 500V 80kA ABB 1SCA107766R1001 | Electrical Components | Text: 32A 1 DIN-type HRC fuse links Gg 500V 80kA ABB 1SCA107766R1001; Check: 1; Check: 0; Link: INR; Int: 0
|  | 50A 1 DIN-type HRC fuse links Gg 500V 80kA ABB 1SCA107767R1001 | Standard Buying | 305.3 | Nos | 1 | 1 | 50A 1 DIN-type HRC fuse links Gg 500V 80kA ABB 1SCA107767R1001 | Electrical Components | Text: 50A 1 DIN-type HRC fuse links Gg 500V 80kA ABB 1SCA107767R1001; Check: 1; Check: 0; Link: INR; Int: 0
|  | 63A 1 DIN-type HRC fuse links Gg 500V 80kA ABB 1SCA107768R1001 | Standard Buying | 305.3 | Nos | 1 | 1 | 63A 1 DIN-type HRC fuse links Gg 500V 80kA ABB 1SCA107768R1001 | Electrical Components | Text: 63A 1 DIN-type HRC fuse links Gg 500V 80kA ABB 1SCA107768R1001; Check: 1; Check: 0; Link: INR; Int: 0
|  | 80A 1 DIN-type HRC fuse links Gg 500V 80kA ABB 1SCA107769R1001 | Standard Buying | 305.3 | Nos | 1 | 1 | 80A 1 DIN-type HRC fuse links Gg 500V 80kA ABB 1SCA107769R1001 | Electrical Components | Text: 80A 1 DIN-type HRC fuse links Gg 500V 80kA ABB 1SCA107769R1001; Check: 1; Check: 0; Link: INR; Int: 0
|  | 100A 1 DIN-type HRC fuse links Gg 500V 80kA ABB 1SCA107770R1001 | Standard Buying | 305.3 | Nos | 1 | 1 | 100A 1 DIN-type HRC fuse links Gg 500V 80kA ABB 1SCA107770R1001 | Electrical Components | Text: 100A 1 DIN-type HRC fuse links Gg 500V 80kA ABB 1SCA107770R1001; Check: 1; Check: 0; Link: INR; Int: 0
|  | 125A 1 DIN-type HRC fuse links Gg 500V 80kA ABB 1SCA107771R1001 | Standard Buying | 305.3 | Nos | 1 | 1 | 125A 1 DIN-type HRC fuse links Gg 500V 80kA ABB 1SCA107771R1001 | Electrical Components | Text: 125A 1 DIN-type HRC fuse links Gg 500V 80kA ABB 1SCA107771R1001; Check: 1; Check: 0; Link: INR; Int: 0
|  | 160A 1 DIN-type HRC fuse links Gg 500V 80kA ABB 1SCA107772R1001 | Standard Buying | 305.3 | Nos | 1 | 1 | 160A 1 DIN-type HRC fuse links Gg 500V 80kA ABB 1SCA107772R1001 | Electrical Components | Text: 160A 1 DIN-type HRC fuse links Gg 500V 80kA ABB 1SCA107772R1001; Check: 1; Check: 0; Link: INR; Int: 0
|  | 200A 1 DIN-type HRC fuse links Gg 500V 80kA ABB 1SCA107773R1001 | Standard Buying | 305.3 | Nos | 1 | 1 | 200A 1 DIN-type HRC fuse links Gg 500V 80kA ABB 1SCA107773R1001 | Electrical Components | Text: 200A 1 DIN-type HRC fuse links Gg 500V 80kA ABB 1SCA107773R1001; Check: 1; Check: 0; Link: INR; Int: 0
|  | 250A 1 DIN-type HRC fuse links Gg 500V 80kA ABB 1SCA107774R1001 | Standard Buying | 305.3 | Nos | 1 | 1 | 250A 1 DIN-type HRC fuse links Gg 500V 80kA ABB 1SCA107774R1001 | Electrical Components | Text: 250A 1 DIN-type HRC fuse links Gg 500V 80kA ABB 1SCA107774R1001; Check: 1; Check: 0; Link: INR; Int: 0
|  | 100A 2 DIN-type HRC fuse links Gg 500V 80kA ABB 1SCA107775R1001 | Standard Buying | 451.5 | Nos | 1 | 1 | 100A 2 DIN-type HRC fuse links Gg 500V 80kA ABB 1SCA107775R1001 | Electrical Components | Text: 100A 2 DIN-type HRC fuse links Gg 500V 80kA ABB 1SCA107775R1001; Check: 1; Check: 0; Link: INR; Int: 0
|  | 125A 2 DIN-type HRC fuse links Gg 500V 80kA ABB 1SCA107776R1001 | Standard Buying | 451.5 | Nos | 1 | 1 | 125A 2 DIN-type HRC fuse links Gg 500V 80kA ABB 1SCA107776R1001 | Electrical Components | Text: 125A 2 DIN-type HRC fuse links Gg 500V 80kA ABB 1SCA107776R1001; Check: 1; Check: 0; Link: INR; Int: 0
|  | 250A 2 DIN-type HRC fuse links Gg 500V 80kA ABB 1SCA107778R1001 | Standard Buying | 451.5 | Nos | 1 | 1 | 250A 2 DIN-type HRC fuse links Gg 500V 80kA ABB 1SCA107778R1001 | Electrical Components | Text: 250A 2 DIN-type HRC fuse links Gg 500V 80kA ABB 1SCA107778R1001; Check: 1; Check: 0; Link: INR; Int: 0
|  | 315A 2 DIN-type HRC fuse links Gg 500V 80kA ABB 1SCA107779R1001 | Standard Buying | 451.5 | Nos | 1 | 1 | 315A 2 DIN-type HRC fuse links Gg 500V 80kA ABB 1SCA107779R1001 | Electrical Components | Text: 315A 2 DIN-type HRC fuse links Gg 500V 80kA ABB 1SCA107779R1001; Check: 1; Check: 0; Link: INR; Int: 0
|  | 400A 2 DIN-type HRC fuse links Gg 500V 80kA ABB 1SCA107780R1001 | Standard Buying | 451.5 | Nos | 1 | 1 | 400A 2 DIN-type HRC fuse links Gg 500V 80kA ABB 1SCA107780R1001 | Electrical Components | Text: 400A 2 DIN-type HRC fuse links Gg 500V 80kA ABB 1SCA107780R1001; Check: 1; Check: 0; Link: INR; Int: 0
|  | 315A 3 DIN-type HRC fuse links Gg 500V 80kA ABB 1SCA107781R1001 | Standard Buying | 696.6 | Nos | 1 | 1 | 315A 3 DIN-type HRC fuse links Gg 500V 80kA ABB 1SCA107781R1001 | Electrical Components | Text: 315A 3 DIN-type HRC fuse links Gg 500V 80kA ABB 1SCA107781R1001; Check: 1; Check: 0; Link: INR; Int: 0
|  | 500A 3 DIN-type HRC fuse links Gg 500V 80kA ABB 1SCA107783R1001 | Standard Buying | 696.6 | Nos | 1 | 1 | 500A 3 DIN-type HRC fuse links Gg 500V 80kA ABB 1SCA107783R1001 | Electrical Components | Text: 500A 3 DIN-type HRC fuse links Gg 500V 80kA ABB 1SCA107783R1001; Check: 1; Check: 0; Link: INR; Int: 0
|  | 630A 3 DIN-type HRC fuse links Gg 500V 80kA ABB 1SCA107784R1001 | Standard Buying | 696.6 | Nos | 1 | 1 | 630A 3 DIN-type HRC fuse links Gg 500V 80kA ABB 1SCA107784R1001 | Electrical Components | Text: 630A 3 DIN-type HRC fuse links Gg 500V 80kA ABB 1SCA107784R1001; Check: 1; Check: 0; Link: INR; Int: 0
|  | 800A 3 DIN-type HRC fuse links Gg 500V 80kA ABB 1SCA107785R1001 | Standard Buying | 696.6 | Nos | 1 | 1 | 800A 3 DIN-type HRC fuse links Gg 500V 80kA ABB 1SCA107785R1001 | Electrical Components | Text: 800A 3 DIN-type HRC fuse links Gg 500V 80kA ABB 1SCA107785R1001; Check: 1; Check: 0; Link: INR; Int: 0
|  | 160A 00 DIN-type HRC fuse base ABB 1SCA833001R2001 | Standard Buying | 172 | Nos | 1 | 1 | 160A 00 DIN-type HRC fuse base ABB 1SCA833001R2001 | Electrical Components | Text: 160A 00 DIN-type HRC fuse base ABB 1SCA833001R2001; Check: 1; Check: 0; Link: INR; Int: 0
|  | 250A 1 DIN-type HRC fuse base ABB 1SCA833001R2002 | Standard Buying | 348.3 | Nos | 1 | 1 | 250A 1 DIN-type HRC fuse base ABB 1SCA833001R2002 | Electrical Components | Text: 250A 1 DIN-type HRC fuse base ABB 1SCA833001R2002; Check: 1; Check: 0; Link: INR; Int: 0
|  | 400A 2 DIN-type HRC fuse base ABB 1SCA833001R2003 | Standard Buying | 593.4 | Nos | 1 | 1 | 400A 2 DIN-type HRC fuse base ABB 1SCA833001R2003 | Electrical Components | Text: 400A 2 DIN-type HRC fuse base ABB 1SCA833001R2003; Check: 1; Check: 0; Link: INR; Int: 0
|  | 630A 3 DIN-type HRC fuse base ABB 1SCA833001R2004 | Standard Buying | 791.2 | Nos | 1 | 1 | 630A 3 DIN-type HRC fuse base ABB 1SCA833001R2004 | Electrical Components | Text: 630A 3 DIN-type HRC fuse base ABB 1SCA833001R2004; Check: 1; Check: 0; Link: INR; Int: 0
|  | 2A F1 BS-type HRC fuse links Gg 415V 80kA ABB 1SCA107786R1001 | Standard Buying | 30.1 | Nos | 1 | 1 | 2A F1 BS-type HRC fuse links Gg 415V 80kA ABB 1SCA107786R1001 | Electrical Components | Text: 2A F1 BS-type HRC fuse links Gg 415V 80kA ABB 1SCA107786R1001; Check: 1; Check: 0; Link: INR; Int: 0
|  | 4A F1 BS-type HRC fuse links Gg 415V 80kA ABB 1SCA107787R1001 | Standard Buying | 30.1 | Nos | 1 | 1 | 4A F1 BS-type HRC fuse links Gg 415V 80kA ABB 1SCA107787R1001 | Electrical Components | Text: 4A F1 BS-type HRC fuse links Gg 415V 80kA ABB 1SCA107787R1001; Check: 1; Check: 0; Link: INR; Int: 0
|  | 6A F1 BS-type HRC fuse links Gg 415V 80kA ABB 1SCA107788R1001 | Standard Buying | 30.1 | Nos | 1 | 1 | 6A F1 BS-type HRC fuse links Gg 415V 80kA ABB 1SCA107788R1001 | Electrical Components | Text: 6A F1 BS-type HRC fuse links Gg 415V 80kA ABB 1SCA107788R1001; Check: 1; Check: 0; Link: INR; Int: 0
|  | 10A F1 BS-type HRC fuse links Gg 415V 80kA ABB 1SCA107789R1001 | Standard Buying | 30.1 | Nos | 1 | 1 | 10A F1 BS-type HRC fuse links Gg 415V 80kA ABB 1SCA107789R1001 | Electrical Components | Text: 10A F1 BS-type HRC fuse links Gg 415V 80kA ABB 1SCA107789R1001; Check: 1; Check: 0; Link: INR; Int: 0
|  | 16A F1 BS-type HRC fuse links Gg 415V 80kA ABB 1SCA107790R1001 | Standard Buying | 30.1 | Nos | 1 | 1 | 16A F1 BS-type HRC fuse links Gg 415V 80kA ABB 1SCA107790R1001 | Electrical Components | Text: 16A F1 BS-type HRC fuse links Gg 415V 80kA ABB 1SCA107790R1001; Check: 1; Check: 0; Link: INR; Int: 0
|  | 20A F1 BS-type HRC fuse links Gg 415V 80kA ABB 1SCA107791R1001 | Standard Buying | 30.1 | Nos | 1 | 1 | 20A F1 BS-type HRC fuse links Gg 415V 80kA ABB 1SCA107791R1001 | Electrical Components | Text: 20A F1 BS-type HRC fuse links Gg 415V 80kA ABB 1SCA107791R1001; Check: 1; Check: 0; Link: INR; Int: 0
|  | 25A F1 BS-type HRC fuse links Gg 415V 80kA ABB 1SCA107792R1001 | Standard Buying | 34.4 | Nos | 1 | 1 | 25A F1 BS-type HRC fuse links Gg 415V 80kA ABB 1SCA107792R1001 | Electrical Components | Text: 25A F1 BS-type HRC fuse links Gg 415V 80kA ABB 1SCA107792R1001; Check: 1; Check: 0; Link: INR; Int: 0
|  | 32A F1 BS-type HRC fuse links Gg 415V 80kA ABB 1SCA107793R1001 | Standard Buying | 34.4 | Nos | 1 | 1 | 32A F1 BS-type HRC fuse links Gg 415V 80kA ABB 1SCA107793R1001 | Electrical Components | Text: 32A F1 BS-type HRC fuse links Gg 415V 80kA ABB 1SCA107793R1001; Check: 1; Check: 0; Link: INR; Int: 0
|  | 6A A2 BS-type HRC fuse links Gg 415V 80kA ABB 1SCA107795R1001 | Standard Buying | 43 | Nos | 1 | 1 | 6A A2 BS-type HRC fuse links Gg 415V 80kA ABB 1SCA107795R1001 | Electrical Components | Text: 6A A2 BS-type HRC fuse links Gg 415V 80kA ABB 1SCA107795R1001; Check: 1; Check: 0; Link: INR; Int: 0
|  | 10A A2 BS-type HRC fuse links Gg 415V 80kA ABB 1SCA107796R1001 | Standard Buying | 43 | Nos | 1 | 1 | 10A A2 BS-type HRC fuse links Gg 415V 80kA ABB 1SCA107796R1001 | Electrical Components | Text: 10A A2 BS-type HRC fuse links Gg 415V 80kA ABB 1SCA107796R1001; Check: 1; Check: 0; Link: INR; Int: 0
|  | 16A A2 BS-type HRC fuse links Gg 415V 80kA ABB 1SCA107798R1001 | Standard Buying | 43 | Nos | 1 | 1 | 16A A2 BS-type HRC fuse links Gg 415V 80kA ABB 1SCA107798R1001 | Electrical Components | Text: 16A A2 BS-type HRC fuse links Gg 415V 80kA ABB 1SCA107798R1001; Check: 1; Check: 0; Link: INR; Int: 0
|  | 20A A2 BS-type HRC fuse links Gg 415V 80kA ABB 1SCA107827R1001 | Standard Buying | 43 | Nos | 1 | 1 | 20A A2 BS-type HRC fuse links Gg 415V 80kA ABB 1SCA107827R1001 | Electrical Components | Text: 20A A2 BS-type HRC fuse links Gg 415V 80kA ABB 1SCA107827R1001; Check: 1; Check: 0; Link: INR; Int: 0
|  | 25A A2 BS-type HRC fuse links Gg 415V 80kA ABB 1SCA107800R1001 | Standard Buying | 43 | Nos | 1 | 1 | 25A A2 BS-type HRC fuse links Gg 415V 80kA ABB 1SCA107800R1001 | Electrical Components | Text: 25A A2 BS-type HRC fuse links Gg 415V 80kA ABB 1SCA107800R1001; Check: 1; Check: 0; Link: INR; Int: 0
|  | 32A A2 BS-type HRC fuse links Gg 415V 80kA ABB 1SCA107801R1001 | Standard Buying | 43 | Nos | 1 | 1 | 32A A2 BS-type HRC fuse links Gg 415V 80kA ABB 1SCA107801R1001 | Electrical Components | Text: 32A A2 BS-type HRC fuse links Gg 415V 80kA ABB 1SCA107801R1001; Check: 1; Check: 0; Link: INR; Int: 0
|  | 40A A3 BS-type HRC fuse links Gg 415V 80kA ABB 1SCA107803R1001 | Standard Buying | 55.9 | Nos | 1 | 1 | 40A A3 BS-type HRC fuse links Gg 415V 80kA ABB 1SCA107803R1001 | Electrical Components | Text: 40A A3 BS-type HRC fuse links Gg 415V 80kA ABB 1SCA107803R1001; Check: 1; Check: 0; Link: INR; Int: 0
|  | 50A A3 BS-type HRC fuse links Gg 415V 80kA ABB 1SCA107804R1001 | Standard Buying | 55.9 | Nos | 1 | 1 | 50A A3 BS-type HRC fuse links Gg 415V 80kA ABB 1SCA107804R1001 | Electrical Components | Text: 50A A3 BS-type HRC fuse links Gg 415V 80kA ABB 1SCA107804R1001; Check: 1; Check: 0; Link: INR; Int: 0
|  | 63A A3 BS-type HRC fuse links Gg 415V 80kA ABB 1SCA107805R1001 | Standard Buying | 55.9 | Nos | 1 | 1 | 63A A3 BS-type HRC fuse links Gg 415V 80kA ABB 1SCA107805R1001 | Electrical Components | Text: 63A A3 BS-type HRC fuse links Gg 415V 80kA ABB 1SCA107805R1001; Check: 1; Check: 0; Link: INR; Int: 0
|  | 50A A4 BS-type HRC fuse links Gg 415V 80kA ABB 1SCA107806R1001 | Standard Buying | 116.1 | Nos | 1 | 1 | 50A A4 BS-type HRC fuse links Gg 415V 80kA ABB 1SCA107806R1001 | Electrical Components | Text: 50A A4 BS-type HRC fuse links Gg 415V 80kA ABB 1SCA107806R1001; Check: 1; Check: 0; Link: INR; Int: 0
|  | 63A A4 BS-type HRC fuse links Gg 415V 80kA ABB 1SCA107807R1001 | Standard Buying | 116.1 | Nos | 1 | 1 | 63A A4 BS-type HRC fuse links Gg 415V 80kA ABB 1SCA107807R1001 | Electrical Components | Text: 63A A4 BS-type HRC fuse links Gg 415V 80kA ABB 1SCA107807R1001; Check: 1; Check: 0; Link: INR; Int: 0
|  | 80A A4 BS-type HRC fuse links Gg 415V 80kA ABB 1SCA107808R1001 | Standard Buying | 116.1 | Nos | 1 | 1 | 80A A4 BS-type HRC fuse links Gg 415V 80kA ABB 1SCA107808R1001 | Electrical Components | Text: 80A A4 BS-type HRC fuse links Gg 415V 80kA ABB 1SCA107808R1001; Check: 1; Check: 0; Link: INR; Int: 0
|  | 100A A4 BS-type HRC fuse links Gg 415V 80kA ABB 1SCA107809R1001 | Standard Buying | 116.1 | Nos | 1 | 1 | 100A A4 BS-type HRC fuse links Gg 415V 80kA ABB 1SCA107809R1001 | Electrical Components | Text: 100A A4 BS-type HRC fuse links Gg 415V 80kA ABB 1SCA107809R1001; Check: 1; Check: 0; Link: INR; Int: 0
|  | 125A A4 BS-type HRC fuse links Gg 415V 80kA ABB 1SCA107810R1001 | Standard Buying | 116.1 | Nos | 1 | 1 | 125A A4 BS-type HRC fuse links Gg 415V 80kA ABB 1SCA107810R1001 | Electrical Components | Text: 125A A4 BS-type HRC fuse links Gg 415V 80kA ABB 1SCA107810R1001; Check: 1; Check: 0; Link: INR; Int: 0
|  | 50A B1 BS-type HRC fuse links Gg 415V 80kA ABB 1SCA107811R1001 | Standard Buying | 137.6 | Nos | 1 | 1 | 50A B1 BS-type HRC fuse links Gg 415V 80kA ABB 1SCA107811R1001 | Electrical Components | Text: 50A B1 BS-type HRC fuse links Gg 415V 80kA ABB 1SCA107811R1001; Check: 1; Check: 0; Link: INR; Int: 0
|  | 63A B1 BS-type HRC fuse links Gg 415V 80kA ABB 1SCA107812R1001 | Standard Buying | 137.6 | Nos | 1 | 1 | 63A B1 BS-type HRC fuse links Gg 415V 80kA ABB 1SCA107812R1001 | Electrical Components | Text: 63A B1 BS-type HRC fuse links Gg 415V 80kA ABB 1SCA107812R1001; Check: 1; Check: 0; Link: INR; Int: 0
|  | 80A B1 BS-type HRC fuse links Gg 415V 80kA ABB 1SCA107813R1001 | Standard Buying | 137.6 | Nos | 1 | 1 | 80A B1 BS-type HRC fuse links Gg 415V 80kA ABB 1SCA107813R1001 | Electrical Components | Text: 80A B1 BS-type HRC fuse links Gg 415V 80kA ABB 1SCA107813R1001; Check: 1; Check: 0; Link: INR; Int: 0
|  | 100A B1 BS-type HRC fuse links Gg 415V 80kA ABB 1SCA107814R1001 | Standard Buying | 137.6 | Nos | 1 | 1 | 100A B1 BS-type HRC fuse links Gg 415V 80kA ABB 1SCA107814R1001 | Electrical Components | Text: 100A B1 BS-type HRC fuse links Gg 415V 80kA ABB 1SCA107814R1001; Check: 1; Check: 0; Link: INR; Int: 0
|  | 125A B2 BS-type HRC fuse links Gg 415V 80kA ABB 1SCA107816R1001 | Standard Buying | 206.4 | Nos | 1 | 1 | 125A B2 BS-type HRC fuse links Gg 415V 80kA ABB 1SCA107816R1001 | Electrical Components | Text: 125A B2 BS-type HRC fuse links Gg 415V 80kA ABB 1SCA107816R1001; Check: 1; Check: 0; Link: INR; Int: 0
|  | 160A B2 BS-type HRC fuse links Gg 415V 80kA ABB 1SCA107817R1001 | Standard Buying | 206.4 | Nos | 1 | 1 | 160A B2 BS-type HRC fuse links Gg 415V 80kA ABB 1SCA107817R1001 | Electrical Components | Text: 160A B2 BS-type HRC fuse links Gg 415V 80kA ABB 1SCA107817R1001; Check: 1; Check: 0; Link: INR; Int: 0
|  | 200A B2 BS-type HRC fuse links Gg 415V 80kA ABB 1SCA107818R1001 | Standard Buying | 210.7 | Nos | 1 | 1 | 200A B2 BS-type HRC fuse links Gg 415V 80kA ABB 1SCA107818R1001 | Electrical Components | Text: 200A B2 BS-type HRC fuse links Gg 415V 80kA ABB 1SCA107818R1001; Check: 1; Check: 0; Link: INR; Int: 0
|  | 250A B3 BS-type HRC fuse links Gg 415V 80kA ABB 1SCA107819R1001 | Standard Buying | 296.7 | Nos | 1 | 1 | 250A B3 BS-type HRC fuse links Gg 415V 80kA ABB 1SCA107819R1001 | Electrical Components | Text: 250A B3 BS-type HRC fuse links Gg 415V 80kA ABB 1SCA107819R1001; Check: 1; Check: 0; Link: INR; Int: 0
|  | 315A B3 BS-type HRC fuse links Gg 415V 80kA ABB 1SCA107820R1001 | Standard Buying | 318.2 | Nos | 1 | 1 | 315A B3 BS-type HRC fuse links Gg 415V 80kA ABB 1SCA107820R1001 | Electrical Components | Text: 315A B3 BS-type HRC fuse links Gg 415V 80kA ABB 1SCA107820R1001; Check: 1; Check: 0; Link: INR; Int: 0
|  | 400A B4 BS-type HRC fuse links Gg 415V 80kA ABB 1SCA107822R1001 | Standard Buying | 520.3 | Nos | 1 | 1 | 400A B4 BS-type HRC fuse links Gg 415V 80kA ABB 1SCA107822R1001 | Electrical Components | Text: 400A B4 BS-type HRC fuse links Gg 415V 80kA ABB 1SCA107822R1001; Check: 1; Check: 0; Link: INR; Int: 0
|  | 400A C1 BS-type HRC fuse links Gg 415V 80kA ABB 1SCA107823R1001 | Standard Buying | 791.2 | Nos | 1 | 1 | 400A C1 BS-type HRC fuse links Gg 415V 80kA ABB 1SCA107823R1001 | Electrical Components | Text: 400A C1 BS-type HRC fuse links Gg 415V 80kA ABB 1SCA107823R1001; Check: 1; Check: 0; Link: INR; Int: 0
|  | 500A C2 BS-type HRC fuse links Gg 415V 80kA ABB 1SCA107824R1001 | Standard Buying | 894.4 | Nos | 1 | 1 | 500A C2 BS-type HRC fuse links Gg 415V 80kA ABB 1SCA107824R1001 | Electrical Components | Text: 500A C2 BS-type HRC fuse links Gg 415V 80kA ABB 1SCA107824R1001; Check: 1; Check: 0; Link: INR; Int: 0
|  | 630A C2 BS-type HRC fuse links Gg 415V 80kA ABB 1SCA107825R1001 | Standard Buying | 894.4 | Nos | 1 | 1 | 630A C2 BS-type HRC fuse links Gg 415V 80kA ABB 1SCA107825R1001 | Electrical Components | Text: 630A C2 BS-type HRC fuse links Gg 415V 80kA ABB 1SCA107825R1001; Check: 1; Check: 0; Link: INR; Int: 0
|  | 800A C3 BS-type HRC fuse links Gg 415V 80kA ABB 1SCA107826R1001 | Standard Buying | 1130.9 | Nos | 1 | 1 | 800A C3 BS-type HRC fuse links Gg 415V 80kA ABB 1SCA107826R1001 | Electrical Components | Text: 800A C3 BS-type HRC fuse links Gg 415V 80kA ABB 1SCA107826R1001; Check: 1; Check: 0; Link: INR; Int: 0
|  | 20A F1 control fuse base ABB 1SYN833001R2005 | Standard Buying | 60.2 | Nos | 1 | 1 | 20A F1 control fuse base ABB 1SYN833001R2005 | Electrical Components | Text: 20A F1 control fuse base ABB 1SYN833001R2005; Check: 1; Check: 0; Link: INR; Int: 0
|  | 32A F1 control fuse base ABB 1SYN833001R2009 | Standard Buying | 73.1 | Nos | 1 | 1 | 32A F1 control fuse base ABB 1SYN833001R2009 | Electrical Components | Text: 32A F1 control fuse base ABB 1SYN833001R2009; Check: 1; Check: 0; Link: INR; Int: 0
|  | 32A 2P 000/00 OESA/OS DIN-type switch disconnector fuse ABB 1SCA022108R4330 | Standard Buying | 894.4 | Nos | 1 | 1 | 32A 2P 000/00 OESA/OS DIN-type switch disconnector fuse ABB 1SCA022108R4330 | Electrical Components | Text: 32A 2P 000/00 OESA/OS DIN-type switch disconnector fuse ABB 1SCA022108R4330; Check: 1; Check: 0; Link: INR; Int: 0
|  | 63A 2P 000/00 OESA/OS DIN-type switch disconnector fuse ABB 1SCA022080R5470 | Standard Buying | 1113.7 | Nos | 1 | 1 | 63A 2P 000/00 OESA/OS DIN-type switch disconnector fuse ABB 1SCA022080R5470 | Electrical Components | Text: 63A 2P 000/00 OESA/OS DIN-type switch disconnector fuse ABB 1SCA022080R5470; Check: 1; Check: 0; Link: INR; Int: 0
|  | 100A 2P 00 OESA/OS DIN-type switch disconnector fuse ABB 1SCA022080R5210 | Standard Buying | 2150 | Nos | 1 | 1 | 100A 2P 00 OESA/OS DIN-type switch disconnector fuse ABB 1SCA022080R5210 | Electrical Components | Text: 100A 2P 00 OESA/OS DIN-type switch disconnector fuse ABB 1SCA022080R5210; Check: 1; Check: 0; Link: INR; Int: 0
|  | 125A 2P 00 OESA/OS DIN-type switch disconnector fuse ABB 1SYN833039R2012 | Standard Buying | 2872.4 | Nos | 1 | 1 | 125A 2P 00 OESA/OS DIN-type switch disconnector fuse ABB 1SYN833039R2012 | Electrical Components | Text: 125A 2P 00 OESA/OS DIN-type switch disconnector fuse ABB 1SYN833039R2012; Check: 1; Check: 0; Link: INR; Int: 0
|  | 160A 2P 00 OESA/OS DIN-type switch disconnector fuse ABB 1SCA022108R4500 | Standard Buying | 3070.2 | Nos | 1 | 1 | 160A 2P 00 OESA/OS DIN-type switch disconnector fuse ABB 1SCA022108R4500 | Electrical Components | Text: 160A 2P 00 OESA/OS DIN-type switch disconnector fuse ABB 1SCA022108R4500; Check: 1; Check: 0; Link: INR; Int: 0
|  | 200A 2P 0 OESA/OS DIN-type switch disconnector fuse ABB 1SCA022759R9220 | Standard Buying | 3956 | Nos | 1 | 1 | 200A 2P 0 OESA/OS DIN-type switch disconnector fuse ABB 1SCA022759R9220 | Electrical Components | Text: 200A 2P 0 OESA/OS DIN-type switch disconnector fuse ABB 1SCA022759R9220; Check: 1; Check: 0; Link: INR; Int: 0
|  | 250A 2P 0-1 OESA/OS DIN-type switch disconnector fuse ABB 1SCA022760R0170 | Standard Buying | 4923.5 | Nos | 1 | 1 | 250A 2P 0-1 OESA/OS DIN-type switch disconnector fuse ABB 1SCA022760R0170 | Electrical Components | Text: 250A 2P 0-1 OESA/OS DIN-type switch disconnector fuse ABB 1SCA022760R0170; Check: 1; Check: 0; Link: INR; Int: 0
|  | 315A 2P 0-2 OESA/OS DIN-type switch disconnector fuse ABB 1SYN833040R2012 | Standard Buying | 6540.3 | Nos | 1 | 1 | 315A 2P 0-2 OESA/OS DIN-type switch disconnector fuse ABB 1SYN833040R2012 | Electrical Components | Text: 315A 2P 0-2 OESA/OS DIN-type switch disconnector fuse ABB 1SYN833040R2012; Check: 1; Check: 0; Link: INR; Int: 0
|  | 400A 2P 0-2 OESA/OS DIN-type switch disconnector fuse ABB 1SCA022811R2740 | Standard Buying | 7348.7 | Nos | 1 | 1 | 400A 2P 0-2 OESA/OS DIN-type switch disconnector fuse ABB 1SCA022811R2740 | Electrical Components | Text: 400A 2P 0-2 OESA/OS DIN-type switch disconnector fuse ABB 1SCA022811R2740; Check: 1; Check: 0; Link: INR; Int: 0
|  | 630A 2P 3 OESA/OS DIN-type switch disconnector fuse ABB 1SCA107745R1001 | Standard Buying | 12508.7 | Nos | 1 | 1 | 630A 2P 3 OESA/OS DIN-type switch disconnector fuse ABB 1SCA107745R1001 | Electrical Components | Text: 630A 2P 3 OESA/OS DIN-type switch disconnector fuse ABB 1SCA107745R1001; Check: 1; Check: 0; Link: INR; Int: 0
|  | 800A 2P 3 OESA/OS DIN-type switch disconnector fuse ABB 1SCA022837R2650 | Standard Buying | 14198.6 | Nos | 1 | 1 | 800A 2P 3 OESA/OS DIN-type switch disconnector fuse ABB 1SCA022837R2650 | Electrical Components | Text: 800A 2P 3 OESA/OS DIN-type switch disconnector fuse ABB 1SCA022837R2650; Check: 1; Check: 0; Link: INR; Int: 0
|  | 32A 3P 000/00 OESA/OS DIN-type switch disconnector fuse ABB 1SCA022058R7710 | Standard Buying | 980.4 | Nos | 1 | 1 | 32A 3P 000/00 OESA/OS DIN-type switch disconnector fuse ABB 1SCA022058R7710 | Electrical Components | Text: 32A 3P 000/00 OESA/OS DIN-type switch disconnector fuse ABB 1SCA022058R7710; Check: 1; Check: 0; Link: INR; Int: 0
|  | 63A 3P 000/00 OESA/OS DIN-type switch disconnector fuse ABB 1SCA022057R6850 | Standard Buying | 1345.9 | Nos | 1 | 1 | 63A 3P 000/00 OESA/OS DIN-type switch disconnector fuse ABB 1SCA022057R6850 | Electrical Components | Text: 63A 3P 000/00 OESA/OS DIN-type switch disconnector fuse ABB 1SCA022057R6850; Check: 1; Check: 0; Link: INR; Int: 0
|  | 100A 3P 00 OESA/OS DIN-type switch disconnector fuse ABB 1SCA022025R7830 | Standard Buying | 2588.6 | Nos | 1 | 1 | 100A 3P 00 OESA/OS DIN-type switch disconnector fuse ABB 1SCA022025R7830 | Electrical Components | Text: 100A 3P 00 OESA/OS DIN-type switch disconnector fuse ABB 1SCA022025R7830; Check: 1; Check: 0; Link: INR; Int: 0
|  | 125A 3P 00 OESA/OS DIN-type switch disconnector fuse ABB OESA00125 | Standard Buying | 3470.1 | Nos | 1 | 1 | 125A 3P 00 OESA/OS DIN-type switch disconnector fuse ABB OESA00125 | Electrical Components | Text: 125A 3P 00 OESA/OS DIN-type switch disconnector fuse ABB OESA00125; Check: 1; Check: 0; Link: INR; Int: 0
|  | 160A 3P 00 OESA/OS DIN-type switch disconnector fuse ABB 1SCA022077R8130 | Standard Buying | 3715.2 | Nos | 1 | 1 | 160A 3P 00 OESA/OS DIN-type switch disconnector fuse ABB 1SCA022077R8130 | Electrical Components | Text: 160A 3P 00 OESA/OS DIN-type switch disconnector fuse ABB 1SCA022077R8130; Check: 1; Check: 0; Link: INR; Int: 0
|  | 200A 3P 0 OESA/OS DIN-type switch disconnector fuse ABB 1SYN022709R9500 | Standard Buying | 4785.9 | Nos | 1 | 1 | 200A 3P 0 OESA/OS DIN-type switch disconnector fuse ABB 1SYN022709R9500 | Electrical Components | Text: 200A 3P 0 OESA/OS DIN-type switch disconnector fuse ABB 1SYN022709R9500; Check: 1; Check: 0; Link: INR; Int: 0
|  | 250A 3P 0-1 OESA/OS DIN-type switch disconnector fuse ABB 1SYN022719R0090 | Standard Buying | 5955.5 | Nos | 1 | 1 | 250A 3P 0-1 OESA/OS DIN-type switch disconnector fuse ABB 1SYN022719R0090 | Electrical Components | Text: 250A 3P 0-1 OESA/OS DIN-type switch disconnector fuse ABB 1SYN022719R0090; Check: 1; Check: 0; Link: INR; Int: 0
|  | 315A 3P 0-2 OESA/OS DIN-type switch disconnector fuse ABB 1SYN953046P3001 | Standard Buying | 7907.7 | Nos | 1 | 1 | 315A 3P 0-2 OESA/OS DIN-type switch disconnector fuse ABB 1SYN953046P3001 | Electrical Components | Text: 315A 3P 0-2 OESA/OS DIN-type switch disconnector fuse ABB 1SYN953046P3001; Check: 1; Check: 0; Link: INR; Int: 0
|  | 400A 3P 0-2 OESA/OS DIN-type switch disconnector fuse ABB 1SYN022719R0250 | Standard Buying | 8888.1 | Nos | 1 | 1 | 400A 3P 0-2 OESA/OS DIN-type switch disconnector fuse ABB 1SYN022719R0250 | Electrical Components | Text: 400A 3P 0-2 OESA/OS DIN-type switch disconnector fuse ABB 1SYN022719R0250; Check: 1; Check: 0; Link: INR; Int: 0
|  | 630A 3P 3 OESA/OS DIN-type switch disconnector fuse ABB 1SYN022825R2830 | Standard Buying | 15127.4 | Nos | 1 | 1 | 630A 3P 3 OESA/OS DIN-type switch disconnector fuse ABB 1SYN022825R2830 | Electrical Components | Text: 630A 3P 3 OESA/OS DIN-type switch disconnector fuse ABB 1SYN022825R2830; Check: 1; Check: 0; Link: INR; Int: 0
|  | 800A 3P 3 OESA/OS DIN-type switch disconnector fuse ABB 1SYN022825R4880 | Standard Buying | 16103.5 | Nos | 1 | 1 | 800A 3P 3 OESA/OS DIN-type switch disconnector fuse ABB 1SYN022825R4880 | Electrical Components | Text: 800A 3P 3 OESA/OS DIN-type switch disconnector fuse ABB 1SYN022825R4880; Check: 1; Check: 0; Link: INR; Int: 0
|  | 32A TPN 000/00 OESA/OS DIN-type switch disconnector fuse ABB OESA0032N | Standard Buying | 1032 | Nos | 1 | 1 | 32A TPN 000/00 OESA/OS DIN-type switch disconnector fuse ABB OESA0032N | Electrical Components | Text: 32A TPN 000/00 OESA/OS DIN-type switch disconnector fuse ABB OESA0032N; Check: 1; Check: 0; Link: INR; Int: 0
|  | 63A TPN 000/00 OESA/OS DIN-type switch disconnector fuse ABB OESA0063N | Standard Buying | 1393.2 | Nos | 1 | 1 | 63A TPN 000/00 OESA/OS DIN-type switch disconnector fuse ABB OESA0063N | Electrical Components | Text: 63A TPN 000/00 OESA/OS DIN-type switch disconnector fuse ABB OESA0063N; Check: 1; Check: 0; Link: INR; Int: 0
|  | 100A TPN 00 OESA/OS DIN-type switch disconnector fuse ABB OESA00100N | Standard Buying | 2734.8 | Nos | 1 | 1 | 100A TPN 00 OESA/OS DIN-type switch disconnector fuse ABB OESA00100N | Electrical Components | Text: 100A TPN 00 OESA/OS DIN-type switch disconnector fuse ABB OESA00100N; Check: 1; Check: 0; Link: INR; Int: 0
|  | 125A TPN 00 OESA/OS DIN-type switch disconnector fuse ABB OESA00125N | Standard Buying | 3663.6 | Nos | 1 | 1 | 125A TPN 00 OESA/OS DIN-type switch disconnector fuse ABB OESA00125N | Electrical Components | Text: 125A TPN 00 OESA/OS DIN-type switch disconnector fuse ABB OESA00125N; Check: 1; Check: 0; Link: INR; Int: 0
|  | 160A TPN 00 OESA/OS DIN-type switch disconnector fuse ABB OESA00160N | Standard Buying | 4102.2 | Nos | 1 | 1 | 160A TPN 00 OESA/OS DIN-type switch disconnector fuse ABB OESA00160N | Electrical Components | Text: 160A TPN 00 OESA/OS DIN-type switch disconnector fuse ABB OESA00160N; Check: 1; Check: 0; Link: INR; Int: 0
|  | 200A TPN 0 OESA/OS DIN-type switch disconnector fuse ABB 1SYN022749R8710 | Standard Buying | 5177.2 | Nos | 1 | 1 | 200A TPN 0 OESA/OS DIN-type switch disconnector fuse ABB 1SYN022749R8710 | Electrical Components | Text: 200A TPN 0 OESA/OS DIN-type switch disconnector fuse ABB 1SYN022749R8710; Check: 1; Check: 0; Link: INR; Int: 0
|  | 250A TPN 0-1 OESA/OS DIN-type switch disconnector fuse ABB 1SYN022749R9430 | Standard Buying | 6252.2 | Nos | 1 | 1 | 250A TPN 0-1 OESA/OS DIN-type switch disconnector fuse ABB 1SYN022749R9430 | Electrical Components | Text: 250A TPN 0-1 OESA/OS DIN-type switch disconnector fuse ABB 1SYN022749R9430; Check: 1; Check: 0; Link: INR; Int: 0
|  | 315A TPN 0-2 OESA/OS DIN-type switch disconnector fuse ABB 1SYN953047P3001 | Standard Buying | 8393.6 | Nos | 1 | 1 | 315A TPN 0-2 OESA/OS DIN-type switch disconnector fuse ABB 1SYN953047P3001 | Electrical Components | Text: 315A TPN 0-2 OESA/OS DIN-type switch disconnector fuse ABB 1SYN953047P3001; Check: 1; Check: 0; Link: INR; Int: 0
|  | 400A TPN 0-2 OESA/OS DIN-type switch disconnector fuse ABB 1SYN022753R9320 | Standard Buying | 9270.8 | Nos | 1 | 1 | 400A TPN 0-2 OESA/OS DIN-type switch disconnector fuse ABB 1SYN022753R9320 | Electrical Components | Text: 400A TPN 0-2 OESA/OS DIN-type switch disconnector fuse ABB 1SYN022753R9320; Check: 1; Check: 0; Link: INR; Int: 0
|  | 630A TPN 3 OESA/OS DIN-type switch disconnector fuse ABB 1SYN100858R1001 | Standard Buying | 15368.2 | Nos | 1 | 1 | 630A TPN 3 OESA/OS DIN-type switch disconnector fuse ABB 1SYN100858R1001 | Electrical Components | Text: 630A TPN 3 OESA/OS DIN-type switch disconnector fuse ABB 1SYN100858R1001; Check: 1; Check: 0; Link: INR; Int: 0
|  | 800A TPN 3 OESA/OS DIN-type switch disconnector fuse ABB 1SYN100859R1001 | Standard Buying | 16589.4 | Nos | 1 | 1 | 800A TPN 3 OESA/OS DIN-type switch disconnector fuse ABB 1SYN100859R1001 | Electrical Components | Text: 800A TPN 3 OESA/OS DIN-type switch disconnector fuse ABB 1SYN100859R1001; Check: 1; Check: 0; Link: INR; Int: 0
|  | 32A 4P 000/00 OESA/OS DIN-type switch disconnector fuse ABB 1SCA022067R7610 | Standard Buying | 1126.6 | Nos | 1 | 1 | 32A 4P 000/00 OESA/OS DIN-type switch disconnector fuse ABB 1SCA022067R7610 | Electrical Components | Text: 32A 4P 000/00 OESA/OS DIN-type switch disconnector fuse ABB 1SCA022067R7610; Check: 1; Check: 0; Link: INR; Int: 0
|  | 63A 4P 000/00 OESA/OS DIN-type switch disconnector fuse ABB 1SCA022057R7740 | Standard Buying | 1466.3 | Nos | 1 | 1 | 63A 4P 000/00 OESA/OS DIN-type switch disconnector fuse ABB 1SCA022057R7740 | Electrical Components | Text: 63A 4P 000/00 OESA/OS DIN-type switch disconnector fuse ABB 1SCA022057R7740; Check: 1; Check: 0; Link: INR; Int: 0
|  | 100A 4P 00 OESA/OS DIN-type switch disconnector fuse ABB 1SCA022043R6760 | Standard Buying | 2838 | Nos | 1 | 1 | 100A 4P 00 OESA/OS DIN-type switch disconnector fuse ABB 1SCA022043R6760 | Electrical Components | Text: 100A 4P 00 OESA/OS DIN-type switch disconnector fuse ABB 1SCA022043R6760; Check: 1; Check: 0; Link: INR; Int: 0
|  | 125A 4P 00 OESA/OS DIN-type switch disconnector fuse ABB OESA00125A4 | Standard Buying | 3904.4 | Nos | 1 | 1 | 125A 4P 00 OESA/OS DIN-type switch disconnector fuse ABB OESA00125A4 | Electrical Components | Text: 125A 4P 00 OESA/OS DIN-type switch disconnector fuse ABB OESA00125A4; Check: 1; Check: 0; Link: INR; Int: 0
|  | 160A 4P 00 OESA/OS DIN-type switch disconnector fuse ABB 1SCA022080R7840 | Standard Buying | 4390.3 | Nos | 1 | 1 | 160A 4P 00 OESA/OS DIN-type switch disconnector fuse ABB 1SCA022080R7840 | Electrical Components | Text: 160A 4P 00 OESA/OS DIN-type switch disconnector fuse ABB 1SCA022080R7840; Check: 1; Check: 0; Link: INR; Int: 0
|  | 200A 4P 0 OESA/OS DIN-type switch disconnector fuse ABB 1SYN022709R9680 | Standard Buying | 5663.1 | Nos | 1 | 1 | 200A 4P 0 OESA/OS DIN-type switch disconnector fuse ABB 1SYN022709R9680 | Electrical Components | Text: 200A 4P 0 OESA/OS DIN-type switch disconnector fuse ABB 1SYN022709R9680; Check: 1; Check: 0; Link: INR; Int: 0
|  | 250A 4P 0-1 OESA/OS DIN-type switch disconnector fuse ABB 1SYN022719R2380 | Standard Buying | 6639.2 | Nos | 1 | 1 | 250A 4P 0-1 OESA/OS DIN-type switch disconnector fuse ABB 1SYN022719R2380 | Electrical Components | Text: 250A 4P 0-1 OESA/OS DIN-type switch disconnector fuse ABB 1SYN022719R2380; Check: 1; Check: 0; Link: INR; Int: 0
|  | 315A 4P 0-2 OESA/OS DIN-type switch disconnector fuse ABB 1SYN953048P3001 | Standard Buying | 9515.9 | Nos | 1 | 1 | 315A 4P 0-2 OESA/OS DIN-type switch disconnector fuse ABB 1SYN953048P3001 | Electrical Components | Text: 315A 4P 0-2 OESA/OS DIN-type switch disconnector fuse ABB 1SYN953048P3001; Check: 1; Check: 0; Link: INR; Int: 0
|  | 400A 4P 0-2 OESA/OS DIN-type switch disconnector fuse ABB 1SYN022719R2460 | Standard Buying | 10246.9 | Nos | 1 | 1 | 400A 4P 0-2 OESA/OS DIN-type switch disconnector fuse ABB 1SYN022719R2460 | Electrical Components | Text: 400A 4P 0-2 OESA/OS DIN-type switch disconnector fuse ABB 1SYN022719R2460; Check: 1; Check: 0; Link: INR; Int: 0
|  | 630A 4P 3 OESA/OS DIN-type switch disconnector fuse ABB 1SYN022825R4290 | Standard Buying | 16400.2 | Nos | 1 | 1 | 630A 4P 3 OESA/OS DIN-type switch disconnector fuse ABB 1SYN022825R4290 | Electrical Components | Text: 630A 4P 3 OESA/OS DIN-type switch disconnector fuse ABB 1SYN022825R4290; Check: 1; Check: 0; Link: INR; Int: 0
|  | 800A 4P 3 OESA/OS DIN-type switch disconnector fuse ABB 1SYN022825R5180 | Standard Buying | 18619 | Nos | 1 | 1 | 800A 4P 3 OESA/OS DIN-type switch disconnector fuse ABB 1SYN022825R5180 | Electrical Components | Text: 800A 4P 3 OESA/OS DIN-type switch disconnector fuse ABB 1SYN022825R5180; Check: 1; Check: 0; Link: INR; Int: 0
|  | 32A 2P A2 OESA/OS BS-type switch disconnector fuse ABB 1SCA022108R6110 | Standard Buying | 791.2 | Nos | 1 | 1 | 32A 2P A2 OESA/OS BS-type switch disconnector fuse ABB 1SCA022108R6110 | Electrical Components | Text: 32A 2P A2 OESA/OS BS-type switch disconnector fuse ABB 1SCA022108R6110; Check: 1; Check: 0; Link: INR; Int: 0
|  | 63A 2P A3 OESA/OS BS-type switch disconnector fuse ABB 1SCA022108R6380 | Standard Buying | 1079.3 | Nos | 1 | 1 | 63A 2P A3 OESA/OS BS-type switch disconnector fuse ABB 1SCA022108R6380 | Electrical Components | Text: 63A 2P A3 OESA/OS BS-type switch disconnector fuse ABB 1SCA022108R6380; Check: 1; Check: 0; Link: INR; Int: 0
|  | 100A 2P A4 OESA/OS BS-type switch disconnector fuse ABB 1SCA022087R7970 | Standard Buying | 2102.7 | Nos | 1 | 1 | 100A 2P A4 OESA/OS BS-type switch disconnector fuse ABB 1SCA022087R7970 | Electrical Components | Text: 100A 2P A4 OESA/OS BS-type switch disconnector fuse ABB 1SCA022087R7970; Check: 1; Check: 0; Link: INR; Int: 0
|  | 125A 2P A4 OESA/OS BS-type switch disconnector fuse ABB 1SYN833038R2012 | Standard Buying | 2666 | Nos | 1 | 1 | 125A 2P A4 OESA/OS BS-type switch disconnector fuse ABB 1SYN833038R2012 | Electrical Components | Text: 125A 2P A4 OESA/OS BS-type switch disconnector fuse ABB 1SYN833038R2012; Check: 1; Check: 0; Link: INR; Int: 0
|  | 160A 2P B2 OESA/OS BS-type switch disconnector fuse ABB 1SCA022082R6550 | Standard Buying | 2911.1 | Nos | 1 | 1 | 160A 2P B2 OESA/OS BS-type switch disconnector fuse ABB 1SCA022082R6550 | Electrical Components | Text: 160A 2P B2 OESA/OS BS-type switch disconnector fuse ABB 1SCA022082R6550; Check: 1; Check: 0; Link: INR; Int: 0
|  | 200A 2P B1-B2 OESA/OS BS-type switch disconnector fuse ABB 1SCA022769R7820 | Standard Buying | 3513.1 | Nos | 1 | 1 | 200A 2P B1-B2 OESA/OS BS-type switch disconnector fuse ABB 1SCA022769R7820 | Electrical Components | Text: 200A 2P B1-B2 OESA/OS BS-type switch disconnector fuse ABB 1SCA022769R7820; Check: 1; Check: 0; Link: INR; Int: 0
|  | 250A 2P B1-B3 OESA/OS BS-type switch disconnector fuse ABB 1SCA022769R9440 | Standard Buying | 4480.6 | Nos | 1 | 1 | 250A 2P B1-B3 OESA/OS BS-type switch disconnector fuse ABB 1SCA022769R9440 | Electrical Components | Text: 250A 2P B1-B3 OESA/OS BS-type switch disconnector fuse ABB 1SCA022769R9440; Check: 1; Check: 0; Link: INR; Int: 0
|  | 315A 2P B1-B4 OESA/OS BS-type switch disconnector fuse ABB 1SCA022817R3450 | Standard Buying | 6501.6 | Nos | 1 | 1 | 315A 2P B1-B4 OESA/OS BS-type switch disconnector fuse ABB 1SCA022817R3450 | Electrical Components | Text: 315A 2P B1-B4 OESA/OS BS-type switch disconnector fuse ABB 1SCA022817R3450; Check: 1; Check: 0; Link: INR; Int: 0
|  | 400A 2P B1-B4 OESA/OS BS-type switch disconnector fuse ABB 1SCA022813R7220 | Standard Buying | 6617.7 | Nos | 1 | 1 | 400A 2P B1-B4 OESA/OS BS-type switch disconnector fuse ABB 1SCA022813R7220 | Electrical Components | Text: 400A 2P B1-B4 OESA/OS BS-type switch disconnector fuse ABB 1SCA022813R7220; Check: 1; Check: 0; Link: INR; Int: 0
|  | 630A 2P C1-C2 OESA/OS BS-type switch disconnector fuse ABB 1SCA113529R1001 | Standard Buying | 11498.2 | Nos | 1 | 1 | 630A 2P C1-C2 OESA/OS BS-type switch disconnector fuse ABB 1SCA113529R1001 | Electrical Components | Text: 630A 2P C1-C2 OESA/OS BS-type switch disconnector fuse ABB 1SCA113529R1001; Check: 1; Check: 0; Link: INR; Int: 0
|  | 800A 2P C1-C3 OESA/OS BS-type switch disconnector fuse ABB 1SCA022837R6480 | Standard Buying | 13725.6 | Nos | 1 | 1 | 800A 2P C1-C3 OESA/OS BS-type switch disconnector fuse ABB 1SCA022837R6480 | Electrical Components | Text: 800A 2P C1-C3 OESA/OS BS-type switch disconnector fuse ABB 1SCA022837R6480; Check: 1; Check: 0; Link: INR; Int: 0
|  | 32A 3P A2 OESA/OS BS-type switch disconnector fuse ABB 1SCA022057R1540 | Standard Buying | 954.6 | Nos | 1 | 1 | 32A 3P A2 OESA/OS BS-type switch disconnector fuse ABB 1SCA022057R1540 | Electrical Components | Text: 32A 3P A2 OESA/OS BS-type switch disconnector fuse ABB 1SCA022057R1540; Check: 1; Check: 0; Link: INR; Int: 0
|  | 63A 3P A3 OESA/OS BS-type switch disconnector fuse ABB 1SCA022057R0310 | Standard Buying | 1298.6 | Nos | 1 | 1 | 63A 3P A3 OESA/OS BS-type switch disconnector fuse ABB 1SCA022057R0310 | Electrical Components | Text: 63A 3P A3 OESA/OS BS-type switch disconnector fuse ABB 1SCA022057R0310; Check: 1; Check: 0; Link: INR; Int: 0
|  | 100A 3P A4 OESA/OS BS-type switch disconnector fuse ABB 1SCA022042R0920 | Standard Buying | 2545.6 | Nos | 1 | 1 | 100A 3P A4 OESA/OS BS-type switch disconnector fuse ABB 1SCA022042R0920 | Electrical Components | Text: 100A 3P A4 OESA/OS BS-type switch disconnector fuse ABB 1SCA022042R0920; Check: 1; Check: 0; Link: INR; Int: 0
|  | 125A 3P A4 OESA/OS BS-type switch disconnector fuse ABB OESA125G1 | Standard Buying | 3225 | Nos | 1 | 1 | 125A 3P A4 OESA/OS BS-type switch disconnector fuse ABB OESA125G1 | Electrical Components | Text: 125A 3P A4 OESA/OS BS-type switch disconnector fuse ABB OESA125G1; Check: 1; Check: 0; Link: INR; Int: 0
|  | 160A 3P B2 OESA/OS BS-type switch disconnector fuse ABB 1SCA022076R9570 | Standard Buying | 3513.1 | Nos | 1 | 1 | 160A 3P B2 OESA/OS BS-type switch disconnector fuse ABB 1SCA022076R9570 | Electrical Components | Text: 160A 3P B2 OESA/OS BS-type switch disconnector fuse ABB 1SCA022076R9570; Check: 1; Check: 0; Link: INR; Int: 0
|  | 200A 3P B1-B2 OESA/OS BS-type switch disconnector fuse ABB 1SYN022709R9330 | Standard Buying | 4248.4 | Nos | 1 | 1 | 200A 3P B1-B2 OESA/OS BS-type switch disconnector fuse ABB 1SYN022709R9330 | Electrical Components | Text: 200A 3P B1-B2 OESA/OS BS-type switch disconnector fuse ABB 1SYN022709R9330; Check: 1; Check: 0; Link: INR; Int: 0
|  | 250A 3P B1-B3 OESA/OS BS-type switch disconnector fuse ABB 1SYN022750R6660 | Standard Buying | 5422.3 | Nos | 1 | 1 | 250A 3P B1-B3 OESA/OS BS-type switch disconnector fuse ABB 1SYN022750R6660 | Electrical Components | Text: 250A 3P B1-B3 OESA/OS BS-type switch disconnector fuse ABB 1SYN022750R6660; Check: 1; Check: 0; Link: INR; Int: 0
|  | 315A 3P B1-B4 OESA/OS BS-type switch disconnector fuse ABB 1SYN022719R0680 | Standard Buying | 7860.4 | Nos | 1 | 1 | 315A 3P B1-B4 OESA/OS BS-type switch disconnector fuse ABB 1SYN022719R0680 | Electrical Components | Text: 315A 3P B1-B4 OESA/OS BS-type switch disconnector fuse ABB 1SYN022719R0680; Check: 1; Check: 0; Link: INR; Int: 0
|  | 400A 3P B1-B4 OESA/OS BS-type switch disconnector fuse ABB 1SYN022719R0840 | Standard Buying | 8006.6 | Nos | 1 | 1 | 400A 3P B1-B4 OESA/OS BS-type switch disconnector fuse ABB 1SYN022719R0840 | Electrical Components | Text: 400A 3P B1-B4 OESA/OS BS-type switch disconnector fuse ABB 1SYN022719R0840; Check: 1; Check: 0; Link: INR; Int: 0
|  | 630A 3P C1-C2 OESA/OS BS-type switch disconnector fuse ABB 1SYN022825R5850 | Standard Buying | 13910.5 | Nos | 1 | 1 | 630A 3P C1-C2 OESA/OS BS-type switch disconnector fuse ABB 1SYN022825R5850 | Electrical Components | Text: 630A 3P C1-C2 OESA/OS BS-type switch disconnector fuse ABB 1SYN022825R5850; Check: 1; Check: 0; Link: INR; Int: 0
|  | 800A 3P C1-C3 OESA/OS BS-type switch disconnector fuse ABB 1SYN022825R7550 | Standard Buying | 16589.4 | Nos | 1 | 1 | 800A 3P C1-C3 OESA/OS BS-type switch disconnector fuse ABB 1SYN022825R7550 | Electrical Components | Text: 800A 3P C1-C3 OESA/OS BS-type switch disconnector fuse ABB 1SYN022825R7550; Check: 1; Check: 0; Link: INR; Int: 0
|  | 32A TPN A2 OESA/OS BS-type switch disconnector fuse ABB OESA32G1N | Standard Buying | 1006.2 | Nos | 1 | 1 | 32A TPN A2 OESA/OS BS-type switch disconnector fuse ABB OESA32G1N | Electrical Components | Text: 32A TPN A2 OESA/OS BS-type switch disconnector fuse ABB OESA32G1N; Check: 1; Check: 0; Link: INR; Int: 0
|  | 63A TPN A3 OESA/OS BS-type switch disconnector fuse ABB OESA63G1N | Standard Buying | 1345.9 | Nos | 1 | 1 | 63A TPN A3 OESA/OS BS-type switch disconnector fuse ABB OESA63G1N | Electrical Components | Text: 63A TPN A3 OESA/OS BS-type switch disconnector fuse ABB OESA63G1N; Check: 1; Check: 0; Link: INR; Int: 0
|  | 100A TPN A4 OESA/OS BS-type switch disconnector fuse ABB OESA100G1N | Standard Buying | 2687.5 | Nos | 1 | 1 | 100A TPN A4 OESA/OS BS-type switch disconnector fuse ABB OESA100G1N | Electrical Components | Text: 100A TPN A4 OESA/OS BS-type switch disconnector fuse ABB OESA100G1N; Check: 1; Check: 0; Link: INR; Int: 0
|  | 125A TPN A4 OESA/OS BS-type switch disconnector fuse ABB OESA125G1N | Standard Buying | 3319.6 | Nos | 1 | 1 | 125A TPN A4 OESA/OS BS-type switch disconnector fuse ABB OESA125G1N | Electrical Components | Text: 125A TPN A4 OESA/OS BS-type switch disconnector fuse ABB OESA125G1N; Check: 1; Check: 0; Link: INR; Int: 0
|  | 160A TPN B2 OESA/OS BS-type switch disconnector fuse ABB OESA160G1N | Standard Buying | 3620.6 | Nos | 1 | 1 | 160A TPN B2 OESA/OS BS-type switch disconnector fuse ABB OESA160G1N | Electrical Components | Text: 160A TPN B2 OESA/OS BS-type switch disconnector fuse ABB OESA160G1N; Check: 1; Check: 0; Link: INR; Int: 0
|  | 200A TPN B1-B2 OESA/OS BS-type switch disconnector fuse ABB YN022750R0620 | Standard Buying | 4545.1 | Nos | 1 | 1 | 200A TPN B1-B2 OESA/OS BS-type switch disconnector fuse ABB YN022750R0620 | Electrical Components | Text: 200A TPN B1-B2 OESA/OS BS-type switch disconnector fuse ABB YN022750R0620; Check: 1; Check: 0; Link: INR; Int: 0
|  | 250A TPN B1-B3 OESA/OS BS-type switch disconnector fuse ABB 1SYN022750R8010 | Standard Buying | 5860.9 | Nos | 1 | 1 | 250A TPN B1-B3 OESA/OS BS-type switch disconnector fuse ABB 1SYN022750R8010 | Electrical Components | Text: 250A TPN B1-B3 OESA/OS BS-type switch disconnector fuse ABB 1SYN022750R8010; Check: 1; Check: 0; Link: INR; Int: 0
|  | 315A TPN B1-B4 OESA/OS BS-type switch disconnector fuse ABB 1SYN022753R8940 | Standard Buying | 8053.9 | Nos | 1 | 1 | 315A TPN B1-B4 OESA/OS BS-type switch disconnector fuse ABB 1SYN022753R8940 | Electrical Components | Text: 315A TPN B1-B4 OESA/OS BS-type switch disconnector fuse ABB 1SYN022753R8940; Check: 1; Check: 0; Link: INR; Int: 0
|  | 400A TPN B1-B4 OESA/OS BS-type switch disconnector fuse ABB 1SYN022753R9160 | Standard Buying | 8449.5 | Nos | 1 | 1 | 400A TPN B1-B4 OESA/OS BS-type switch disconnector fuse ABB 1SYN022753R9160 | Electrical Components | Text: 400A TPN B1-B4 OESA/OS BS-type switch disconnector fuse ABB 1SYN022753R9160; Check: 1; Check: 0; Link: INR; Int: 0
|  | 630A TPN C1-C2 OESA/OS BS-type switch disconnector fuse ABB 1SYN100860R1001 | Standard Buying | 14151.3 | Nos | 1 | 1 | 630A TPN C1-C2 OESA/OS BS-type switch disconnector fuse ABB 1SYN100860R1001 | Electrical Components | Text: 630A TPN C1-C2 OESA/OS BS-type switch disconnector fuse ABB 1SYN100860R1001; Check: 1; Check: 0; Link: INR; Int: 0
|  | 800A TPN C1-C3 OESA/OS BS-type switch disconnector fuse ABB 1SYN100861R1001 | Standard Buying | 15854.1 | Nos | 1 | 1 | 800A TPN C1-C3 OESA/OS BS-type switch disconnector fuse ABB 1SYN100861R1001 | Electrical Components | Text: 800A TPN C1-C3 OESA/OS BS-type switch disconnector fuse ABB 1SYN100861R1001; Check: 1; Check: 0; Link: INR; Int: 0
|  | 32A 4P A2 OESA/OS BS-type switch disconnector fuse ABB 1SCA022059R9040 | Standard Buying | 1152.4 | Nos | 1 | 1 | 32A 4P A2 OESA/OS BS-type switch disconnector fuse ABB 1SCA022059R9040 | Electrical Components | Text: 32A 4P A2 OESA/OS BS-type switch disconnector fuse ABB 1SCA022059R9040; Check: 1; Check: 0; Link: INR; Int: 0
|  | 63A 4P A3 OESA/OS BS-type switch disconnector fuse ABB 1SCA022057R1110 | Standard Buying | 1466.3 | Nos | 1 | 1 | 63A 4P A3 OESA/OS BS-type switch disconnector fuse ABB 1SCA022057R1110 | Electrical Components | Text: 63A 4P A3 OESA/OS BS-type switch disconnector fuse ABB 1SCA022057R1110; Check: 1; Check: 0; Link: INR; Int: 0
|  | 100A 4P A4 OESA/OS BS-type switch disconnector fuse ABB 1SCA022043R7570 | Standard Buying | 3173.4 | Nos | 1 | 1 | 100A 4P A4 OESA/OS BS-type switch disconnector fuse ABB 1SCA022043R7570 | Electrical Components | Text: 100A 4P A4 OESA/OS BS-type switch disconnector fuse ABB 1SCA022043R7570; Check: 1; Check: 0; Link: INR; Int: 0
|  | 125A 4P A4 OESA/OS BS-type switch disconnector fuse ABB OESA125G4 | Standard Buying | 3904.4 | Nos | 1 | 1 | 125A 4P A4 OESA/OS BS-type switch disconnector fuse ABB OESA125G4 | Electrical Components | Text: 125A 4P A4 OESA/OS BS-type switch disconnector fuse ABB OESA125G4; Check: 1; Check: 0; Link: INR; Int: 0
|  | 160A 4P B2 OESA/OS BS-type switch disconnector fuse ABB 1SCA022080R3690 | Standard Buying | 4390.3 | Nos | 1 | 1 | 160A 4P B2 OESA/OS BS-type switch disconnector fuse ABB 1SCA022080R3690 | Electrical Components | Text: 160A 4P B2 OESA/OS BS-type switch disconnector fuse ABB 1SCA022080R3690; Check: 1; Check: 0; Link: INR; Int: 0
|  | 200A 4P B1-B2 OESA/OS BS-type switch disconnector fuse ABB 1SYN022709R9410 | Standard Buying | 5710.4 | Nos | 1 | 1 | 200A 4P B1-B2 OESA/OS BS-type switch disconnector fuse ABB 1SYN022709R9410 | Electrical Components | Text: 200A 4P B1-B2 OESA/OS BS-type switch disconnector fuse ABB 1SYN022709R9410; Check: 1; Check: 0; Link: INR; Int: 0
|  | 250A 4P B1-B3 OESA/OS BS-type switch disconnector fuse ABB 1SYN022750R7800 | Standard Buying | 6738.1 | Nos | 1 | 1 | 250A 4P B1-B3 OESA/OS BS-type switch disconnector fuse ABB 1SYN022750R7800 | Electrical Components | Text: 250A 4P B1-B3 OESA/OS BS-type switch disconnector fuse ABB 1SYN022750R7800; Check: 1; Check: 0; Link: INR; Int: 0
|  | 315A 4P B1-B4 OESA/OS BS-type switch disconnector fuse ABB 1SYN022719R2710 | Standard Buying | 9662.1 | Nos | 1 | 1 | 315A 4P B1-B4 OESA/OS BS-type switch disconnector fuse ABB 1SYN022719R2710 | Electrical Components | Text: 315A 4P B1-B4 OESA/OS BS-type switch disconnector fuse ABB 1SYN022719R2710; Check: 1; Check: 0; Link: INR; Int: 0
|  | 400A 4P B1-B4 OESA/OS BS-type switch disconnector fuse ABB 1SYN022719R2890 | Standard Buying | 9761 | Nos | 1 | 1 | 400A 4P B1-B4 OESA/OS BS-type switch disconnector fuse ABB 1SYN022719R2890 | Electrical Components | Text: 400A 4P B1-B4 OESA/OS BS-type switch disconnector fuse ABB 1SYN022719R2890; Check: 1; Check: 0; Link: INR; Int: 0
|  | 630A 4P C1-C2 OESA/OS BS-type switch disconnector fuse ABB 1SYN022825R6230 | Standard Buying | 16834.5 | Nos | 1 | 1 | 630A 4P C1-C2 OESA/OS BS-type switch disconnector fuse ABB 1SYN022825R6230 | Electrical Components | Text: 630A 4P C1-C2 OESA/OS BS-type switch disconnector fuse ABB 1SYN022825R6230; Check: 1; Check: 0; Link: INR; Int: 0
|  | 800A 4P C1-C3 OESA/OS BS-type switch disconnector fuse ABB 1SYN022825R8010 | Standard Buying | 19276.9 | Nos | 1 | 1 | 800A 4P C1-C3 OESA/OS BS-type switch disconnector fuse ABB 1SYN022825R8010 | Electrical Components | Text: 800A 4P C1-C3 OESA/OS BS-type switch disconnector fuse ABB 1SYN022825R8010; Check: 1; Check: 0; Link: INR; Int: 0
|  | 160A 2P OT switch disconnectors ABB 1SCA120508R1001 | Standard Buying | 2635.9 | Nos | 1 | 1 | 160A 2P OT switch disconnectors ABB 1SCA120508R1001 | Electrical Components | Text: 160A 2P OT switch disconnectors ABB 1SCA120508R1001; Check: 1; Check: 0; Link: INR; Int: 0
|  | 200A 2P OT switch disconnectors ABB 1SCA022751R1400 | Standard Buying | 2799.3 | Nos | 1 | 1 | 200A 2P OT switch disconnectors ABB 1SCA022751R1400 | Electrical Components | Text: 200A 2P OT switch disconnectors ABB 1SCA022751R1400; Check: 1; Check: 0; Link: INR; Int: 0
|  | 250A 2P OT switch disconnectors ABB 1SCA022735R2500 | Standard Buying | 3452.9 | Nos | 1 | 1 | 250A 2P OT switch disconnectors ABB 1SCA022735R2500 | Electrical Components | Text: 250A 2P OT switch disconnectors ABB 1SCA022735R2500; Check: 1; Check: 0; Link: INR; Int: 0
|  | 315A 2P OT switch disconnectors ABB 1SCA022866R5590 | Standard Buying | 3973.2 | Nos | 1 | 1 | 315A 2P OT switch disconnectors ABB 1SCA022866R5590 | Electrical Components | Text: 315A 2P OT switch disconnectors ABB 1SCA022866R5590; Check: 1; Check: 0; Link: INR; Int: 0
|  | 400A 2P OT switch disconnectors ABB 1SCA022741R7210 | Standard Buying | 5353.5 | Nos | 1 | 1 | 400A 2P OT switch disconnectors ABB 1SCA022741R7210 | Electrical Components | Text: 400A 2P OT switch disconnectors ABB 1SCA022741R7210; Check: 1; Check: 0; Link: INR; Int: 0
|  | 630A 2P OT switch disconnectors ABB 1SCA022866R5670 | Standard Buying | 6712.3 | Nos | 1 | 1 | 630A 2P OT switch disconnectors ABB 1SCA022866R5670 | Electrical Components | Text: 630A 2P OT switch disconnectors ABB 1SCA022866R5670; Check: 1; Check: 0; Link: INR; Int: 0
|  | 800A 2P OT switch disconnectors ABB 1SCA022835R4830 | Standard Buying | 8290.4 | Nos | 1 | 1 | 800A 2P OT switch disconnectors ABB 1SCA022835R4830 | Electrical Components | Text: 800A 2P OT switch disconnectors ABB 1SCA022835R4830; Check: 1; Check: 0; Link: INR; Int: 0
|  | 1000A 2P OT switch disconnectors ABB 1SCA105795R1001 | Standard Buying | 17255.9 | Nos | 1 | 1 | 1000A 2P OT switch disconnectors ABB 1SCA105795R1001 | Electrical Components | Text: 1000A 2P OT switch disconnectors ABB 1SCA105795R1001; Check: 1; Check: 0; Link: INR; Int: 0
|  | 1250A 2P OT switch disconnectors ABB 1SCA106136R1001 | Standard Buying | 20708.8 | Nos | 1 | 1 | 1250A 2P OT switch disconnectors ABB 1SCA106136R1001 | Electrical Components | Text: 1250A 2P OT switch disconnectors ABB 1SCA106136R1001; Check: 1; Check: 0; Link: INR; Int: 0
|  | 1600A 2P OT switch disconnectors ABB 1SCA106142R1001 | Standard Buying | 27606 | Nos | 1 | 1 | 1600A 2P OT switch disconnectors ABB 1SCA106142R1001 | Electrical Components | Text: 1600A 2P OT switch disconnectors ABB 1SCA106142R1001; Check: 1; Check: 0; Link: INR; Int: 0
|  | 2000A 2P OT switch disconnectors ABB 1SCA120025R1001 | Standard Buying | 34507.5 | Nos | 1 | 1 | 2000A 2P OT switch disconnectors ABB 1SCA120025R1001 | Electrical Components | Text: 2000A 2P OT switch disconnectors ABB 1SCA120025R1001; Check: 1; Check: 0; Link: INR; Int: 0
|  | 2500A 2P OT switch disconnectors ABB 1SCA113956R1001 | Standard Buying | 43137.6 | Nos | 1 | 1 | 2500A 2P OT switch disconnectors ABB 1SCA113956R1001 | Electrical Components | Text: 2500A 2P OT switch disconnectors ABB 1SCA113956R1001; Check: 1; Check: 0; Link: INR; Int: 0
|  | 3200A 2P OT switch disconnectors ABB 1SCA128581R1001 | Standard Buying | 62117.8 | Nos | 1 | 1 | 3200A 2P OT switch disconnectors ABB 1SCA128581R1001 | Electrical Components | Text: 3200A 2P OT switch disconnectors ABB 1SCA128581R1001; Check: 1; Check: 0; Link: INR; Int: 0
|  | 4000A 2P OT switch disconnectors ABB 1SCA128595R1001 | Standard Buying | 72472.2 | Nos | 1 | 1 | 4000A 2P OT switch disconnectors ABB 1SCA128595R1001 | Electrical Components | Text: 4000A 2P OT switch disconnectors ABB 1SCA128595R1001; Check: 1; Check: 0; Link: INR; Int: 0
|  | 16A 3P OT switch disconnectors ABB 1SYN104811R1001 | Standard Buying | 941.7 | Nos | 1 | 1 | 16A 3P OT switch disconnectors ABB 1SYN104811R1001 | Electrical Components | Text: 16A 3P OT switch disconnectors ABB 1SYN104811R1001; Check: 1; Check: 0; Link: INR; Int: 0
|  | 25A 3P OT switch disconnectors ABB 1SYN104857R1001 | Standard Buying | 954.6 | Nos | 1 | 1 | 25A 3P OT switch disconnectors ABB 1SYN104857R1001 | Electrical Components | Text: 25A 3P OT switch disconnectors ABB 1SYN104857R1001; Check: 1; Check: 0; Link: INR; Int: 0
|  | 40A 3P OT switch disconnectors ABB 1SYN104902R1001 | Standard Buying | 989 | Nos | 1 | 1 | 40A 3P OT switch disconnectors ABB 1SYN104902R1001 | Electrical Components | Text: 40A 3P OT switch disconnectors ABB 1SYN104902R1001; Check: 1; Check: 0; Link: INR; Int: 0
|  | 63A 3P OT switch disconnectors ABB 1SYN105332R1001 | Standard Buying | 1001.9 | Nos | 1 | 1 | 63A 3P OT switch disconnectors ABB 1SYN105332R1001 | Electrical Components | Text: 63A 3P OT switch disconnectors ABB 1SYN105332R1001; Check: 1; Check: 0; Link: INR; Int: 0
|  | 80A 3P OT switch disconnectors ABB 1SYN105798R1001 | Standard Buying | 1612.5 | Nos | 1 | 1 | 80A 3P OT switch disconnectors ABB 1SYN105798R1001 | Electrical Components | Text: 80A 3P OT switch disconnectors ABB 1SYN105798R1001; Check: 1; Check: 0; Link: INR; Int: 0
|  | 100A 3P OT switch disconnectors ABB 1SYN105004R1001 | Standard Buying | 2150 | Nos | 1 | 1 | 100A 3P OT switch disconnectors ABB 1SYN105004R1001 | Electrical Components | Text: 100A 3P OT switch disconnectors ABB 1SYN105004R1001; Check: 1; Check: 0; Link: INR; Int: 0
|  | 125A 3P OT switch disconnectors ABB 1SYN105033R1001 | Standard Buying | 2188.7 | Nos | 1 | 1 | 125A 3P OT switch disconnectors ABB 1SYN105033R1001 | Electrical Components | Text: 125A 3P OT switch disconnectors ABB 1SYN105033R1001; Check: 1; Check: 0; Link: INR; Int: 0
|  | 160A 3P OT switch disconnectors ABB 1SCA135139R1001 | Standard Buying | 2782.1 | Nos | 1 | 1 | 160A 3P OT switch disconnectors ABB 1SCA135139R1001 | Electrical Components | Text: 160A 3P OT switch disconnectors ABB 1SCA135139R1001; Check: 1; Check: 0; Link: INR; Int: 0
|  | 16A 4P OT switch disconnectors ABB 1SYN104829R1001 | Standard Buying | 1019.1 | Nos | 1 | 1 | 16A 4P OT switch disconnectors ABB 1SYN104829R1001 | Electrical Components | Text: 16A 4P OT switch disconnectors ABB 1SYN104829R1001; Check: 1; Check: 0; Link: INR; Int: 0
|  | 25A 4P OT switch disconnectors ABB 1SYN104886R1001 | Standard Buying | 1057.8 | Nos | 1 | 1 | 25A 4P OT switch disconnectors ABB 1SYN104886R1001 | Electrical Components | Text: 25A 4P OT switch disconnectors ABB 1SYN104886R1001; Check: 1; Check: 0; Link: INR; Int: 0
|  | 40A 4P OT switch disconnectors ABB 1SYN104932R1001 | Standard Buying | 1079.3 | Nos | 1 | 1 | 40A 4P OT switch disconnectors ABB 1SYN104932R1001 | Electrical Components | Text: 40A 4P OT switch disconnectors ABB 1SYN104932R1001; Check: 1; Check: 0; Link: INR; Int: 0
|  | 63A 4P OT switch disconnectors ABB 1SYN105365R1001 | Standard Buying | 1234.1 | Nos | 1 | 1 | 63A 4P OT switch disconnectors ABB 1SYN105365R1001 | Electrical Components | Text: 63A 4P OT switch disconnectors ABB 1SYN105365R1001; Check: 1; Check: 0; Link: INR; Int: 0
|  | 80A 4P OT switch disconnectors ABB 1SYN105413R1001 | Standard Buying | 2115.6 | Nos | 1 | 1 | 80A 4P OT switch disconnectors ABB 1SYN105413R1001 | Electrical Components | Text: 80A 4P OT switch disconnectors ABB 1SYN105413R1001; Check: 1; Check: 0; Link: INR; Int: 0
|  | 100A 4P OT switch disconnectors ABB 1SYN105018R1001 | Standard Buying | 2231.7 | Nos | 1 | 1 | 100A 4P OT switch disconnectors ABB 1SYN105018R1001 | Electrical Components | Text: 100A 4P OT switch disconnectors ABB 1SYN105018R1001; Check: 1; Check: 0; Link: INR; Int: 0
|  | 125A 4P OT switch disconnectors ABB 1SYN105051R1001 | Standard Buying | 2304.8 | Nos | 1 | 1 | 125A 4P OT switch disconnectors ABB 1SYN105051R1001 | Electrical Components | Text: 125A 4P OT switch disconnectors ABB 1SYN105051R1001; Check: 1; Check: 0; Link: INR; Int: 0
|  | 160A 4P OT switch disconnectors ABB 1SCA135140R1001 | Standard Buying | 3814.1 | Nos | 1 | 1 | 160A 4P OT switch disconnectors ABB 1SCA135140R1001 | Electrical Components | Text: 160A 4P OT switch disconnectors ABB 1SCA135140R1001; Check: 1; Check: 0; Link: INR; Int: 0
|  | 160A 3P OT switch disconnectors ABB 1SCA12051R1001 | Standard Buying | 2919.7 | Nos | 1 | 1 | 160A 3P OT switch disconnectors ABB 1SCA12051R1001 | Electrical Components | Text: 160A 3P OT switch disconnectors ABB 1SCA12051R1001; Check: 1; Check: 0; Link: INR; Int: 0
|  | 200A 3P OT switch disconnectors ABB 1SCA022712R0800 | Standard Buying | 3263.7 | Nos | 1 | 1 | 200A 3P OT switch disconnectors ABB 1SCA022712R0800 | Electrical Components | Text: 200A 3P OT switch disconnectors ABB 1SCA022712R0800; Check: 1; Check: 0; Link: INR; Int: 0
|  | 250A 3P OT switch disconnectors ABB 1SCA022710R0100 | Standard Buying | 4024.8 | Nos | 1 | 1 | 250A 3P OT switch disconnectors ABB 1SCA022710R0100 | Electrical Components | Text: 250A 3P OT switch disconnectors ABB 1SCA022710R0100; Check: 1; Check: 0; Link: INR; Int: 0
|  | 315A 3P OT switch disconnectors ABB 1SCA022718R8510 | Standard Buying | 4411.8 | Nos | 1 | 1 | 315A 3P OT switch disconnectors ABB 1SCA022718R8510 | Electrical Components | Text: 315A 3P OT switch disconnectors ABB 1SCA022718R8510; Check: 1; Check: 0; Link: INR; Int: 0
|  | 400A 3P OT switch disconnectors ABB 1SCA022718R8780 | Standard Buying | 5946.9 | Nos | 1 | 1 | 400A 3P OT switch disconnectors ABB 1SCA022718R8780 | Electrical Components | Text: 400A 3P OT switch disconnectors ABB 1SCA022718R8780; Check: 1; Check: 0; Link: INR; Int: 0
|  | 630A 3P OT switch disconnectors ABB 1SCA022718R8940 | Standard Buying | 7370.2 | Nos | 1 | 1 | 630A 3P OT switch disconnectors ABB 1SCA022718R8940 | Electrical Components | Text: 630A 3P OT switch disconnectors ABB 1SCA022718R8940; Check: 1; Check: 0; Link: INR; Int: 0
|  | 800A 3P OT switch disconnectors ABB 1SCA022718R9410 | Standard Buying | 9206.3 | Nos | 1 | 1 | 800A 3P OT switch disconnectors ABB 1SCA022718R9410 | Electrical Components | Text: 800A 3P OT switch disconnectors ABB 1SCA022718R9410; Check: 1; Check: 0; Link: INR; Int: 0
|  | 1000A 3P OT switch disconnectors ABB 1SCA022860R5930 | Standard Buying | 18021.3 | Nos | 1 | 1 | 1000A 3P OT switch disconnectors ABB 1SCA022860R5930 | Electrical Components | Text: 1000A 3P OT switch disconnectors ABB 1SCA022860R5930; Check: 1; Check: 0; Link: INR; Int: 0
|  | 1250A 3P OT switch disconnectors ABB 1SCA022860R5230 | Standard Buying | 23009.3 | Nos | 1 | 1 | 1250A 3P OT switch disconnectors ABB 1SCA022860R5230 | Electrical Components | Text: 1250A 3P OT switch disconnectors ABB 1SCA022860R5230; Check: 1; Check: 0; Link: INR; Int: 0
|  | 1600A 3P OT switch disconnectors ABB 1SCA022860R6580 | Standard Buying | 30676.2 | Nos | 1 | 1 | 1600A 3P OT switch disconnectors ABB 1SCA022860R6580 | Electrical Components | Text: 1600A 3P OT switch disconnectors ABB 1SCA022860R6580; Check: 1; Check: 0; Link: INR; Int: 0
|  | 2000A 3P OT switch disconnectors ABB 1SCA108036R1001 | Standard Buying | 37582 | Nos | 1 | 1 | 2000A 3P OT switch disconnectors ABB 1SCA108036R1001 | Electrical Components | Text: 2000A 3P OT switch disconnectors ABB 1SCA108036R1001; Check: 1; Check: 0; Link: INR; Int: 0
|  | 2500A 3P OT switch disconnectors ABB 1SCA12484R1001 | Standard Buying | 47927.8 | Nos | 1 | 1 | 2500A 3P OT switch disconnectors ABB 1SCA12484R1001 | Electrical Components | Text: 2500A 3P OT switch disconnectors ABB 1SCA12484R1001; Check: 1; Check: 0; Link: INR; Int: 0
|  | 3200A 3P OT switch disconnectors ABB 1SCA120521R1001 | Standard Buying | 69019.3 | Nos | 1 | 1 | 3200A 3P OT switch disconnectors ABB 1SCA120521R1001 | Electrical Components | Text: 3200A 3P OT switch disconnectors ABB 1SCA120521R1001; Check: 1; Check: 0; Link: INR; Int: 0
|  | 4000A 3P OT switch disconnectors ABB 1SCA120521R1001 | Standard Buying | 80517.5 | Nos | 1 | 1 | 4000A 3P OT switch disconnectors ABB 1SCA120521R1001 | Electrical Components | Text: 4000A 3P OT switch disconnectors ABB 1SCA120521R1001; Check: 1; Check: 0; Link: INR; Int: 0
|  | 160A 4P OT switch disconnectors ABB 1SCA12521R1001 | Standard Buying | 4024.8 | Nos | 1 | 1 | 160A 4P OT switch disconnectors ABB 1SCA12521R1001 | Electrical Components | Text: 160A 4P OT switch disconnectors ABB 1SCA12521R1001; Check: 1; Check: 0; Link: INR; Int: 0
|  | 200A 4P OT switch disconnectors ABB 1SCA022713R4930 | Standard Buying | 4110.8 | Nos | 1 | 1 | 200A 4P OT switch disconnectors ABB 1SCA022713R4930 | Electrical Components | Text: 200A 4P OT switch disconnectors ABB 1SCA022713R4930; Check: 1; Check: 0; Link: INR; Int: 0
|  | 250A 4P OT switch disconnectors ABB 1SCA022710R0520 | Standard Buying | 4601 | Nos | 1 | 1 | 250A 4P OT switch disconnectors ABB 1SCA022710R0520 | Electrical Components | Text: 250A 4P OT switch disconnectors ABB 1SCA022710R0520; Check: 1; Check: 0; Link: INR; Int: 0
|  | 315A 4P OT switch disconnectors ABB 1SCA022719R1730 | Standard Buying | 4988 | Nos | 1 | 1 | 315A 4P OT switch disconnectors ABB 1SCA022719R1730 | Electrical Components | Text: 315A 4P OT switch disconnectors ABB 1SCA022719R1730; Check: 1; Check: 0; Link: INR; Int: 0
|  | 400A 4P OT switch disconnectors ABB 1SCA022719R1810 | Standard Buying | 6407 | Nos | 1 | 1 | 400A 4P OT switch disconnectors ABB 1SCA022719R1810 | Electrical Components | Text: 400A 4P OT switch disconnectors ABB 1SCA022719R1810; Check: 1; Check: 0; Link: INR; Int: 0
|  | 630A 4P OT switch disconnectors ABB 1SCA022719R2030 | Standard Buying | 8750.5 | Nos | 1 | 1 | 630A 4P OT switch disconnectors ABB 1SCA022719R2030 | Electrical Components | Text: 630A 4P OT switch disconnectors ABB 1SCA022719R2030; Check: 1; Check: 0; Link: INR; Int: 0
|  | 800A 4P OT switch disconnectors ABB 1SCA022719R2110 | Standard Buying | 10543.6 | Nos | 1 | 1 | 800A 4P OT switch disconnectors ABB 1SCA022719R2110 | Electrical Components | Text: 800A 4P OT switch disconnectors ABB 1SCA022719R2110; Check: 1; Check: 0; Link: INR; Int: 0
|  | 1000A 4P OT switch disconnectors ABB 1SCA022860R6150 | Standard Buying | 23770.4 | Nos | 1 | 1 | 1000A 4P OT switch disconnectors ABB 1SCA022860R6150 | Electrical Components | Text: 1000A 4P OT switch disconnectors ABB 1SCA022860R6150; Check: 1; Check: 0; Link: INR; Int: 0
|  | 1250A 4P OT switch disconnectors ABB 1SCA022860R6310 | Standard Buying | 29906.5 | Nos | 1 | 1 | 1250A 4P OT switch disconnectors ABB 1SCA022860R6310 | Electrical Components | Text: 1250A 4P OT switch disconnectors ABB 1SCA022860R6310; Check: 1; Check: 0; Link: INR; Int: 0
|  | 1600A 4P OT switch disconnectors ABB 1SCA022860R6740 | Standard Buying | 38343.1 | Nos | 1 | 1 | 1600A 4P OT switch disconnectors ABB 1SCA022860R6740 | Electrical Components | Text: 1600A 4P OT switch disconnectors ABB 1SCA022860R6740; Check: 1; Check: 0; Link: INR; Int: 0
|  | 2000A 4P OT switch disconnectors ABB 1SCA108038R1001 | Standard Buying | 45248.9 | Nos | 1 | 1 | 2000A 4P OT switch disconnectors ABB 1SCA108038R1001 | Electrical Components | Text: 2000A 4P OT switch disconnectors ABB 1SCA108038R1001; Check: 1; Check: 0; Link: INR; Int: 0
|  | 2500A 4P OT switch disconnectors ABB 1SCA105140R1001 | Standard Buying | 55603.3 | Nos | 1 | 1 | 2500A 4P OT switch disconnectors ABB 1SCA105140R1001 | Electrical Components | Text: 2500A 4P OT switch disconnectors ABB 1SCA105140R1001; Check: 1; Check: 0; Link: INR; Int: 0
|  | 3200A 4P OT switch disconnectors ABB 1SCA128482R1001 | Standard Buying | 74772.7 | Nos | 1 | 1 | 3200A 4P OT switch disconnectors ABB 1SCA128482R1001 | Electrical Components | Text: 3200A 4P OT switch disconnectors ABB 1SCA128482R1001; Check: 1; Check: 0; Link: INR; Int: 0
|  | 4000A 4P OT switch disconnectors ABB 1SCA124856R1001 | Standard Buying | 84357.4 | Nos | 1 | 1 | 4000A 4P OT switch disconnectors ABB 1SCA124856R1001 | Electrical Components | Text: 4000A 4P OT switch disconnectors ABB 1SCA124856R1001; Check: 1; Check: 0; Link: INR; Int: 0
|  | 16A 3P 18kA TMD MCCB XT1 160 ABB | Standard Buying | 2756.3 | Nos | 1 | 1 | 16A 3P 18kA TMD MCCB XT1 160 ABB | Electrical Components | Text: 16A 3P 18kA TMD MCCB XT1 160 ABB; Check: 1; Check: 0; Link: INR; Int: 0
|  | 20A 3P 18kA TMD MCCB XT1 160 ABB | Standard Buying | 2756.3 | Nos | 1 | 1 | 20A 3P 18kA TMD MCCB XT1 160 ABB | Electrical Components | Text: 20A 3P 18kA TMD MCCB XT1 160 ABB; Check: 1; Check: 0; Link: INR; Int: 0
|  | 25A 3P 18kA TMD MCCB XT1 160 ABB | Standard Buying | 2756.3 | Nos | 1 | 1 | 25A 3P 18kA TMD MCCB XT1 160 ABB | Electrical Components | Text: 25A 3P 18kA TMD MCCB XT1 160 ABB; Check: 1; Check: 0; Link: INR; Int: 0
|  | 32A 3P 18kA TMD MCCB XT1 160 ABB | Standard Buying | 2756.3 | Nos | 1 | 1 | 32A 3P 18kA TMD MCCB XT1 160 ABB | Electrical Components | Text: 32A 3P 18kA TMD MCCB XT1 160 ABB; Check: 1; Check: 0; Link: INR; Int: 0
|  | 40A 3P 18kA TMD MCCB XT1 160 ABB | Standard Buying | 2756.3 | Nos | 1 | 1 | 40A 3P 18kA TMD MCCB XT1 160 ABB | Electrical Components | Text: 40A 3P 18kA TMD MCCB XT1 160 ABB; Check: 1; Check: 0; Link: INR; Int: 0
|  | 50A 3P 18kA TMD MCCB XT1 160 ABB | Standard Buying | 2756.3 | Nos | 1 | 1 | 50A 3P 18kA TMD MCCB XT1 160 ABB | Electrical Components | Text: 50A 3P 18kA TMD MCCB XT1 160 ABB; Check: 1; Check: 0; Link: INR; Int: 0
|  | 63A 3P 18kA TMD MCCB XT1 160 ABB | Standard Buying | 2756.3 | Nos | 1 | 1 | 63A 3P 18kA TMD MCCB XT1 160 ABB | Electrical Components | Text: 63A 3P 18kA TMD MCCB XT1 160 ABB; Check: 1; Check: 0; Link: INR; Int: 0
|  | 80A 3P 18kA TMD MCCB XT1 160 ABB | Standard Buying | 2756.3 | Nos | 1 | 1 | 80A 3P 18kA TMD MCCB XT1 160 ABB | Electrical Components | Text: 80A 3P 18kA TMD MCCB XT1 160 ABB; Check: 1; Check: 0; Link: INR; Int: 0
|  | 100A 3P 18kA TMD MCCB XT1 160 ABB | Standard Buying | 2756.3 | Nos | 1 | 1 | 100A 3P 18kA TMD MCCB XT1 160 ABB | Electrical Components | Text: 100A 3P 18kA TMD MCCB XT1 160 ABB; Check: 1; Check: 0; Link: INR; Int: 0
|  | 125A 3P 18kA TMD MCCB XT1 160 ABB | Standard Buying | 3895.8 | Nos | 1 | 1 | 125A 3P 18kA TMD MCCB XT1 160 ABB | Electrical Components | Text: 125A 3P 18kA TMD MCCB XT1 160 ABB; Check: 1; Check: 0; Link: INR; Int: 0
|  | 160A 3P 18kA TMD MCCB XT1 160 ABB | Standard Buying | 4472 | Nos | 1 | 1 | 160A 3P 18kA TMD MCCB XT1 160 ABB | Electrical Components | Text: 160A 3P 18kA TMD MCCB XT1 160 ABB; Check: 1; Check: 0; Link: INR; Int: 0
|  | 16A 4P 18kA TMD MCCB XT1 160 ABB | Standard Buying | 3801.2 | Nos | 1 | 1 | 16A 4P 18kA TMD MCCB XT1 160 ABB | Electrical Components | Text: 16A 4P 18kA TMD MCCB XT1 160 ABB; Check: 1; Check: 0; Link: INR; Int: 0
|  | 20A 4P 18kA TMD MCCB XT1 160 ABB | Standard Buying | 3801.2 | Nos | 1 | 1 | 20A 4P 18kA TMD MCCB XT1 160 ABB | Electrical Components | Text: 20A 4P 18kA TMD MCCB XT1 160 ABB; Check: 1; Check: 0; Link: INR; Int: 0
|  | 25A 4P 18kA TMD MCCB XT1 160 ABB | Standard Buying | 3801.2 | Nos | 1 | 1 | 25A 4P 18kA TMD MCCB XT1 160 ABB | Electrical Components | Text: 25A 4P 18kA TMD MCCB XT1 160 ABB; Check: 1; Check: 0; Link: INR; Int: 0
|  | 32A 4P 18kA TMD MCCB XT1 160 ABB | Standard Buying | 3801.2 | Nos | 1 | 1 | 32A 4P 18kA TMD MCCB XT1 160 ABB | Electrical Components | Text: 32A 4P 18kA TMD MCCB XT1 160 ABB; Check: 1; Check: 0; Link: INR; Int: 0
|  | 40A 4P 18kA TMD MCCB XT1 160 ABB | Standard Buying | 3801.2 | Nos | 1 | 1 | 40A 4P 18kA TMD MCCB XT1 160 ABB | Electrical Components | Text: 40A 4P 18kA TMD MCCB XT1 160 ABB; Check: 1; Check: 0; Link: INR; Int: 0
|  | 50A 4P 18kA TMD MCCB XT1 160 ABB | Standard Buying | 3801.2 | Nos | 1 | 1 | 50A 4P 18kA TMD MCCB XT1 160 ABB | Electrical Components | Text: 50A 4P 18kA TMD MCCB XT1 160 ABB; Check: 1; Check: 0; Link: INR; Int: 0
|  | 63A 4P 18kA TMD MCCB XT1 160 ABB | Standard Buying | 3801.2 | Nos | 1 | 1 | 63A 4P 18kA TMD MCCB XT1 160 ABB | Electrical Components | Text: 63A 4P 18kA TMD MCCB XT1 160 ABB; Check: 1; Check: 0; Link: INR; Int: 0
|  | 80A 4P 18kA TMD MCCB XT1 160 ABB | Standard Buying | 3801.2 | Nos | 1 | 1 | 80A 4P 18kA TMD MCCB XT1 160 ABB | Electrical Components | Text: 80A 4P 18kA TMD MCCB XT1 160 ABB; Check: 1; Check: 0; Link: INR; Int: 0
|  | 100A 4P 18kA TMD MCCB XT1 160 ABB | Standard Buying | 3801.2 | Nos | 1 | 1 | 100A 4P 18kA TMD MCCB XT1 160 ABB | Electrical Components | Text: 100A 4P 18kA TMD MCCB XT1 160 ABB; Check: 1; Check: 0; Link: INR; Int: 0
|  | 125A 4P 18kA TMD MCCB XT1 160 ABB | Standard Buying | 4816 | Nos | 1 | 1 | 125A 4P 18kA TMD MCCB XT1 160 ABB | Electrical Components | Text: 125A 4P 18kA TMD MCCB XT1 160 ABB; Check: 1; Check: 0; Link: INR; Int: 0
|  | 160A 4P 18kA TMD MCCB XT1 160 ABB | Standard Buying | 6144.7 | Nos | 1 | 1 | 160A 4P 18kA TMD MCCB XT1 160 ABB | Electrical Components | Text: 160A 4P 18kA TMD MCCB XT1 160 ABB; Check: 1; Check: 0; Link: INR; Int: 0
|  | 16A 3P 25kA TMD MCCB XT1 160 ABB | Standard Buying | 2962.7 | Nos | 1 | 1 | 16A 3P 25kA TMD MCCB XT1 160 ABB | Electrical Components | Text: 16A 3P 25kA TMD MCCB XT1 160 ABB; Check: 1; Check: 0; Link: INR; Int: 0
|  | 20A 3P 25kA TMD MCCB XT1 160 ABB | Standard Buying | 2962.7 | Nos | 1 | 1 | 20A 3P 25kA TMD MCCB XT1 160 ABB | Electrical Components | Text: 20A 3P 25kA TMD MCCB XT1 160 ABB; Check: 1; Check: 0; Link: INR; Int: 0
|  | 25A 3P 25kA TMD MCCB XT1 160 ABB | Standard Buying | 2962.7 | Nos | 1 | 1 | 25A 3P 25kA TMD MCCB XT1 160 ABB | Electrical Components | Text: 25A 3P 25kA TMD MCCB XT1 160 ABB; Check: 1; Check: 0; Link: INR; Int: 0
|  | 32A 3P 25kA TMD MCCB XT1 160 ABB | Standard Buying | 2962.7 | Nos | 1 | 1 | 32A 3P 25kA TMD MCCB XT1 160 ABB | Electrical Components | Text: 32A 3P 25kA TMD MCCB XT1 160 ABB; Check: 1; Check: 0; Link: INR; Int: 0
|  | 40A 3P 25kA TMD MCCB XT1 160 ABB | Standard Buying | 2962.7 | Nos | 1 | 1 | 40A 3P 25kA TMD MCCB XT1 160 ABB | Electrical Components | Text: 40A 3P 25kA TMD MCCB XT1 160 ABB; Check: 1; Check: 0; Link: INR; Int: 0
|  | 50A 3P 25kA TMD MCCB XT1 160 ABB | Standard Buying | 2962.7 | Nos | 1 | 1 | 50A 3P 25kA TMD MCCB XT1 160 ABB | Electrical Components | Text: 50A 3P 25kA TMD MCCB XT1 160 ABB; Check: 1; Check: 0; Link: INR; Int: 0
|  | 63A 3P 25kA TMD MCCB XT1 160 ABB | Standard Buying | 2962.7 | Nos | 1 | 1 | 63A 3P 25kA TMD MCCB XT1 160 ABB | Electrical Components | Text: 63A 3P 25kA TMD MCCB XT1 160 ABB; Check: 1; Check: 0; Link: INR; Int: 0
|  | 80A 3P 25kA TMD MCCB XT1 160 ABB | Standard Buying | 2962.7 | Nos | 1 | 1 | 80A 3P 25kA TMD MCCB XT1 160 ABB | Electrical Components | Text: 80A 3P 25kA TMD MCCB XT1 160 ABB; Check: 1; Check: 0; Link: INR; Int: 0
|  | 100A 3P 25kA TMD MCCB XT1 160 ABB | Standard Buying | 2962.7 | Nos | 1 | 1 | 100A 3P 25kA TMD MCCB XT1 160 ABB | Electrical Components | Text: 100A 3P 25kA TMD MCCB XT1 160 ABB; Check: 1; Check: 0; Link: INR; Int: 0
|  | 125A 3P 25kA TMD MCCB XT1 160 ABB | Standard Buying | 4562.3 | Nos | 1 | 1 | 125A 3P 25kA TMD MCCB XT1 160 ABB | Electrical Components | Text: 125A 3P 25kA TMD MCCB XT1 160 ABB; Check: 1; Check: 0; Link: INR; Int: 0
|  | 160A 3P 25kA TMD MCCB XT1 160 ABB | Standard Buying | 5886.7 | Nos | 1 | 1 | 160A 3P 25kA TMD MCCB XT1 160 ABB | Electrical Components | Text: 160A 3P 25kA TMD MCCB XT1 160 ABB; Check: 1; Check: 0; Link: INR; Int: 0
|  | 16A 4P 25kA TMD MCCB XT1 160 ABB | Standard Buying | 4295.7 | Nos | 1 | 1 | 16A 4P 25kA TMD MCCB XT1 160 ABB | Electrical Components | Text: 16A 4P 25kA TMD MCCB XT1 160 ABB; Check: 1; Check: 0; Link: INR; Int: 0
|  | 20A 4P 25kA TMD MCCB XT1 160 ABB | Standard Buying | 4295.7 | Nos | 1 | 1 | 20A 4P 25kA TMD MCCB XT1 160 ABB | Electrical Components | Text: 20A 4P 25kA TMD MCCB XT1 160 ABB; Check: 1; Check: 0; Link: INR; Int: 0
|  | 25A 4P 25kA TMD MCCB XT1 160 ABB | Standard Buying | 4295.7 | Nos | 1 | 1 | 25A 4P 25kA TMD MCCB XT1 160 ABB | Electrical Components | Text: 25A 4P 25kA TMD MCCB XT1 160 ABB; Check: 1; Check: 0; Link: INR; Int: 0
|  | 32A 4P 25kA TMD MCCB XT1 160 ABB | Standard Buying | 4295.7 | Nos | 1 | 1 | 32A 4P 25kA TMD MCCB XT1 160 ABB | Electrical Components | Text: 32A 4P 25kA TMD MCCB XT1 160 ABB; Check: 1; Check: 0; Link: INR; Int: 0
|  | 40A 4P 25kA TMD MCCB XT1 160 ABB | Standard Buying | 4295.7 | Nos | 1 | 1 | 40A 4P 25kA TMD MCCB XT1 160 ABB | Electrical Components | Text: 40A 4P 25kA TMD MCCB XT1 160 ABB; Check: 1; Check: 0; Link: INR; Int: 0
|  | 50A 4P 25kA TMD MCCB XT1 160 ABB | Standard Buying | 4295.7 | Nos | 1 | 1 | 50A 4P 25kA TMD MCCB XT1 160 ABB | Electrical Components | Text: 50A 4P 25kA TMD MCCB XT1 160 ABB; Check: 1; Check: 0; Link: INR; Int: 0
|  | 63A 4P 25kA TMD MCCB XT1 160 ABB | Standard Buying | 4295.7 | Nos | 1 | 1 | 63A 4P 25kA TMD MCCB XT1 160 ABB | Electrical Components | Text: 63A 4P 25kA TMD MCCB XT1 160 ABB; Check: 1; Check: 0; Link: INR; Int: 0
|  | 80A 4P 25kA TMD MCCB XT1 160 ABB | Standard Buying | 4295.7 | Nos | 1 | 1 | 80A 4P 25kA TMD MCCB XT1 160 ABB | Electrical Components | Text: 80A 4P 25kA TMD MCCB XT1 160 ABB; Check: 1; Check: 0; Link: INR; Int: 0
|  | 100A 4P 25kA TMD MCCB XT1 160 ABB | Standard Buying | 4295.7 | Nos | 1 | 1 | 100A 4P 25kA TMD MCCB XT1 160 ABB | Electrical Components | Text: 100A 4P 25kA TMD MCCB XT1 160 ABB; Check: 1; Check: 0; Link: INR; Int: 0
|  | 125A 4P 25kA TMD MCCB XT1 160 ABB | Standard Buying | 5426.6 | Nos | 1 | 1 | 125A 4P 25kA TMD MCCB XT1 160 ABB | Electrical Components | Text: 125A 4P 25kA TMD MCCB XT1 160 ABB; Check: 1; Check: 0; Link: INR; Int: 0
|  | 160A 4P 25kA TMD MCCB XT1 160 ABB | Standard Buying | 7026.2 | Nos | 1 | 1 | 160A 4P 25kA TMD MCCB XT1 160 ABB | Electrical Components | Text: 160A 4P 25kA TMD MCCB XT1 160 ABB; Check: 1; Check: 0; Link: INR; Int: 0
|  | 16A 3P 36kA TMD MCCB XT1 160 ABB | Standard Buying | 3994.7 | Nos | 1 | 1 | 16A 3P 36kA TMD MCCB XT1 160 ABB | Electrical Components | Text: 16A 3P 36kA TMD MCCB XT1 160 ABB; Check: 1; Check: 0; Link: INR; Int: 0
|  | 20A 3P 36kA TMD MCCB XT1 160 ABB | Standard Buying | 3994.7 | Nos | 1 | 1 | 20A 3P 36kA TMD MCCB XT1 160 ABB | Electrical Components | Text: 20A 3P 36kA TMD MCCB XT1 160 ABB; Check: 1; Check: 0; Link: INR; Int: 0
|  | 25A 3P 36kA TMD MCCB XT1 160 ABB | Standard Buying | 3994.7 | Nos | 1 | 1 | 25A 3P 36kA TMD MCCB XT1 160 ABB | Electrical Components | Text: 25A 3P 36kA TMD MCCB XT1 160 ABB; Check: 1; Check: 0; Link: INR; Int: 0
|  | 32A 3P 36kA TMD MCCB XT1 160 ABB | Standard Buying | 3994.7 | Nos | 1 | 1 | 32A 3P 36kA TMD MCCB XT1 160 ABB | Electrical Components | Text: 32A 3P 36kA TMD MCCB XT1 160 ABB; Check: 1; Check: 0; Link: INR; Int: 0
|  | 40A 3P 36kA TMD MCCB XT1 160 ABB | Standard Buying | 3994.7 | Nos | 1 | 1 | 40A 3P 36kA TMD MCCB XT1 160 ABB | Electrical Components | Text: 40A 3P 36kA TMD MCCB XT1 160 ABB; Check: 1; Check: 0; Link: INR; Int: 0
|  | 50A 3P 36kA TMD MCCB XT1 160 ABB | Standard Buying | 3994.7 | Nos | 1 | 1 | 50A 3P 36kA TMD MCCB XT1 160 ABB | Electrical Components | Text: 50A 3P 36kA TMD MCCB XT1 160 ABB; Check: 1; Check: 0; Link: INR; Int: 0
|  | 63A 3P 36kA TMD MCCB XT1 160 ABB | Standard Buying | 3994.7 | Nos | 1 | 1 | 63A 3P 36kA TMD MCCB XT1 160 ABB | Electrical Components | Text: 63A 3P 36kA TMD MCCB XT1 160 ABB; Check: 1; Check: 0; Link: INR; Int: 0
|  | 80A 3P 36kA TMD MCCB XT1 160 ABB | Standard Buying | 3994.7 | Nos | 1 | 1 | 80A 3P 36kA TMD MCCB XT1 160 ABB | Electrical Components | Text: 80A 3P 36kA TMD MCCB XT1 160 ABB; Check: 1; Check: 0; Link: INR; Int: 0
|  | 100A 3P 36kA TMD MCCB XT1 160 ABB | Standard Buying | 3994.7 | Nos | 1 | 1 | 100A 3P 36kA TMD MCCB XT1 160 ABB | Electrical Components | Text: 100A 3P 36kA TMD MCCB XT1 160 ABB; Check: 1; Check: 0; Link: INR; Int: 0
|  | 125A 3P 36kA TMD MCCB XT1 160 ABB | Standard Buying | 4609.6 | Nos | 1 | 1 | 125A 3P 36kA TMD MCCB XT1 160 ABB | Electrical Components | Text: 125A 3P 36kA TMD MCCB XT1 160 ABB; Check: 1; Check: 0; Link: INR; Int: 0
|  | 160A 3P 36kA TMD MCCB XT1 160 ABB | Standard Buying | 6144.7 | Nos | 1 | 1 | 160A 3P 36kA TMD MCCB XT1 160 ABB | Electrical Components | Text: 160A 3P 36kA TMD MCCB XT1 160 ABB; Check: 1; Check: 0; Link: INR; Int: 0
|  | 16A 4P 36kA TMD MCCB XT1 160 ABB | Standard Buying | 5048.2 | Nos | 1 | 1 | 16A 4P 36kA TMD MCCB XT1 160 ABB | Electrical Components | Text: 16A 4P 36kA TMD MCCB XT1 160 ABB; Check: 1; Check: 0; Link: INR; Int: 0
|  | 20A 4P 36kA TMD MCCB XT1 160 ABB | Standard Buying | 5048.2 | Nos | 1 | 1 | 20A 4P 36kA TMD MCCB XT1 160 ABB | Electrical Components | Text: 20A 4P 36kA TMD MCCB XT1 160 ABB; Check: 1; Check: 0; Link: INR; Int: 0
|  | 25A 4P 36kA TMD MCCB XT1 160 ABB | Standard Buying | 5048.2 | Nos | 1 | 1 | 25A 4P 36kA TMD MCCB XT1 160 ABB | Electrical Components | Text: 25A 4P 36kA TMD MCCB XT1 160 ABB; Check: 1; Check: 0; Link: INR; Int: 0
|  | 32A 4P 36kA TMD MCCB XT1 160 ABB | Standard Buying | 5048.2 | Nos | 1 | 1 | 32A 4P 36kA TMD MCCB XT1 160 ABB | Electrical Components | Text: 32A 4P 36kA TMD MCCB XT1 160 ABB; Check: 1; Check: 0; Link: INR; Int: 0
|  | 40A 4P 36kA TMD MCCB XT1 160 ABB | Standard Buying | 5048.2 | Nos | 1 | 1 | 40A 4P 36kA TMD MCCB XT1 160 ABB | Electrical Components | Text: 40A 4P 36kA TMD MCCB XT1 160 ABB; Check: 1; Check: 0; Link: INR; Int: 0
|  | 50A 4P 36kA TMD MCCB XT1 160 ABB | Standard Buying | 5048.2 | Nos | 1 | 1 | 50A 4P 36kA TMD MCCB XT1 160 ABB | Electrical Components | Text: 50A 4P 36kA TMD MCCB XT1 160 ABB; Check: 1; Check: 0; Link: INR; Int: 0
|  | 63A 4P 36kA TMD MCCB XT1 160 ABB | Standard Buying | 5048.2 | Nos | 1 | 1 | 63A 4P 36kA TMD MCCB XT1 160 ABB | Electrical Components | Text: 63A 4P 36kA TMD MCCB XT1 160 ABB; Check: 1; Check: 0; Link: INR; Int: 0
|  | 80A 4P 36kA TMD MCCB XT1 160 ABB | Standard Buying | 5048.2 | Nos | 1 | 1 | 80A 4P 36kA TMD MCCB XT1 160 ABB | Electrical Components | Text: 80A 4P 36kA TMD MCCB XT1 160 ABB; Check: 1; Check: 0; Link: INR; Int: 0
|  | 100A 4P 36kA TMD MCCB XT1 160 ABB | Standard Buying | 5048.2 | Nos | 1 | 1 | 100A 4P 36kA TMD MCCB XT1 160 ABB | Electrical Components | Text: 100A 4P 36kA TMD MCCB XT1 160 ABB; Check: 1; Check: 0; Link: INR; Int: 0
|  | 125A 4P 36kA TMD MCCB XT1 160 ABB | Standard Buying | 5929.7 | Nos | 1 | 1 | 125A 4P 36kA TMD MCCB XT1 160 ABB | Electrical Components | Text: 125A 4P 36kA TMD MCCB XT1 160 ABB; Check: 1; Check: 0; Link: INR; Int: 0
|  | 160A 4P 36kA TMD MCCB XT1 160 ABB | Standard Buying | 7464.8 | Nos | 1 | 1 | 160A 4P 36kA TMD MCCB XT1 160 ABB | Electrical Components | Text: 160A 4P 36kA TMD MCCB XT1 160 ABB; Check: 1; Check: 0; Link: INR; Int: 0
|  | 200A 3P 36kA TMD MCCB XT3 250 ABB | Standard Buying | 7254.1 | Nos | 1 | 1 | 200A 3P 36kA TMD MCCB XT3 250 ABB | Electrical Components | Text: 200A 3P 36kA TMD MCCB XT3 250 ABB; Check: 1; Check: 0; Link: INR; Int: 0
|  | 250A 3P 36kA TMD MCCB XT3 250 ABB | Standard Buying | 8320.5 | Nos | 1 | 1 | 250A 3P 36kA TMD MCCB XT3 250 ABB | Electrical Components | Text: 250A 3P 36kA TMD MCCB XT3 250 ABB; Check: 1; Check: 0; Link: INR; Int: 0
|  | 200A 4P 36kA TMD MCCB XT3 250 ABB | Standard Buying | 9382.6 | Nos | 1 | 1 | 200A 4P 36kA TMD MCCB XT3 250 ABB | Electrical Components | Text: 200A 4P 36kA TMD MCCB XT3 250 ABB; Check: 1; Check: 0; Link: INR; Int: 0
|  | 250A 4P 36kA TMD MCCB XT3 250 ABB | Standard Buying | 10668.3 | Nos | 1 | 1 | 250A 4P 36kA TMD MCCB XT3 250 ABB | Electrical Components | Text: 250A 4P 36kA TMD MCCB XT3 250 ABB; Check: 1; Check: 0; Link: INR; Int: 0
|  | 200A 3P 50kA TMD MCCB XT3 250 ABB | Standard Buying | 8006.6 | Nos | 1 | 1 | 200A 3P 50kA TMD MCCB XT3 250 ABB | Electrical Components | Text: 200A 3P 50kA TMD MCCB XT3 250 ABB; Check: 1; Check: 0; Link: INR; Int: 0
|  | 250A 3P 50kA TMD MCCB XT3 250 ABB | Standard Buying | 9726.6 | Nos | 1 | 1 | 250A 3P 50kA TMD MCCB XT3 250 ABB | Electrical Components | Text: 250A 3P 50kA TMD MCCB XT3 250 ABB; Check: 1; Check: 0; Link: INR; Int: 0
|  | 200A 4P 50kA TMD MCCB XT3 250 ABB | Standard Buying | 10836 | Nos | 1 | 1 | 200A 4P 50kA TMD MCCB XT3 250 ABB | Electrical Components | Text: 200A 4P 50kA TMD MCCB XT3 250 ABB; Check: 1; Check: 0; Link: INR; Int: 0
|  | 250A 4P 50kA TMD MCCB XT3 250 ABB | Standard Buying | 11476.7 | Nos | 1 | 1 | 250A 4P 50kA TMD MCCB XT3 250 ABB | Electrical Components | Text: 250A 4P 50kA TMD MCCB XT3 250 ABB; Check: 1; Check: 0; Link: INR; Int: 0
|  | 16A 3P 36kA TMD MCCB XT2 160 ABB | Standard Buying | 4876.2 | Nos | 1 | 1 | 16A 3P 36kA TMD MCCB XT2 160 ABB | Electrical Components | Text: 16A 3P 36kA TMD MCCB XT2 160 ABB; Check: 1; Check: 0; Link: INR; Int: 0
|  | 20A 3P 36kA TMD MCCB XT2 160 ABB | Standard Buying | 4876.2 | Nos | 1 | 1 | 20A 3P 36kA TMD MCCB XT2 160 ABB | Electrical Components | Text: 20A 3P 36kA TMD MCCB XT2 160 ABB; Check: 1; Check: 0; Link: INR; Int: 0
|  | 25A 3P 36kA TMD MCCB XT2 160 ABB | Standard Buying | 4876.2 | Nos | 1 | 1 | 25A 3P 36kA TMD MCCB XT2 160 ABB | Electrical Components | Text: 25A 3P 36kA TMD MCCB XT2 160 ABB; Check: 1; Check: 0; Link: INR; Int: 0
|  | 32A 3P 36kA TMD MCCB XT2 160 ABB | Standard Buying | 4876.2 | Nos | 1 | 1 | 32A 3P 36kA TMD MCCB XT2 160 ABB | Electrical Components | Text: 32A 3P 36kA TMD MCCB XT2 160 ABB; Check: 1; Check: 0; Link: INR; Int: 0
|  | 40A 3P 36kA TMD/TMA MCCB XT2 160 ABB | Standard Buying | 4876.2 | Nos | 1 | 1 | 40A 3P 36kA TMD/TMA MCCB XT2 160 ABB | Electrical Components | Text: 40A 3P 36kA TMD/TMA MCCB XT2 160 ABB; Check: 1; Check: 0; Link: INR; Int: 0
|  | 50A 3P 36kA TMD/TMA MCCB XT2 160 ABB | Standard Buying | 4876.2 | Nos | 1 | 1 | 50A 3P 36kA TMD/TMA MCCB XT2 160 ABB | Electrical Components | Text: 50A 3P 36kA TMD/TMA MCCB XT2 160 ABB; Check: 1; Check: 0; Link: INR; Int: 0
|  | 63A 3P 36kA TMD/TMA MCCB XT2 160 ABB | Standard Buying | 4876.2 | Nos | 1 | 1 | 63A 3P 36kA TMD/TMA MCCB XT2 160 ABB | Electrical Components | Text: 63A 3P 36kA TMD/TMA MCCB XT2 160 ABB; Check: 1; Check: 0; Link: INR; Int: 0
|  | 80A 3P 36kA TMD/TMA MCCB XT2 160 ABB | Standard Buying | 4876.2 | Nos | 1 | 1 | 80A 3P 36kA TMD/TMA MCCB XT2 160 ABB | Electrical Components | Text: 80A 3P 36kA TMD/TMA MCCB XT2 160 ABB; Check: 1; Check: 0; Link: INR; Int: 0
|  | 100A 3P 36kA TMD/TMA MCCB XT2 160 ABB | Standard Buying | 4876.2 | Nos | 1 | 1 | 100A 3P 36kA TMD/TMA MCCB XT2 160 ABB | Electrical Components | Text: 100A 3P 36kA TMD/TMA MCCB XT2 160 ABB; Check: 1; Check: 0; Link: INR; Int: 0
|  | 125A 3P 36kA TMD/TMA MCCB XT2 160 ABB | Standard Buying | 5929.7 | Nos | 1 | 1 | 125A 3P 36kA TMD/TMA MCCB XT2 160 ABB | Electrical Components | Text: 125A 3P 36kA TMD/TMA MCCB XT2 160 ABB; Check: 1; Check: 0; Link: INR; Int: 0
|  | 160A 3P 36kA TMD/TMA MCCB XT2 160 ABB | Standard Buying | 7245.5 | Nos | 1 | 1 | 160A 3P 36kA TMD/TMA MCCB XT2 160 ABB | Electrical Components | Text: 160A 3P 36kA TMD/TMA MCCB XT2 160 ABB; Check: 1; Check: 0; Link: INR; Int: 0
|  | 16A 3P 50kA TMD MCCB XT2 160 ABB | Standard Buying | 5357.8 | Nos | 1 | 1 | 16A 3P 50kA TMD MCCB XT2 160 ABB | Electrical Components | Text: 16A 3P 50kA TMD MCCB XT2 160 ABB; Check: 1; Check: 0; Link: INR; Int: 0
|  | 20A 3P 50kA TMD MCCB XT2 160 ABB | Standard Buying | 5357.8 | Nos | 1 | 1 | 20A 3P 50kA TMD MCCB XT2 160 ABB | Electrical Components | Text: 20A 3P 50kA TMD MCCB XT2 160 ABB; Check: 1; Check: 0; Link: INR; Int: 0
|  | 25A 3P 50kA TMD MCCB XT2 160 ABB | Standard Buying | 5357.8 | Nos | 1 | 1 | 25A 3P 50kA TMD MCCB XT2 160 ABB | Electrical Components | Text: 25A 3P 50kA TMD MCCB XT2 160 ABB; Check: 1; Check: 0; Link: INR; Int: 0
|  | 32A 3P 50kA TMD MCCB XT2 160 ABB | Standard Buying | 5357.8 | Nos | 1 | 1 | 32A 3P 50kA TMD MCCB XT2 160 ABB | Electrical Components | Text: 32A 3P 50kA TMD MCCB XT2 160 ABB; Check: 1; Check: 0; Link: INR; Int: 0
|  | 40A 3P 50kA TMD/TMA MCCB XT2 160 ABB | Standard Buying | 5357.8 | Nos | 1 | 1 | 40A 3P 50kA TMD/TMA MCCB XT2 160 ABB | Electrical Components | Text: 40A 3P 50kA TMD/TMA MCCB XT2 160 ABB; Check: 1; Check: 0; Link: INR; Int: 0
|  | 50A 3P 50kA TMD/TMA MCCB XT2 160 ABB | Standard Buying | 5357.8 | Nos | 1 | 1 | 50A 3P 50kA TMD/TMA MCCB XT2 160 ABB | Electrical Components | Text: 50A 3P 50kA TMD/TMA MCCB XT2 160 ABB; Check: 1; Check: 0; Link: INR; Int: 0
|  | 63A 3P 50kA TMD/TMA MCCB XT2 160 ABB | Standard Buying | 5357.8 | Nos | 1 | 1 | 63A 3P 50kA TMD/TMA MCCB XT2 160 ABB | Electrical Components | Text: 63A 3P 50kA TMD/TMA MCCB XT2 160 ABB; Check: 1; Check: 0; Link: INR; Int: 0
|  | 80A 3P 50kA TMD/TMA MCCB XT2 160 ABB | Standard Buying | 5357.8 | Nos | 1 | 1 | 80A 3P 50kA TMD/TMA MCCB XT2 160 ABB | Electrical Components | Text: 80A 3P 50kA TMD/TMA MCCB XT2 160 ABB; Check: 1; Check: 0; Link: INR; Int: 0
|  | 100A 3P 50kA TMD/TMA MCCB XT2 160 ABB | Standard Buying | 5357.8 | Nos | 1 | 1 | 100A 3P 50kA TMD/TMA MCCB XT2 160 ABB | Electrical Components | Text: 100A 3P 50kA TMD/TMA MCCB XT2 160 ABB; Check: 1; Check: 0; Link: INR; Int: 0
|  | 125A 3P 50kA TMD/TMA MCCB XT2 160 ABB | Standard Buying | 6854.2 | Nos | 1 | 1 | 125A 3P 50kA TMD/TMA MCCB XT2 160 ABB | Electrical Components | Text: 125A 3P 50kA TMD/TMA MCCB XT2 160 ABB; Check: 1; Check: 0; Link: INR; Int: 0
|  | 160A 3P 50kA TMD/TMA MCCB XT2 160 ABB | Standard Buying | 8475.3 | Nos | 1 | 1 | 160A 3P 50kA TMD/TMA MCCB XT2 160 ABB | Electrical Components | Text: 160A 3P 50kA TMD/TMA MCCB XT2 160 ABB; Check: 1; Check: 0; Link: INR; Int: 0
|  | 200A 3P 36kA TMD/TMA MCCB XT4 250 ABB | Standard Buying | 8784.9 | Nos | 1 | 1 | 200A 3P 36kA TMD/TMA MCCB XT4 250 ABB | Electrical Components | Text: 200A 3P 36kA TMD/TMA MCCB XT4 250 ABB; Check: 1; Check: 0; Link: INR; Int: 0
|  | 225A 3P 36kA TMD/TMA MCCB XT4 250 ABB | Standard Buying | 9881.4 | Nos | 1 | 1 | 225A 3P 36kA TMD/TMA MCCB XT4 250 ABB | Electrical Components | Text: 225A 3P 36kA TMD/TMA MCCB XT4 250 ABB; Check: 1; Check: 0; Link: INR; Int: 0
|  | 250A 3P 36kA TMD/TMA MCCB XT4 250 ABB | Standard Buying | 10096.4 | Nos | 1 | 1 | 250A 3P 36kA TMD/TMA MCCB XT4 250 ABB | Electrical Components | Text: 250A 3P 36kA TMD/TMA MCCB XT4 250 ABB; Check: 1; Check: 0; Link: INR; Int: 0
|  | 200A 3P 50kA TMD/TMA MCCB XT4 250 ABB | Standard Buying | 9881.4 | Nos | 1 | 1 | 200A 3P 50kA TMD/TMA MCCB XT4 250 ABB | Electrical Components | Text: 200A 3P 50kA TMD/TMA MCCB XT4 250 ABB; Check: 1; Check: 0; Link: INR; Int: 0
|  | 225A 3P 50kA TMD/TMA MCCB XT4 250 ABB | Standard Buying | 10096.4 | Nos | 1 | 1 | 225A 3P 50kA TMD/TMA MCCB XT4 250 ABB | Electrical Components | Text: 225A 3P 50kA TMD/TMA MCCB XT4 250 ABB; Check: 1; Check: 0; Link: INR; Int: 0
|  | 250A 3P 50kA TMD/TMA MCCB XT4 250 ABB | Standard Buying | 10582.3 | Nos | 1 | 1 | 250A 3P 50kA TMD/TMA MCCB XT4 250 ABB | Electrical Components | Text: 250A 3P 50kA TMD/TMA MCCB XT4 250 ABB; Check: 1; Check: 0; Link: INR; Int: 0
|  | 320A 3P 36kA TMD/TMA MCCB T5 ABB | Standard Buying | 12560.3 | Nos | 1 | 1 | 320A 3P 36kA TMD/TMA MCCB T5 ABB | Electrical Components | Text: 320A 3P 36kA TMD/TMA MCCB T5 ABB; Check: 1; Check: 0; Link: INR; Int: 0
|  | 400A 3P 36kA TMD/TMA MCCB T5 ABB | Standard Buying | 12560.3 | Nos | 1 | 1 | 400A 3P 36kA TMD/TMA MCCB T5 ABB | Electrical Components | Text: 400A 3P 36kA TMD/TMA MCCB T5 ABB; Check: 1; Check: 0; Link: INR; Int: 0
|  | 500A 3P 36kA TMD/TMA MCCB T5 ABB | Standard Buying | 15372.5 | Nos | 1 | 1 | 500A 3P 36kA TMD/TMA MCCB T5 ABB | Electrical Components | Text: 500A 3P 36kA TMD/TMA MCCB T5 ABB; Check: 1; Check: 0; Link: INR; Int: 0
|  | 320A 3P 50kA TMD/TMA MCCB T5 ABB | Standard Buying | 13282.7 | Nos | 1 | 1 | 320A 3P 50kA TMD/TMA MCCB T5 ABB | Electrical Components | Text: 320A 3P 50kA TMD/TMA MCCB T5 ABB; Check: 1; Check: 0; Link: INR; Int: 0
|  | 400A 3P 50kA TMD/TMA MCCB T5 ABB | Standard Buying | 13282.7 | Nos | 1 | 1 | 400A 3P 50kA TMD/TMA MCCB T5 ABB | Electrical Components | Text: 400A 3P 50kA TMD/TMA MCCB T5 ABB; Check: 1; Check: 0; Link: INR; Int: 0
|  | 500A 3P 50kA TMD/TMA MCCB T5 ABB | Standard Buying | 16701.2 | Nos | 1 | 1 | 500A 3P 50kA TMD/TMA MCCB T5 ABB | Electrical Components | Text: 500A 3P 50kA TMD/TMA MCCB T5 ABB; Check: 1; Check: 0; Link: INR; Int: 0
|  | 630A 3P 36kA TMD/TMA MCCB T6 ABB | Standard Buying | 17694.5 | Nos | 1 | 1 | 630A 3P 36kA TMD/TMA MCCB T6 ABB | Electrical Components | Text: 630A 3P 36kA TMD/TMA MCCB T6 ABB; Check: 1; Check: 0; Link: INR; Int: 0
|  | 800A 3P 36kA TMD/TMA MCCB T6 ABB | Standard Buying | 22850.2 | Nos | 1 | 1 | 800A 3P 36kA TMD/TMA MCCB T6 ABB | Electrical Components | Text: 800A 3P 36kA TMD/TMA MCCB T6 ABB; Check: 1; Check: 0; Link: INR; Int: 0
|  | 630A 3P 50kA TMD/TMA MCCB T6 ABB | Standard Buying | 18214.8 | Nos | 1 | 1 | 630A 3P 50kA TMD/TMA MCCB T6 ABB | Electrical Components | Text: 630A 3P 50kA TMD/TMA MCCB T6 ABB; Check: 1; Check: 0; Link: INR; Int: 0
|  | 800A 3P 50kA TMD/TMA MCCB T6 ABB | Standard Buying | 23959.6 | Nos | 1 | 1 | 800A 3P 50kA TMD/TMA MCCB T6 ABB | Electrical Components | Text: 800A 3P 50kA TMD/TMA MCCB T6 ABB; Check: 1; Check: 0; Link: INR; Int: 0
|  | 16A 4P 36kA TMD MCCB XT2 160 ABB | Standard Buying | 6544.6 | Nos | 1 | 1 | 16A 4P 36kA TMD MCCB XT2 160 ABB | Electrical Components | Text: 16A 4P 36kA TMD MCCB XT2 160 ABB; Check: 1; Check: 0; Link: INR; Int: 0
|  | 20A 4P 36kA TMD MCCB XT2 160 ABB | Standard Buying | 6544.6 | Nos | 1 | 1 | 20A 4P 36kA TMD MCCB XT2 160 ABB | Electrical Components | Text: 20A 4P 36kA TMD MCCB XT2 160 ABB; Check: 1; Check: 0; Link: INR; Int: 0
|  | 25A 4P 36kA TMD MCCB XT2 160 ABB | Standard Buying | 6544.6 | Nos | 1 | 1 | 25A 4P 36kA TMD MCCB XT2 160 ABB | Electrical Components | Text: 25A 4P 36kA TMD MCCB XT2 160 ABB; Check: 1; Check: 0; Link: INR; Int: 0
|  | 32A 4P 36kA TMD MCCB XT2 160 ABB | Standard Buying | 6544.6 | Nos | 1 | 1 | 32A 4P 36kA TMD MCCB XT2 160 ABB | Electrical Components | Text: 32A 4P 36kA TMD MCCB XT2 160 ABB; Check: 1; Check: 0; Link: INR; Int: 0
|  | 40A 4P 36kA TMD/TMA MCCB XT2 160 ABB | Standard Buying | 6544.6 | Nos | 1 | 1 | 40A 4P 36kA TMD/TMA MCCB XT2 160 ABB | Electrical Components | Text: 40A 4P 36kA TMD/TMA MCCB XT2 160 ABB; Check: 1; Check: 0; Link: INR; Int: 0
|  | 50A 4P 36kA TMD/TMA MCCB XT2 160 ABB | Standard Buying | 6544.6 | Nos | 1 | 1 | 50A 4P 36kA TMD/TMA MCCB XT2 160 ABB | Electrical Components | Text: 50A 4P 36kA TMD/TMA MCCB XT2 160 ABB; Check: 1; Check: 0; Link: INR; Int: 0
|  | 63A 4P 36kA TMD/TMA MCCB XT2 160 ABB | Standard Buying | 6544.6 | Nos | 1 | 1 | 63A 4P 36kA TMD/TMA MCCB XT2 160 ABB | Electrical Components | Text: 63A 4P 36kA TMD/TMA MCCB XT2 160 ABB; Check: 1; Check: 0; Link: INR; Int: 0
|  | 80A 4P 36kA TMD/TMA MCCB XT2 160 ABB | Standard Buying | 6544.6 | Nos | 1 | 1 | 80A 4P 36kA TMD/TMA MCCB XT2 160 ABB | Electrical Components | Text: 80A 4P 36kA TMD/TMA MCCB XT2 160 ABB; Check: 1; Check: 0; Link: INR; Int: 0
|  | 100A 4P 36kA TMD/TMA MCCB XT2 160 ABB | Standard Buying | 6544.6 | Nos | 1 | 1 | 100A 4P 36kA TMD/TMA MCCB XT2 160 ABB | Electrical Components | Text: 100A 4P 36kA TMD/TMA MCCB XT2 160 ABB; Check: 1; Check: 0; Link: INR; Int: 0
|  | 125A 4P 36kA TMD/TMA MCCB XT2 160 ABB | Standard Buying | 7907.7 | Nos | 1 | 1 | 125A 4P 36kA TMD/TMA MCCB XT2 160 ABB | Electrical Components | Text: 125A 4P 36kA TMD/TMA MCCB XT2 160 ABB; Check: 1; Check: 0; Link: INR; Int: 0
|  | 160A 4P 36kA TMD/TMA MCCB XT2 160 ABB | Standard Buying | 9442.8 | Nos | 1 | 1 | 160A 4P 36kA TMD/TMA MCCB XT2 160 ABB | Electrical Components | Text: 160A 4P 36kA TMD/TMA MCCB XT2 160 ABB; Check: 1; Check: 0; Link: INR; Int: 0
|  | 16A 4P 50kA TMD MCCB XT2 160 ABB | Standard Buying | 7112.2 | Nos | 1 | 1 | 16A 4P 50kA TMD MCCB XT2 160 ABB | Electrical Components | Text: 16A 4P 50kA TMD MCCB XT2 160 ABB; Check: 1; Check: 0; Link: INR; Int: 0
|  | 20A 4P 50kA TMD MCCB XT2 160 ABB | Standard Buying | 7112.2 | Nos | 1 | 1 | 20A 4P 50kA TMD MCCB XT2 160 ABB | Electrical Components | Text: 20A 4P 50kA TMD MCCB XT2 160 ABB; Check: 1; Check: 0; Link: INR; Int: 0
|  | 25A 4P 50kA TMD MCCB XT2 160 ABB | Standard Buying | 7112.2 | Nos | 1 | 1 | 25A 4P 50kA TMD MCCB XT2 160 ABB | Electrical Components | Text: 25A 4P 50kA TMD MCCB XT2 160 ABB; Check: 1; Check: 0; Link: INR; Int: 0
|  | 32A 4P 50kA TMD MCCB XT2 160 ABB | Standard Buying | 7112.2 | Nos | 1 | 1 | 32A 4P 50kA TMD MCCB XT2 160 ABB | Electrical Components | Text: 32A 4P 50kA TMD MCCB XT2 160 ABB; Check: 1; Check: 0; Link: INR; Int: 0
|  | 40A 4P 50kA TMD/TMA MCCB XT2 160 ABB | Standard Buying | 7112.2 | Nos | 1 | 1 | 40A 4P 50kA TMD/TMA MCCB XT2 160 ABB | Electrical Components | Text: 40A 4P 50kA TMD/TMA MCCB XT2 160 ABB; Check: 1; Check: 0; Link: INR; Int: 0
|  | 50A 4P 50kA TMD/TMA MCCB XT2 160 ABB | Standard Buying | 7112.2 | Nos | 1 | 1 | 50A 4P 50kA TMD/TMA MCCB XT2 160 ABB | Electrical Components | Text: 50A 4P 50kA TMD/TMA MCCB XT2 160 ABB; Check: 1; Check: 0; Link: INR; Int: 0
|  | 63A 4P 50kA TMD/TMA MCCB XT2 160 ABB | Standard Buying | 7112.2 | Nos | 1 | 1 | 63A 4P 50kA TMD/TMA MCCB XT2 160 ABB | Electrical Components | Text: 63A 4P 50kA TMD/TMA MCCB XT2 160 ABB; Check: 1; Check: 0; Link: INR; Int: 0
|  | 80A 4P 50kA TMD/TMA MCCB XT2 160 ABB | Standard Buying | 7112.2 | Nos | 1 | 1 | 80A 4P 50kA TMD/TMA MCCB XT2 160 ABB | Electrical Components | Text: 80A 4P 50kA TMD/TMA MCCB XT2 160 ABB; Check: 1; Check: 0; Link: INR; Int: 0
|  | 100A 4P 50kA TMD/TMA MCCB XT2 160 ABB | Standard Buying | 7112.2 | Nos | 1 | 1 | 100A 4P 50kA TMD/TMA MCCB XT2 160 ABB | Electrical Components | Text: 100A 4P 50kA TMD/TMA MCCB XT2 160 ABB; Check: 1; Check: 0; Link: INR; Int: 0
|  | 125A 4P 50kA TMD/TMA MCCB XT2 160 ABB | Standard Buying | 8913.9 | Nos | 1 | 1 | 125A 4P 50kA TMD/TMA MCCB XT2 160 ABB | Electrical Components | Text: 125A 4P 50kA TMD/TMA MCCB XT2 160 ABB; Check: 1; Check: 0; Link: INR; Int: 0
|  | 160A 4P 50kA TMD/TMA MCCB XT2 160 ABB | Standard Buying | 10535 | Nos | 1 | 1 | 160A 4P 50kA TMD/TMA MCCB XT2 160 ABB | Electrical Components | Text: 160A 4P 50kA TMD/TMA MCCB XT2 160 ABB; Check: 1; Check: 0; Link: INR; Int: 0
|  | 200A 4P 36kA TMD/TMA MCCB XT4 250 ABB | Standard Buying | 11859.4 | Nos | 1 | 1 | 200A 4P 36kA TMD/TMA MCCB XT4 250 ABB | Electrical Components | Text: 200A 4P 36kA TMD/TMA MCCB XT4 250 ABB; Check: 1; Check: 0; Link: INR; Int: 0
|  | 225A 4P 36kA TMD/TMA MCCB XT4 250 ABB | Standard Buying | 12070.1 | Nos | 1 | 1 | 225A 4P 36kA TMD/TMA MCCB XT4 250 ABB | Electrical Components | Text: 225A 4P 36kA TMD/TMA MCCB XT4 250 ABB; Check: 1; Check: 0; Link: INR; Int: 0
|  | 250A 4P 36kA TMD/TMA MCCB XT4 250 ABB | Standard Buying | 12293.7 | Nos | 1 | 1 | 250A 4P 36kA TMD/TMA MCCB XT4 250 ABB | Electrical Components | Text: 250A 4P 36kA TMD/TMA MCCB XT4 250 ABB; Check: 1; Check: 0; Link: INR; Int: 0
|  | 200A 4P 50kA TMD/TMA MCCB XT4 250 ABB | Standard Buying | 13394.5 | Nos | 1 | 1 | 200A 4P 50kA TMD/TMA MCCB XT4 250 ABB | Electrical Components | Text: 200A 4P 50kA TMD/TMA MCCB XT4 250 ABB; Check: 1; Check: 0; Link: INR; Int: 0
|  | 225A 4P 50kA TMD/TMA MCCB XT4 250 ABB | Standard Buying | 13613.8 | Nos | 1 | 1 | 225A 4P 50kA TMD/TMA MCCB XT4 250 ABB | Electrical Components | Text: 225A 4P 50kA TMD/TMA MCCB XT4 250 ABB; Check: 1; Check: 0; Link: INR; Int: 0
|  | 250A 4P 50kA TMD/TMA MCCB XT4 250 ABB | Standard Buying | 13833.1 | Nos | 1 | 1 | 250A 4P 50kA TMD/TMA MCCB XT4 250 ABB | Electrical Components | Text: 250A 4P 50kA TMD/TMA MCCB XT4 250 ABB; Check: 1; Check: 0; Link: INR; Int: 0
|  | 320A 4P 36kA TMD/TMA MCCB T5 ABB | Standard Buying | 15217.7 | Nos | 1 | 1 | 320A 4P 36kA TMD/TMA MCCB T5 ABB | Electrical Components | Text: 320A 4P 36kA TMD/TMA MCCB T5 ABB; Check: 1; Check: 0; Link: INR; Int: 0
|  | 400A 4P 36kA TMD/TMA MCCB T5 ABB | Standard Buying | 15217.7 | Nos | 1 | 1 | 400A 4P 36kA TMD/TMA MCCB T5 ABB | Electrical Components | Text: 400A 4P 36kA TMD/TMA MCCB T5 ABB; Check: 1; Check: 0; Link: INR; Int: 0
|  | 500A 4P 36kA TMD/TMA MCCB T5 ABB | Standard Buying | 19681.1 | Nos | 1 | 1 | 500A 4P 36kA TMD/TMA MCCB T5 ABB | Electrical Components | Text: 500A 4P 36kA TMD/TMA MCCB T5 ABB; Check: 1; Check: 0; Link: INR; Int: 0
|  | 320A 4P 50kA TMD/TMA MCCB T5 ABB | Standard Buying | 16185.2 | Nos | 1 | 1 | 320A 4P 50kA TMD/TMA MCCB T5 ABB | Electrical Components | Text: 320A 4P 50kA TMD/TMA MCCB T5 ABB; Check: 1; Check: 0; Link: INR; Int: 0
|  | 400A 4P 50kA TMD/TMA MCCB T5 ABB | Standard Buying | 16185.2 | Nos | 1 | 1 | 400A 4P 50kA TMD/TMA MCCB T5 ABB | Electrical Components | Text: 400A 4P 50kA TMD/TMA MCCB T5 ABB; Check: 1; Check: 0; Link: INR; Int: 0
|  | 500A 4P 50kA TMD/TMA MCCB T5 ABB | Standard Buying | 21551.6 | Nos | 1 | 1 | 500A 4P 50kA TMD/TMA MCCB T5 ABB | Electrical Components | Text: 500A 4P 50kA TMD/TMA MCCB T5 ABB; Check: 1; Check: 0; Link: INR; Int: 0
|  | 630A 4P 36kA TMD/TMA MCCB T6 ABB | Standard Buying | 21216.2 | Nos | 1 | 1 | 630A 4P 36kA TMD/TMA MCCB T6 ABB | Electrical Components | Text: 630A 4P 36kA TMD/TMA MCCB T6 ABB; Check: 1; Check: 0; Link: INR; Int: 0
|  | 800A 4P 36kA TMD/TMA MCCB T6 ABB | Standard Buying | 25817.2 | Nos | 1 | 1 | 800A 4P 36kA TMD/TMA MCCB T6 ABB | Electrical Components | Text: 800A 4P 36kA TMD/TMA MCCB T6 ABB; Check: 1; Check: 0; Link: INR; Int: 0
|  | 630A 4P 50kA TMD/TMA MCCB T6 ABB | Standard Buying | 23383.4 | Nos | 1 | 1 | 630A 4P 50kA TMD/TMA MCCB T6 ABB | Electrical Components | Text: 630A 4P 50kA TMD/TMA MCCB T6 ABB; Check: 1; Check: 0; Link: INR; Int: 0
|  | 800A 4P 50kA TMD/TMA MCCB T6 ABB | Standard Buying | 28289.7 | Nos | 1 | 1 | 800A 4P 50kA TMD/TMA MCCB T6 ABB | Electrical Components | Text: 800A 4P 50kA TMD/TMA MCCB T6 ABB; Check: 1; Check: 0; Link: INR; Int: 0
|  | 10A 3P 36kA Ekip LSIG MCCB XT2 160 ABB | Standard Buying | 15811.1 | Nos | 1 | 1 | 10A 3P 36kA Ekip LSIG MCCB XT2 160 ABB | Electrical Components | Text: 10A 3P 36kA Ekip LSIG MCCB XT2 160 ABB; Check: 1; Check: 0; Link: INR; Int: 0
|  | 25A 3P 36kA Ekip LSIG MCCB XT2 160 ABB | Standard Buying | 15811.1 | Nos | 1 | 1 | 25A 3P 36kA Ekip LSIG MCCB XT2 160 ABB | Electrical Components | Text: 25A 3P 36kA Ekip LSIG MCCB XT2 160 ABB; Check: 1; Check: 0; Link: INR; Int: 0
|  | 63A 3P 36kA Ekip LSIG MCCB XT2 160 ABB | Standard Buying | 14929.6 | Nos | 1 | 1 | 63A 3P 36kA Ekip LSIG MCCB XT2 160 ABB | Electrical Components | Text: 63A 3P 36kA Ekip LSIG MCCB XT2 160 ABB; Check: 1; Check: 0; Link: INR; Int: 0
|  | 100A 3P 36kA Ekip LSIG MCCB XT2 160 ABB | Standard Buying | 14929.6 | Nos | 1 | 1 | 100A 3P 36kA Ekip LSIG MCCB XT2 160 ABB | Electrical Components | Text: 100A 3P 36kA Ekip LSIG MCCB XT2 160 ABB; Check: 1; Check: 0; Link: INR; Int: 0
|  | 160A 3P 36kA Ekip LSIG MCCB XT2 160 ABB | Standard Buying | 16030.4 | Nos | 1 | 1 | 160A 3P 36kA Ekip LSIG MCCB XT2 160 ABB | Electrical Components | Text: 160A 3P 36kA Ekip LSIG MCCB XT2 160 ABB; Check: 1; Check: 0; Link: INR; Int: 0
|  | 250A 3P 36kA Ekip LSIG MCCB XT4 250 ABB | Standard Buying | 16688.3 | Nos | 1 | 1 | 250A 3P 36kA Ekip LSIG MCCB XT4 250 ABB | Electrical Components | Text: 250A 3P 36kA Ekip LSIG MCCB XT4 250 ABB; Check: 1; Check: 0; Link: INR; Int: 0
|  | 10A 4P 36kA Ekip LSIG MCCB XT2 160 ABB | Standard Buying | 18795.3 | Nos | 1 | 1 | 10A 4P 36kA Ekip LSIG MCCB XT2 160 ABB | Electrical Components | Text: 10A 4P 36kA Ekip LSIG MCCB XT2 160 ABB; Check: 1; Check: 0; Link: INR; Int: 0
|  | 25A 4P 36kA Ekip LSIG MCCB XT2 160 ABB | Standard Buying | 18795.3 | Nos | 1 | 1 | 25A 4P 36kA Ekip LSIG MCCB XT2 160 ABB | Electrical Components | Text: 25A 4P 36kA Ekip LSIG MCCB XT2 160 ABB; Check: 1; Check: 0; Link: INR; Int: 0
|  | 63A 4P 36kA Ekip LSIG MCCB XT2 160 ABB | Standard Buying | 17913.8 | Nos | 1 | 1 | 63A 4P 36kA Ekip LSIG MCCB XT2 160 ABB | Electrical Components | Text: 63A 4P 36kA Ekip LSIG MCCB XT2 160 ABB; Check: 1; Check: 0; Link: INR; Int: 0
|  | 100A 4P 36kA Ekip LSIG MCCB XT2 160 ABB | Standard Buying | 17913.8 | Nos | 1 | 1 | 100A 4P 36kA Ekip LSIG MCCB XT2 160 ABB | Electrical Components | Text: 100A 4P 36kA Ekip LSIG MCCB XT2 160 ABB; Check: 1; Check: 0; Link: INR; Int: 0
|  | 160A 4P 36kA Ekip LSIG MCCB XT2 160 ABB | Standard Buying | 19233.9 | Nos | 1 | 1 | 160A 4P 36kA Ekip LSIG MCCB XT2 160 ABB | Electrical Components | Text: 160A 4P 36kA Ekip LSIG MCCB XT2 160 ABB; Check: 1; Check: 0; Link: INR; Int: 0
|  | 250A 4P 36kA Ekip LSIG MCCB XT4 250 ABB | Standard Buying | 20020.8 | Nos | 1 | 1 | 250A 4P 36kA Ekip LSIG MCCB XT4 250 ABB | Electrical Components | Text: 250A 4P 36kA Ekip LSIG MCCB XT4 250 ABB; Check: 1; Check: 0; Link: INR; Int: 0
|  | 10A 3P 50kA Ekip LSIG MCCB XT2 160 ABB | Standard Buying | 16903.3 | Nos | 1 | 1 | 10A 3P 50kA Ekip LSIG MCCB XT2 160 ABB | Electrical Components | Text: 10A 3P 50kA Ekip LSIG MCCB XT2 160 ABB; Check: 1; Check: 0; Link: INR; Int: 0
|  | 25A 3P 50kA Ekip LSIG MCCB XT2 160 ABB | Standard Buying | 16903.3 | Nos | 1 | 1 | 25A 3P 50kA Ekip LSIG MCCB XT2 160 ABB | Electrical Components | Text: 25A 3P 50kA Ekip LSIG MCCB XT2 160 ABB; Check: 1; Check: 0; Link: INR; Int: 0
|  | 63A 3P 50kA Ekip LSIG MCCB XT2 160 ABB | Standard Buying | 16030.4 | Nos | 1 | 1 | 63A 3P 50kA Ekip LSIG MCCB XT2 160 ABB | Electrical Components | Text: 63A 3P 50kA Ekip LSIG MCCB XT2 160 ABB; Check: 1; Check: 0; Link: INR; Int: 0
|  | 100A 3P 50kA Ekip LSIG MCCB XT2 160 ABB | Standard Buying | 16030.4 | Nos | 1 | 1 | 100A 3P 50kA Ekip LSIG MCCB XT2 160 ABB | Electrical Components | Text: 100A 3P 50kA Ekip LSIG MCCB XT2 160 ABB; Check: 1; Check: 0; Link: INR; Int: 0
|  | 160A 3P 50kA Ekip LSIG MCCB XT2 160 ABB | Standard Buying | 17346.2 | Nos | 1 | 1 | 160A 3P 50kA Ekip LSIG MCCB XT2 160 ABB | Electrical Components | Text: 160A 3P 50kA Ekip LSIG MCCB XT2 160 ABB; Check: 1; Check: 0; Link: INR; Int: 0
|  | 250A 3P 50kA Ekip LSIG MCCB XT4 250 ABB | Standard Buying | 17784.8 | Nos | 1 | 1 | 250A 3P 50kA Ekip LSIG MCCB XT4 250 ABB | Electrical Components | Text: 250A 3P 50kA Ekip LSIG MCCB XT4 250 ABB; Check: 1; Check: 0; Link: INR; Int: 0
|  | 10A 4P 50kA Ekip LSIG MCCB XT2 160 ABB | Standard Buying | 20106.8 | Nos | 1 | 1 | 10A 4P 50kA Ekip LSIG MCCB XT2 160 ABB | Electrical Components | Text: 10A 4P 50kA Ekip LSIG MCCB XT2 160 ABB; Check: 1; Check: 0; Link: INR; Int: 0
|  | 25A 4P 50kA Ekip LSIG MCCB XT2 160 ABB | Standard Buying | 20106.8 | Nos | 1 | 1 | 25A 4P 50kA Ekip LSIG MCCB XT2 160 ABB | Electrical Components | Text: 25A 4P 50kA Ekip LSIG MCCB XT2 160 ABB; Check: 1; Check: 0; Link: INR; Int: 0
|  | 63A 4P 50kA Ekip LSIG MCCB XT2 160 ABB | Standard Buying | 19233.9 | Nos | 1 | 1 | 63A 4P 50kA Ekip LSIG MCCB XT2 160 ABB | Electrical Components | Text: 63A 4P 50kA Ekip LSIG MCCB XT2 160 ABB; Check: 1; Check: 0; Link: INR; Int: 0
|  | 100A 4P 50kA Ekip LSIG MCCB XT2 160 ABB | Standard Buying | 19233.9 | Nos | 1 | 1 | 100A 4P 50kA Ekip LSIG MCCB XT2 160 ABB | Electrical Components | Text: 100A 4P 50kA Ekip LSIG MCCB XT2 160 ABB; Check: 1; Check: 0; Link: INR; Int: 0
|  | 160A 4P 50kA Ekip LSIG MCCB XT2 160 ABB | Standard Buying | 20816.3 | Nos | 1 | 1 | 160A 4P 50kA Ekip LSIG MCCB XT2 160 ABB | Electrical Components | Text: 160A 4P 50kA Ekip LSIG MCCB XT2 160 ABB; Check: 1; Check: 0; Link: INR; Int: 0
|  | 250A 4P 50kA Ekip LSIG MCCB XT4 250 ABB | Standard Buying | 21340.9 | Nos | 1 | 1 | 250A 4P 50kA Ekip LSIG MCCB XT4 250 ABB | Electrical Components | Text: 250A 4P 50kA Ekip LSIG MCCB XT4 250 ABB; Check: 1; Check: 0; Link: INR; Int: 0
|  | 400A 3P 36kA PR222DS/P-LSIG MCCB T5 400 ABB | Standard Buying | 24118.7 | Nos | 1 | 1 | 400A 3P 36kA PR222DS/P-LSIG MCCB T5 400 ABB | Electrical Components | Text: 400A 3P 36kA PR222DS/P-LSIG MCCB T5 400 ABB; Check: 1; Check: 0; Link: INR; Int: 0
|  | 630A 3P 36kA PR222DS/P-LSIG MCCB T5 630 ABB | Standard Buying | 25649.5 | Nos | 1 | 1 | 630A 3P 36kA PR222DS/P-LSIG MCCB T5 630 ABB | Electrical Components | Text: 630A 3P 36kA PR222DS/P-LSIG MCCB T5 630 ABB; Check: 1; Check: 0; Link: INR; Int: 0
|  | 800A 3P 36kA PR222DS/P-LSIG MCCB T5 800 ABB | Standard Buying | 39568.6 | Nos | 1 | 1 | 800A 3P 36kA PR222DS/P-LSIG MCCB T5 800 ABB | Electrical Components | Text: 800A 3P 36kA PR222DS/P-LSIG MCCB T5 800 ABB; Check: 1; Check: 0; Link: INR; Int: 0
|  | 1000A 3P 36kA PR222DS/P-LSIG MCCB T5 1000 ABB | Standard Buying | 53788.7 | Nos | 1 | 1 | 1000A 3P 36kA PR222DS/P-LSIG MCCB T5 1000 ABB | Electrical Components | Text: 1000A 3P 36kA PR222DS/P-LSIG MCCB T5 1000 ABB; Check: 1; Check: 0; Link: INR; Int: 0
|  | 400A 4P 36kA PR222DS/P-LSIG MCCB T5 400 ABB | Standard Buying | 27434 | Nos | 1 | 1 | 400A 4P 36kA PR222DS/P-LSIG MCCB T5 400 ABB | Electrical Components | Text: 400A 4P 36kA PR222DS/P-LSIG MCCB T5 400 ABB; Check: 1; Check: 0; Link: INR; Int: 0
|  | 630A 4P 36kA PR222DS/P-LSIG MCCB T5 630 ABB | Standard Buying | 29760.3 | Nos | 1 | 1 | 630A 4P 36kA PR222DS/P-LSIG MCCB T5 630 ABB | Electrical Components | Text: 630A 4P 36kA PR222DS/P-LSIG MCCB T5 630 ABB; Check: 1; Check: 0; Link: INR; Int: 0
|  | 800A 4P 36kA PR222DS/P-LSIG MCCB T5 800 ABB | Standard Buying | 45721.9 | Nos | 1 | 1 | 800A 4P 36kA PR222DS/P-LSIG MCCB T5 800 ABB | Electrical Components | Text: 800A 4P 36kA PR222DS/P-LSIG MCCB T5 800 ABB; Check: 1; Check: 0; Link: INR; Int: 0
|  | 1000A 4P 36kA PR222DS/P-LSIG MCCB T5 1000 ABB | Standard Buying | 71543.4 | Nos | 1 | 1 | 1000A 4P 36kA PR222DS/P-LSIG MCCB T5 1000 ABB | Electrical Components | Text: 1000A 4P 36kA PR222DS/P-LSIG MCCB T5 1000 ABB; Check: 1; Check: 0; Link: INR; Int: 0
|  | 400A 3P 50kA PR222DS/P-LSIG MCCB T5 400 ABB | Standard Buying | 25146.4 | Nos | 1 | 1 | 400A 3P 50kA PR222DS/P-LSIG MCCB T5 400 ABB | Electrical Components | Text: 400A 3P 50kA PR222DS/P-LSIG MCCB T5 400 ABB; Check: 1; Check: 0; Link: INR; Int: 0
|  | 630A 3P 50kA PR222DS/P-LSIG MCCB T5 630 ABB | Standard Buying | 26681.5 | Nos | 1 | 1 | 630A 3P 50kA PR222DS/P-LSIG MCCB T5 630 ABB | Electrical Components | Text: 630A 3P 50kA PR222DS/P-LSIG MCCB T5 630 ABB; Check: 1; Check: 0; Link: INR; Int: 0
|  | 800A 3P 50kA PR222DS/P-LSIG MCCB T5 800 ABB | Standard Buying | 41417.6 | Nos | 1 | 1 | 800A 3P 50kA PR222DS/P-LSIG MCCB T5 800 ABB | Electrical Components | Text: 800A 3P 50kA PR222DS/P-LSIG MCCB T5 800 ABB; Check: 1; Check: 0; Link: INR; Int: 0
|  | 1000A 3P 50kA PR222DS/P-LSIG MCCB T5 1000 ABB | Standard Buying | 59163.7 | Nos | 1 | 1 | 1000A 3P 50kA PR222DS/P-LSIG MCCB T5 1000 ABB | Electrical Components | Text: 1000A 3P 50kA PR222DS/P-LSIG MCCB T5 1000 ABB; Check: 1; Check: 0; Link: INR; Int: 0
|  | 400A 4P 50kA PR222DS/P-LSIG MCCB T5 400 ABB | Standard Buying | 28220.9 | Nos | 1 | 1 | 400A 4P 50kA PR222DS/P-LSIG MCCB T5 400 ABB | Electrical Components | Text: 400A 4P 50kA PR222DS/P-LSIG MCCB T5 400 ABB; Check: 1; Check: 0; Link: INR; Int: 0
|  | 630A 4P 50kA PR222DS/P-LSIG MCCB T5 630 ABB | Standard Buying | 32834.8 | Nos | 1 | 1 | 630A 4P 50kA PR222DS/P-LSIG MCCB T5 630 ABB | Electrical Components | Text: 630A 4P 50kA PR222DS/P-LSIG MCCB T5 630 ABB; Check: 1; Check: 0; Link: INR; Int: 0
|  | 800A 4P 50kA PR222DS/P-LSIG MCCB T5 800 ABB | Standard Buying | 46792.6 | Nos | 1 | 1 | 800A 4P 50kA PR222DS/P-LSIG MCCB T5 800 ABB | Electrical Components | Text: 800A 4P 50kA PR222DS/P-LSIG MCCB T5 800 ABB; Check: 1; Check: 0; Link: INR; Int: 0
|  | 1000A 4P 50kA PR222DS/P-LSIG MCCB T5 1000 ABB | Standard Buying | 75301.6 | Nos | 1 | 1 | 1000A 4P 50kA PR222DS/P-LSIG MCCB T5 1000 ABB | Electrical Components | Text: 1000A 4P 50kA PR222DS/P-LSIG MCCB T5 1000 ABB; Check: 1; Check: 0; Link: INR; Int: 0
|  | Extended spreaded terminals KIT ES XT1 6pcs ABB | Standard Buying | 748.2 | Nos | 1 | 1 | Extended spreaded terminals KIT ES XT1 6pcs ABB | Electrical Components | Text: Extended spreaded terminals KIT ES XT1 6pcs ABB; Check: 1; Check: 0; Link: INR; Int: 0
|  | Extended spreaded terminals KIT ES XT1 8pcs ABB | Standard Buying | 1010.5 | Nos | 1 | 1 | Extended spreaded terminals KIT ES XT1 8pcs ABB | Electrical Components | Text: Extended spreaded terminals KIT ES XT1 8pcs ABB; Check: 1; Check: 0; Link: INR; Int: 0
|  | Extended spreaded terminals KIT ES XT2 6pcs ABB | Standard Buying | 1019.1 | Nos | 1 | 1 | Extended spreaded terminals KIT ES XT2 6pcs ABB | Electrical Components | Text: Extended spreaded terminals KIT ES XT2 6pcs ABB; Check: 1; Check: 0; Link: INR; Int: 0
|  | Extended spreaded terminals KIT ES XT2 8pcs ABB | Standard Buying | 1251.3 | Nos | 1 | 1 | Extended spreaded terminals KIT ES XT2 8pcs ABB | Electrical Components | Text: Extended spreaded terminals KIT ES XT2 8pcs ABB; Check: 1; Check: 0; Link: INR; Int: 0
|  | Extended spreaded terminals KIT ES XT3 6pcs ABB | Standard Buying | 1096.5 | Nos | 1 | 1 | Extended spreaded terminals KIT ES XT3 6pcs ABB | Electrical Components | Text: Extended spreaded terminals KIT ES XT3 6pcs ABB; Check: 1; Check: 0; Link: INR; Int: 0
|  | Extended spreaded terminals KIT ES XT3 8pcs ABB | Standard Buying | 1406.1 | Nos | 1 | 1 | Extended spreaded terminals KIT ES XT3 8pcs ABB | Electrical Components | Text: Extended spreaded terminals KIT ES XT3 8pcs ABB; Check: 1; Check: 0; Link: INR; Int: 0
|  | Extended spreaded terminals KIT ES XT4 6pcs ABB | Standard Buying | 1272.8 | Nos | 1 | 1 | Extended spreaded terminals KIT ES XT4 6pcs ABB | Electrical Components | Text: Extended spreaded terminals KIT ES XT4 6pcs ABB; Check: 1; Check: 0; Link: INR; Int: 0
|  | Extended spreaded terminals KIT ES XT4 8pcs ABB | Standard Buying | 1603.9 | Nos | 1 | 1 | Extended spreaded terminals KIT ES XT4 8pcs ABB | Electrical Components | Text: Extended spreaded terminals KIT ES XT4 8pcs ABB; Check: 1; Check: 0; Link: INR; Int: 0
|  | Extended spreaded terminals KIT ES T5 6pcs ABB | Standard Buying | 1823.2 | Nos | 1 | 1 | Extended spreaded terminals KIT ES T5 6pcs ABB | Electrical Components | Text: Extended spreaded terminals KIT ES T5 6pcs ABB; Check: 1; Check: 0; Link: INR; Int: 0
|  | Extended spreaded terminals KIT ES T5 8pcs ABB | Standard Buying | 2425.2 | Nos | 1 | 1 | Extended spreaded terminals KIT ES T5 8pcs ABB | Electrical Components | Text: Extended spreaded terminals KIT ES T5 8pcs ABB; Check: 1; Check: 0; Link: INR; Int: 0
|  | Transmitted-RHE XT1-XT3 F/P Standard returned(250mm) ABB | Standard Buying | 653.6 | Nos | 1 | 1 | Transmitted-RHE XT1-XT3 F/P Standard returned(250mm) ABB | Electrical Components | Text: Transmitted-RHE XT1-XT3 F/P Standard returned(250mm) ABB; Check: 1; Check: 0; Link: INR; Int: 0
|  | Transmitted-RHE XT1-XT3 F/P Standard returned(500mm) ABB | Standard Buying | 748.2 | Nos | 1 | 1 | Transmitted-RHE XT1-XT3 F/P Standard returned(500mm) ABB | Electrical Components | Text: Transmitted-RHE XT1-XT3 F/P Standard returned(500mm) ABB; Check: 1; Check: 0; Link: INR; Int: 0
|  | Transmitted-RHE XT2-XT4 F/P Standard returned(250mm) ABB | Standard Buying | 868.6 | Nos | 1 | 1 | Transmitted-RHE XT2-XT4 F/P Standard returned(250mm) ABB | Electrical Components | Text: Transmitted-RHE XT2-XT4 F/P Standard returned(250mm) ABB; Check: 1; Check: 0; Link: INR; Int: 0
|  | Transmitted-RHE XT2-XT4 F/P Standard returned(500mm) ABB | Standard Buying | 963.2 | Nos | 1 | 1 | Transmitted-RHE XT2-XT4 F/P Standard returned(500mm) ABB | Electrical Components | Text: Transmitted-RHE XT2-XT4 F/P Standard returned(500mm) ABB; Check: 1; Check: 0; Link: INR; Int: 0
|  | Transmitted-RHE XT2-XT4 W Standard returned ABB | Standard Buying | 963.2 | Nos | 1 | 1 | Transmitted-RHE XT2-XT4 W Standard returned ABB | Electrical Components | Text: Transmitted-RHE XT2-XT4 W Standard returned ABB; Check: 1; Check: 0; Link: INR; Int: 0
|  | Transmitted-RHE L XT2-XT4 F/P Stand.SX Lateral ABB | Standard Buying | 1539.4 | Nos | 1 | 1 | Transmitted-RHE L XT2-XT4 F/P Stand.SX Lateral ABB | Electrical Components | Text: Transmitted-RHE L XT2-XT4 F/P Stand.SX Lateral ABB; Check: 1; Check: 0; Link: INR; Int: 0
|  | Transmitted-RHE R XT2-XT4 F/P Stand.DX Lateral ABB | Standard Buying | 1513.6 | Nos | 1 | 1 | Transmitted-RHE R XT2-XT4 F/P Stand.DX Lateral ABB | Electrical Components | Text: Transmitted-RHE R XT2-XT4 F/P Stand.DX Lateral ABB; Check: 1; Check: 0; Link: INR; Int: 0
|  | Transmitted-RHE normal for fixed/plug-in T4-T5 250mm ABB | Standard Buying | 1401.8 | Nos | 1 | 1 | Transmitted-RHE normal for fixed/plug-in T4-T5 250mm ABB | Electrical Components | Text: Transmitted-RHE normal for fixed/plug-in T4-T5 250mm ABB; Check: 1; Check: 0; Link: INR; Int: 0
|  | Transmitted-RHE normal for withdrawble T4-T5 ABB | Standard Buying | 2558.5 | Nos | 1 | 1 | Transmitted-RHE normal for withdrawble T4-T5 ABB | Electrical Components | Text: Transmitted-RHE normal for withdrawble T4-T5 ABB; Check: 1; Check: 0; Link: INR; Int: 0
|  | Transmitted-RHE normal for fixed T6 ABB | Standard Buying | 2678.9 | Nos | 1 | 1 | Transmitted-RHE normal for fixed T6 ABB | Electrical Components | Text: Transmitted-RHE normal for fixed T6 ABB; Check: 1; Check: 0; Link: INR; Int: 0
|  | Transmitted-RHE normal for withdrawble T6 ABB | Standard Buying | 3108.9 | Nos | 1 | 1 | Transmitted-RHE normal for withdrawble T6 ABB | Electrical Components | Text: Transmitted-RHE normal for withdrawble T6 ABB; Check: 1; Check: 0; Link: INR; Int: 0
|  | Transmitted-RHE normal for fixed/plug-in T7 ABB | Standard Buying | 3246.5 | Nos | 1 | 1 | Transmitted-RHE normal for fixed/plug-in T7 ABB | Electrical Components | Text: Transmitted-RHE normal for fixed/plug-in T7 ABB; Check: 1; Check: 0; Link: INR; Int: 0
|  | 0.5A Miniature circuit breaker SP SH201M-C 1SYS271011R0984 ABB | Standard Buying | 450 | Nos | 1 | 1 | 0.5A Miniature circuit breaker SP SH201M-C 1SYS271011R0984 ABB | Electrical Components | Text: 0.5A Miniature circuit breaker SP SH201M-C 1SYS271011R0984 ABB; Check: 1; Check: 0; Link: INR; Int: 0
|  | 1A Miniature circuit breaker SP SH201M-C 1SYS271011R0014 ABB | Standard Buying | 450 | Nos | 1 | 1 | 1A Miniature circuit breaker SP SH201M-C 1SYS271011R0014 ABB | Electrical Components | Text: 1A Miniature circuit breaker SP SH201M-C 1SYS271011R0014 ABB; Check: 1; Check: 0; Link: INR; Int: 0
|  | 1.6A Miniature circuit breaker SP SH201M-C 1SYS271011R0974 ABB | Standard Buying | 450 | Nos | 1 | 1 | 1.6A Miniature circuit breaker SP SH201M-C 1SYS271011R0974 ABB | Electrical Components | Text: 1.6A Miniature circuit breaker SP SH201M-C 1SYS271011R0974 ABB; Check: 1; Check: 0; Link: INR; Int: 0
|  | 2A Miniature circuit breaker SP SH201M-C 1SYS271011R0024 ABB | Standard Buying | 450 | Nos | 1 | 1 | 2A Miniature circuit breaker SP SH201M-C 1SYS271011R0024 ABB | Electrical Components | Text: 2A Miniature circuit breaker SP SH201M-C 1SYS271011R0024 ABB; Check: 1; Check: 0; Link: INR; Int: 0
|  | 3A Miniature circuit breaker SP SH201M-C 1SYS271011R0034 ABB | Standard Buying | 450 | Nos | 1 | 1 | 3A Miniature circuit breaker SP SH201M-C 1SYS271011R0034 ABB | Electrical Components | Text: 3A Miniature circuit breaker SP SH201M-C 1SYS271011R0034 ABB; Check: 1; Check: 0; Link: INR; Int: 0
|  | 4A Miniature circuit breaker SP SH201M-C 1SYS271011R0044 ABB | Standard Buying | 450 | Nos | 1 | 1 | 4A Miniature circuit breaker SP SH201M-C 1SYS271011R0044 ABB | Electrical Components | Text: 4A Miniature circuit breaker SP SH201M-C 1SYS271011R0044 ABB; Check: 1; Check: 0; Link: INR; Int: 0
|  | 6A Miniature circuit breaker SP SH201M-C 1SYS271011R0064 ABB | Standard Buying | 310.5 | Nos | 1 | 1 | 6A Miniature circuit breaker SP SH201M-C 1SYS271011R0064 ABB | Electrical Components | Text: 6A Miniature circuit breaker SP SH201M-C 1SYS271011R0064 ABB; Check: 1; Check: 0; Link: INR; Int: 0
|  | 10A Miniature circuit breaker SP SH201M-C 1SYS271011R0104 ABB | Standard Buying | 310.5 | Nos | 1 | 1 | 10A Miniature circuit breaker SP SH201M-C 1SYS271011R0104 ABB | Electrical Components | Text: 10A Miniature circuit breaker SP SH201M-C 1SYS271011R0104 ABB; Check: 1; Check: 0; Link: INR; Int: 0
|  | 16A Miniature circuit breaker SP SH201M-C 1SYS271011R0164 ABB | Standard Buying | 310.5 | Nos | 1 | 1 | 16A Miniature circuit breaker SP SH201M-C 1SYS271011R0164 ABB | Electrical Components | Text: 16A Miniature circuit breaker SP SH201M-C 1SYS271011R0164 ABB; Check: 1; Check: 0; Link: INR; Int: 0
|  | 20A Miniature circuit breaker SP SH201M-C 1SYS271011R0204 ABB | Standard Buying | 310.5 | Nos | 1 | 1 | 20A Miniature circuit breaker SP SH201M-C 1SYS271011R0204 ABB | Electrical Components | Text: 20A Miniature circuit breaker SP SH201M-C 1SYS271011R0204 ABB; Check: 1; Check: 0; Link: INR; Int: 0
|  | 25A Miniature circuit breaker SP SH201M-C 1SYS271011R0254 ABB | Standard Buying | 310.5 | Nos | 1 | 1 | 25A Miniature circuit breaker SP SH201M-C 1SYS271011R0254 ABB | Electrical Components | Text: 25A Miniature circuit breaker SP SH201M-C 1SYS271011R0254 ABB; Check: 1; Check: 0; Link: INR; Int: 0
|  | 32A Miniature circuit breaker SP SH201M-C 1SYS271011R0324 ABB | Standard Buying | 310.5 | Nos | 1 | 1 | 32A Miniature circuit breaker SP SH201M-C 1SYS271011R0324 ABB | Electrical Components | Text: 32A Miniature circuit breaker SP SH201M-C 1SYS271011R0324 ABB; Check: 1; Check: 0; Link: INR; Int: 0
|  | 40A Miniature circuit breaker SP SH201M-C 1SYS271011R0404 ABB | Standard Buying | 459 | Nos | 1 | 1 | 40A Miniature circuit breaker SP SH201M-C 1SYS271011R0404 ABB | Electrical Components | Text: 40A Miniature circuit breaker SP SH201M-C 1SYS271011R0404 ABB; Check: 1; Check: 0; Link: INR; Int: 0
|  | 50A Miniature circuit breaker SP SH201M-C 1SYS271011R0504 ABB | Standard Buying | 459 | Nos | 1 | 1 | 50A Miniature circuit breaker SP SH201M-C 1SYS271011R0504 ABB | Electrical Components | Text: 50A Miniature circuit breaker SP SH201M-C 1SYS271011R0504 ABB; Check: 1; Check: 0; Link: INR; Int: 0
|  | 63A Miniature circuit breaker SP SH201M-C 1SYS271011R0634 ABB | Standard Buying | 459 | Nos | 1 | 1 | 63A Miniature circuit breaker SP SH201M-C 1SYS271011R0634 ABB | Electrical Components | Text: 63A Miniature circuit breaker SP SH201M-C 1SYS271011R0634 ABB; Check: 1; Check: 0; Link: INR; Int: 0
|  | 0.5A Miniature Circuit breaker DP SH202M-C 1SYS272011R0984 ABB | Standard Buying | 418.5 | Nos | 1 | 1 | 0.5A Miniature Circuit breaker DP SH202M-C 1SYS272011R0984 ABB | Electrical Components | Text: 0.5A Miniature Circuit breaker DP SH202M-C 1SYS272011R0984 ABB; Check: 1; Check: 0; Link: INR; Int: 0
|  | 1A Miniature Circuit breaker DP SH202M-C 1SYS272011R0014 ABB | Standard Buying | 418.5 | Nos | 1 | 1 | 1A Miniature Circuit breaker DP SH202M-C 1SYS272011R0014 ABB | Electrical Components | Text: 1A Miniature Circuit breaker DP SH202M-C 1SYS272011R0014 ABB; Check: 1; Check: 0; Link: INR; Int: 0
|  | 1.6A Miniature Circuit breaker DP SH202M-C 1SYS272011R0974 ABB | Standard Buying | 418.5 | Nos | 1 | 1 | 1.6A Miniature Circuit breaker DP SH202M-C 1SYS272011R0974 ABB | Electrical Components | Text: 1.6A Miniature Circuit breaker DP SH202M-C 1SYS272011R0974 ABB; Check: 1; Check: 0; Link: INR; Int: 0
|  | 2A Miniature Circuit breaker DP SH202M-C 1SYS272011R0024 ABB | Standard Buying | 418.5 | Nos | 1 | 1 | 2A Miniature Circuit breaker DP SH202M-C 1SYS272011R0024 ABB | Electrical Components | Text: 2A Miniature Circuit breaker DP SH202M-C 1SYS272011R0024 ABB; Check: 1; Check: 0; Link: INR; Int: 0
|  | 3A Miniature Circuit breaker DP SH202M-C 1SYS272011R0034 ABB | Standard Buying | 418.5 | Nos | 1 | 1 | 3A Miniature Circuit breaker DP SH202M-C 1SYS272011R0034 ABB | Electrical Components | Text: 3A Miniature Circuit breaker DP SH202M-C 1SYS272011R0034 ABB; Check: 1; Check: 0; Link: INR; Int: 0
|  | 4A Miniature Circuit breaker DP SH202M-C 1SYS272011R0044 ABB | Standard Buying | 418.5 | Nos | 1 | 1 | 4A Miniature Circuit breaker DP SH202M-C 1SYS272011R0044 ABB | Electrical Components | Text: 4A Miniature Circuit breaker DP SH202M-C 1SYS272011R0044 ABB; Check: 1; Check: 0; Link: INR; Int: 0
|  | 6A Miniature Circuit breaker DP SH202M-C 1SYS272011R0064 ABB | Standard Buying | 292.5 | Nos | 1 | 1 | 6A Miniature Circuit breaker DP SH202M-C 1SYS272011R0064 ABB | Electrical Components | Text: 6A Miniature Circuit breaker DP SH202M-C 1SYS272011R0064 ABB; Check: 1; Check: 0; Link: INR; Int: 0
|  | 10A Miniature Circuit breaker DP SH202M-C 1SYS272011R0104 ABB | Standard Buying | 292.5 | Nos | 1 | 1 | 10A Miniature Circuit breaker DP SH202M-C 1SYS272011R0104 ABB | Electrical Components | Text: 10A Miniature Circuit breaker DP SH202M-C 1SYS272011R0104 ABB; Check: 1; Check: 0; Link: INR; Int: 0
|  | 16A Miniature Circuit breaker DP SH202M-C 1SYS272011R0164 ABB | Standard Buying | 292.5 | Nos | 1 | 1 | 16A Miniature Circuit breaker DP SH202M-C 1SYS272011R0164 ABB | Electrical Components | Text: 16A Miniature Circuit breaker DP SH202M-C 1SYS272011R0164 ABB; Check: 1; Check: 0; Link: INR; Int: 0
|  | 20A Miniature Circuit breaker DP SH202M-C 1SYS272011R0204 ABB | Standard Buying | 292.5 | Nos | 1 | 1 | 20A Miniature Circuit breaker DP SH202M-C 1SYS272011R0204 ABB | Electrical Components | Text: 20A Miniature Circuit breaker DP SH202M-C 1SYS272011R0204 ABB; Check: 1; Check: 0; Link: INR; Int: 0
|  | 25A Miniature Circuit breaker DP SH202M-C 1SYS272011R0254 ABB | Standard Buying | 292.5 | Nos | 1 | 1 | 25A Miniature Circuit breaker DP SH202M-C 1SYS272011R0254 ABB | Electrical Components | Text: 25A Miniature Circuit breaker DP SH202M-C 1SYS272011R0254 ABB; Check: 1; Check: 0; Link: INR; Int: 0
|  | 32A Miniature Circuit breaker DP SH202M-C 1SYS272011R0324 ABB | Standard Buying | 292.5 | Nos | 1 | 1 | 32A Miniature Circuit breaker DP SH202M-C 1SYS272011R0324 ABB | Electrical Components | Text: 32A Miniature Circuit breaker DP SH202M-C 1SYS272011R0324 ABB; Check: 1; Check: 0; Link: INR; Int: 0
|  | 40A Miniature Circuit breaker DP SH202M-C 1SYS272011R0404 ABB | Standard Buying | 292.5 | Nos | 1 | 1 | 40A Miniature Circuit breaker DP SH202M-C 1SYS272011R0404 ABB | Electrical Components | Text: 40A Miniature Circuit breaker DP SH202M-C 1SYS272011R0404 ABB; Check: 1; Check: 0; Link: INR; Int: 0
|  | 50A Miniature Circuit breaker DP SH202M-C 1SYS272011R0504 ABB | Standard Buying | 490.5 | Nos | 1 | 1 | 50A Miniature Circuit breaker DP SH202M-C 1SYS272011R0504 ABB | Electrical Components | Text: 50A Miniature Circuit breaker DP SH202M-C 1SYS272011R0504 ABB; Check: 1; Check: 0; Link: INR; Int: 0
|  | 63A Miniature Circuit breaker DP SH202M-C 1SYS272011R0634 ABB | Standard Buying | 490.5 | Nos | 1 | 1 | 63A Miniature Circuit breaker DP SH202M-C 1SYS272011R0634 ABB | Electrical Components | Text: 63A Miniature Circuit breaker DP SH202M-C 1SYS272011R0634 ABB; Check: 1; Check: 0; Link: INR; Int: 0
|  | 0.5A Miniature Circuit braker TP SH203M-C 1SYS273011R0984 ABB | Standard Buying | 621 | Nos | 1 | 1 | 0.5A Miniature Circuit braker TP SH203M-C 1SYS273011R0984 ABB | Electrical Components | Text: 0.5A Miniature Circuit braker TP SH203M-C 1SYS273011R0984 ABB; Check: 1; Check: 0; Link: INR; Int: 0
|  | 1A Miniature Circuit braker TP SH203M-C 1SYS273011R0014 ABB | Standard Buying | 621 | Nos | 1 | 1 | 1A Miniature Circuit braker TP SH203M-C 1SYS273011R0014 ABB | Electrical Components | Text: 1A Miniature Circuit braker TP SH203M-C 1SYS273011R0014 ABB; Check: 1; Check: 0; Link: INR; Int: 0
|  | 1.6A Miniature Circuit braker TP SH203M-C 1SYS273011R0974 ABB | Standard Buying | 621 | Nos | 1 | 1 | 1.6A Miniature Circuit braker TP SH203M-C 1SYS273011R0974 ABB | Electrical Components | Text: 1.6A Miniature Circuit braker TP SH203M-C 1SYS273011R0974 ABB; Check: 1; Check: 0; Link: INR; Int: 0
|  | 2A Miniature Circuit braker TP SH203M-C 1SYS273011R0024 ABB | Standard Buying | 621 | Nos | 1 | 1 | 2A Miniature Circuit braker TP SH203M-C 1SYS273011R0024 ABB | Electrical Components | Text: 2A Miniature Circuit braker TP SH203M-C 1SYS273011R0024 ABB; Check: 1; Check: 0; Link: INR; Int: 0
|  | 3A Miniature Circuit braker TP SH203M-C 1SYS273011R0034 ABB | Standard Buying | 621 | Nos | 1 | 1 | 3A Miniature Circuit braker TP SH203M-C 1SYS273011R0034 ABB | Electrical Components | Text: 3A Miniature Circuit braker TP SH203M-C 1SYS273011R0034 ABB; Check: 1; Check: 0; Link: INR; Int: 0
|  | 4A Miniature Circuit braker TP SH203M-C 1SYS273011R0044 ABB | Standard Buying | 621 | Nos | 1 | 1 | 4A Miniature Circuit braker TP SH203M-C 1SYS273011R0044 ABB | Electrical Components | Text: 4A Miniature Circuit braker TP SH203M-C 1SYS273011R0044 ABB; Check: 1; Check: 0; Link: INR; Int: 0
|  | 6A Miniature Circuit braker TP SH203M-C 1SYS273011R0064 ABB | Standard Buying | 459 | Nos | 1 | 1 | 6A Miniature Circuit braker TP SH203M-C 1SYS273011R0064 ABB | Electrical Components | Text: 6A Miniature Circuit braker TP SH203M-C 1SYS273011R0064 ABB; Check: 1; Check: 0; Link: INR; Int: 0
|  | 10A Miniature Circuit braker TP SH203M-C 1SYS273011R0104 ABB | Standard Buying | 459 | Nos | 1 | 1 | 10A Miniature Circuit braker TP SH203M-C 1SYS273011R0104 ABB | Electrical Components | Text: 10A Miniature Circuit braker TP SH203M-C 1SYS273011R0104 ABB; Check: 1; Check: 0; Link: INR; Int: 0
|  | 16A Miniature Circuit braker TP SH203M-C 1SYS273011R0164 ABB | Standard Buying | 459 | Nos | 1 | 1 | 16A Miniature Circuit braker TP SH203M-C 1SYS273011R0164 ABB | Electrical Components | Text: 16A Miniature Circuit braker TP SH203M-C 1SYS273011R0164 ABB; Check: 1; Check: 0; Link: INR; Int: 0
|  | 20A Miniature Circuit braker TP SH203M-C 1SYS273011R0204 ABB | Standard Buying | 459 | Nos | 1 | 1 | 20A Miniature Circuit braker TP SH203M-C 1SYS273011R0204 ABB | Electrical Components | Text: 20A Miniature Circuit braker TP SH203M-C 1SYS273011R0204 ABB; Check: 1; Check: 0; Link: INR; Int: 0
|  | 25A Miniature Circuit braker TP SH203M-C 1SYS273011R0254 ABB | Standard Buying | 459 | Nos | 1 | 1 | 25A Miniature Circuit braker TP SH203M-C 1SYS273011R0254 ABB | Electrical Components | Text: 25A Miniature Circuit braker TP SH203M-C 1SYS273011R0254 ABB; Check: 1; Check: 0; Link: INR; Int: 0
|  | 32A Miniature Circuit braker TP SH203M-C 1SYS273011R0324 ABB | Standard Buying | 459 | Nos | 1 | 1 | 32A Miniature Circuit braker TP SH203M-C 1SYS273011R0324 ABB | Electrical Components | Text: 32A Miniature Circuit braker TP SH203M-C 1SYS273011R0324 ABB; Check: 1; Check: 0; Link: INR; Int: 0
|  | 40A Miniature Circuit braker TP SH203M-C 1SYS273011R0404 ABB | Standard Buying | 459 | Nos | 1 | 1 | 40A Miniature Circuit braker TP SH203M-C 1SYS273011R0404 ABB | Electrical Components | Text: 40A Miniature Circuit braker TP SH203M-C 1SYS273011R0404 ABB; Check: 1; Check: 0; Link: INR; Int: 0
|  | 50A Miniature Circuit braker TP SH203M-C 1SYS273011R0504 ABB | Standard Buying | 742.5 | Nos | 1 | 1 | 50A Miniature Circuit braker TP SH203M-C 1SYS273011R0504 ABB | Electrical Components | Text: 50A Miniature Circuit braker TP SH203M-C 1SYS273011R0504 ABB; Check: 1; Check: 0; Link: INR; Int: 0
|  | 63A Miniature Circuit braker TP SH203M-C 1SYS273011R0634 ABB | Standard Buying | 742.5 | Nos | 1 | 1 | 63A Miniature Circuit braker TP SH203M-C 1SYS273011R0634 ABB | Electrical Components | Text: 63A Miniature Circuit braker TP SH203M-C 1SYS273011R0634 ABB; Check: 1; Check: 0; Link: INR; Int: 0
|  | 0.5A Miniature Circuit breaker TPN S203M-C 2CDS273103R0984 ABB | Standard Buying | 1093.5 | Nos | 1 | 1 | 0.5A Miniature Circuit breaker TPN S203M-C 2CDS273103R0984 ABB | Electrical Components | Text: 0.5A Miniature Circuit breaker TPN S203M-C 2CDS273103R0984 ABB; Check: 1; Check: 0; Link: INR; Int: 0
|  | 1A Miniature Circuit breaker TPN S203M-C 2CDS273103R0014 ABB | Standard Buying | 1093.5 | Nos | 1 | 1 | 1A Miniature Circuit breaker TPN S203M-C 2CDS273103R0014 ABB | Electrical Components | Text: 1A Miniature Circuit breaker TPN S203M-C 2CDS273103R0014 ABB; Check: 1; Check: 0; Link: INR; Int: 0
|  | 1.6A Miniature Circuit breaker TPN S203M-C 2CDS273103R0974 ABB | Standard Buying | 1093.5 | Nos | 1 | 1 | 1.6A Miniature Circuit breaker TPN S203M-C 2CDS273103R0974 ABB | Electrical Components | Text: 1.6A Miniature Circuit breaker TPN S203M-C 2CDS273103R0974 ABB; Check: 1; Check: 0; Link: INR; Int: 0
|  | 2A Miniature Circuit breaker TPN S203M-C 2CDS273103R0024 ABB | Standard Buying | 1093.5 | Nos | 1 | 1 | 2A Miniature Circuit breaker TPN S203M-C 2CDS273103R0024 ABB | Electrical Components | Text: 2A Miniature Circuit breaker TPN S203M-C 2CDS273103R0024 ABB; Check: 1; Check: 0; Link: INR; Int: 0
|  | 3A Miniature Circuit breaker TPN S203M-C 2CDS273103R0034 ABB | Standard Buying | 1093.5 | Nos | 1 | 1 | 3A Miniature Circuit breaker TPN S203M-C 2CDS273103R0034 ABB | Electrical Components | Text: 3A Miniature Circuit breaker TPN S203M-C 2CDS273103R0034 ABB; Check: 1; Check: 0; Link: INR; Int: 0
|  | 4A Miniature Circuit breaker TPN S203M-C 2CDS273103R0044 ABB | Standard Buying | 1093.5 | Nos | 1 | 1 | 4A Miniature Circuit breaker TPN S203M-C 2CDS273103R0044 ABB | Electrical Components | Text: 4A Miniature Circuit breaker TPN S203M-C 2CDS273103R0044 ABB; Check: 1; Check: 0; Link: INR; Int: 0
|  | 6A Miniature Circuit breaker TPN S203M-C 2CDS273103R0064 ABB | Standard Buying | 794.25 | Nos | 1 | 1 | 6A Miniature Circuit breaker TPN S203M-C 2CDS273103R0064 ABB | Electrical Components | Text: 6A Miniature Circuit breaker TPN S203M-C 2CDS273103R0064 ABB; Check: 1; Check: 0; Link: INR; Int: 0
|  | 10A Miniature Circuit breaker TPN S203M-C 2CDS273103R0104 ABB | Standard Buying | 794.25 | Nos | 1 | 1 | 10A Miniature Circuit breaker TPN S203M-C 2CDS273103R0104 ABB | Electrical Components | Text: 10A Miniature Circuit breaker TPN S203M-C 2CDS273103R0104 ABB; Check: 1; Check: 0; Link: INR; Int: 0
|  | 16A Miniature Circuit breaker TPN S203M-C 2CDS273103R0164 ABB | Standard Buying | 794.25 | Nos | 1 | 1 | 16A Miniature Circuit breaker TPN S203M-C 2CDS273103R0164 ABB | Electrical Components | Text: 16A Miniature Circuit breaker TPN S203M-C 2CDS273103R0164 ABB; Check: 1; Check: 0; Link: INR; Int: 0
|  | 20A Miniature Circuit breaker TPN S203M-C 2CDS273103R0204 ABB | Standard Buying | 794.25 | Nos | 1 | 1 | 20A Miniature Circuit breaker TPN S203M-C 2CDS273103R0204 ABB | Electrical Components | Text: 20A Miniature Circuit breaker TPN S203M-C 2CDS273103R0204 ABB; Check: 1; Check: 0; Link: INR; Int: 0
|  | 25A Miniature Circuit breaker TPN S203M-C 2CDS273103R0254 ABB | Standard Buying | 794.25 | Nos | 1 | 1 | 25A Miniature Circuit breaker TPN S203M-C 2CDS273103R0254 ABB | Electrical Components | Text: 25A Miniature Circuit breaker TPN S203M-C 2CDS273103R0254 ABB; Check: 1; Check: 0; Link: INR; Int: 0
|  | 32A Miniature Circuit breaker TPN S203M-C 2CDS273103R0324 ABB | Standard Buying | 794.25 | Nos | 1 | 1 | 32A Miniature Circuit breaker TPN S203M-C 2CDS273103R0324 ABB | Electrical Components | Text: 32A Miniature Circuit breaker TPN S203M-C 2CDS273103R0324 ABB; Check: 1; Check: 0; Link: INR; Int: 0
|  | 40A Miniature Circuit breaker TPN S203M-C 2CDS273103R0404 ABB | Standard Buying | 794.25 | Nos | 1 | 1 | 40A Miniature Circuit breaker TPN S203M-C 2CDS273103R0404 ABB | Electrical Components | Text: 40A Miniature Circuit breaker TPN S203M-C 2CDS273103R0404 ABB; Check: 1; Check: 0; Link: INR; Int: 0
|  | 50A Miniature Circuit breaker TPN S203M-C 2CDS273103R0504 ABB | Standard Buying | 1201.5 | Nos | 1 | 1 | 50A Miniature Circuit breaker TPN S203M-C 2CDS273103R0504 ABB | Electrical Components | Text: 50A Miniature Circuit breaker TPN S203M-C 2CDS273103R0504 ABB; Check: 1; Check: 0; Link: INR; Int: 0
|  | 63A Miniature Circuit breaker TPN S203M-C 2CDS273103R0634 ABB | Standard Buying | 1201.5 | Nos | 1 | 1 | 63A Miniature Circuit breaker TPN S203M-C 2CDS273103R0634 ABB | Electrical Components | Text: 63A Miniature Circuit breaker TPN S203M-C 2CDS273103R0634 ABB; Check: 1; Check: 0; Link: INR; Int: 0
|  | 0.5A Miniature Circuit breaker FP S204M-C 2CDS274001R0984 ABB | Standard Buying | 1046.25 | Nos | 1 | 1 | 0.5A Miniature Circuit breaker FP S204M-C 2CDS274001R0984 ABB | Electrical Components | Text: 0.5A Miniature Circuit breaker FP S204M-C 2CDS274001R0984 ABB; Check: 1; Check: 0; Link: INR; Int: 0
|  | 1A Miniature Circuit breaker FP S204M-C 2CDS274001R0014 ABB | Standard Buying | 1046.25 | Nos | 1 | 1 | 1A Miniature Circuit breaker FP S204M-C 2CDS274001R0014 ABB | Electrical Components | Text: 1A Miniature Circuit breaker FP S204M-C 2CDS274001R0014 ABB; Check: 1; Check: 0; Link: INR; Int: 0
|  | 1.6A Miniature Circuit breaker FP S204M-C 2CDS274001R0974 ABB | Standard Buying | 1046.25 | Nos | 1 | 1 | 1.6A Miniature Circuit breaker FP S204M-C 2CDS274001R0974 ABB | Electrical Components | Text: 1.6A Miniature Circuit breaker FP S204M-C 2CDS274001R0974 ABB; Check: 1; Check: 0; Link: INR; Int: 0
|  | 2A Miniature Circuit breaker FP S204M-C 2CDS274001R0024 ABB | Standard Buying | 1046.25 | Nos | 1 | 1 | 2A Miniature Circuit breaker FP S204M-C 2CDS274001R0024 ABB | Electrical Components | Text: 2A Miniature Circuit breaker FP S204M-C 2CDS274001R0024 ABB; Check: 1; Check: 0; Link: INR; Int: 0
|  | 3A Miniature Circuit breaker FP S204M-C 2CDS274001R0034 ABB | Standard Buying | 1046.25 | Nos | 1 | 1 | 3A Miniature Circuit breaker FP S204M-C 2CDS274001R0034 ABB | Electrical Components | Text: 3A Miniature Circuit breaker FP S204M-C 2CDS274001R0034 ABB; Check: 1; Check: 0; Link: INR; Int: 0
|  | 4A Miniature Circuit breaker FP S204M-C 2CDS274001R0044 ABB | Standard Buying | 1046.25 | Nos | 1 | 1 | 4A Miniature Circuit breaker FP S204M-C 2CDS274001R0044 ABB | Electrical Components | Text: 4A Miniature Circuit breaker FP S204M-C 2CDS274001R0044 ABB; Check: 1; Check: 0; Link: INR; Int: 0
|  | 6A Miniature Circuit breaker FP S204M-C 2CDS274001R0064 ABB | Standard Buying | 789.75 | Nos | 1 | 1 | 6A Miniature Circuit breaker FP S204M-C 2CDS274001R0064 ABB | Electrical Components | Text: 6A Miniature Circuit breaker FP S204M-C 2CDS274001R0064 ABB; Check: 1; Check: 0; Link: INR; Int: 0
|  | 10A Miniature Circuit breaker FP S204M-C 2CDS274001R0104 ABB | Standard Buying | 789.75 | Nos | 1 | 1 | 10A Miniature Circuit breaker FP S204M-C 2CDS274001R0104 ABB | Electrical Components | Text: 10A Miniature Circuit breaker FP S204M-C 2CDS274001R0104 ABB; Check: 1; Check: 0; Link: INR; Int: 0
|  | 16A Miniature Circuit breaker FP S204M-C 2CDS274001R0164 ABB | Standard Buying | 789.75 | Nos | 1 | 1 | 16A Miniature Circuit breaker FP S204M-C 2CDS274001R0164 ABB | Electrical Components | Text: 16A Miniature Circuit breaker FP S204M-C 2CDS274001R0164 ABB; Check: 1; Check: 0; Link: INR; Int: 0
|  | 20A Miniature Circuit breaker FP S204M-C 2CDS274001R0204 ABB | Standard Buying | 789.75 | Nos | 1 | 1 | 20A Miniature Circuit breaker FP S204M-C 2CDS274001R0204 ABB | Electrical Components | Text: 20A Miniature Circuit breaker FP S204M-C 2CDS274001R0204 ABB; Check: 1; Check: 0; Link: INR; Int: 0
|  | 25A Miniature Circuit breaker FP S204M-C 2CDS274001R0254 ABB | Standard Buying | 789.75 | Nos | 1 | 1 | 25A Miniature Circuit breaker FP S204M-C 2CDS274001R0254 ABB | Electrical Components | Text: 25A Miniature Circuit breaker FP S204M-C 2CDS274001R0254 ABB; Check: 1; Check: 0; Link: INR; Int: 0
|  | 32A Miniature Circuit breaker FP S204M-C 2CDS274001R0324 ABB | Standard Buying | 789.75 | Nos | 1 | 1 | 32A Miniature Circuit breaker FP S204M-C 2CDS274001R0324 ABB | Electrical Components | Text: 32A Miniature Circuit breaker FP S204M-C 2CDS274001R0324 ABB; Check: 1; Check: 0; Link: INR; Int: 0
|  | 40A Miniature Circuit breaker FP S204M-C 2CDS274001R0404 ABB | Standard Buying | 789.75 | Nos | 1 | 1 | 40A Miniature Circuit breaker FP S204M-C 2CDS274001R0404 ABB | Electrical Components | Text: 40A Miniature Circuit breaker FP S204M-C 2CDS274001R0404 ABB; Check: 1; Check: 0; Link: INR; Int: 0
|  | 50A Miniature Circuit breaker FP S204M-C 2CDS274001R0504 ABB | Standard Buying | 1185.75 | Nos | 1 | 1 | 50A Miniature Circuit breaker FP S204M-C 2CDS274001R0504 ABB | Electrical Components | Text: 50A Miniature Circuit breaker FP S204M-C 2CDS274001R0504 ABB; Check: 1; Check: 0; Link: INR; Int: 0
|  | 63A Miniature Circuit breaker FP S204M-C 2CDS274001R0634 ABB | Standard Buying | 1185.75 | Nos | 1 | 1 | 63A Miniature Circuit breaker FP S204M-C 2CDS274001R0634 ABB | Electrical Components | Text: 63A Miniature Circuit breaker FP S204M-C 2CDS274001R0634 ABB; Check: 1; Check: 0; Link: INR; Int: 0
|  | 80A Miniature Circuit breaker SP S201-C80 2CDS251001R0804 ABB | Standard Buying | 1032.75 | Nos | 1 | 1 | 80A Miniature Circuit breaker SP S201-C80 2CDS251001R0804 ABB | Electrical Components | Text: 80A Miniature Circuit breaker SP S201-C80 2CDS251001R0804 ABB; Check: 1; Check: 0; Link: INR; Int: 0
|  | 100A Miniature Circuit breaker SP S201-C100 2CDS251001R0824 ABB | Standard Buying | 1208.25 | Nos | 1 | 1 | 100A Miniature Circuit breaker SP S201-C100 2CDS251001R0824 ABB | Electrical Components | Text: 100A Miniature Circuit breaker SP S201-C100 2CDS251001R0824 ABB; Check: 1; Check: 0; Link: INR; Int: 0
|  | 80A Miniature Circuit breaker SPN S201-C80 2CDS251101R0804 ABB | Standard Buying | 2160 | Nos | 1 | 1 | 80A Miniature Circuit breaker SPN S201-C80 2CDS251101R0804 ABB | Electrical Components | Text: 80A Miniature Circuit breaker SPN S201-C80 2CDS251101R0804 ABB; Check: 1; Check: 0; Link: INR; Int: 0
|  | 100A Miniature Circuit breaker SPN S201-C100 2CDS251101R0824 ABB | Standard Buying | 2578.5 | Nos | 1 | 1 | 100A Miniature Circuit breaker SPN S201-C100 2CDS251101R0824 ABB | Electrical Components | Text: 100A Miniature Circuit breaker SPN S201-C100 2CDS251101R0824 ABB; Check: 1; Check: 0; Link: INR; Int: 0
|  | 80A Miniature Circuit breaker DP S202-C80 2CDS252001R0804 ABB | Standard Buying | 2025 | Nos | 1 | 1 | 80A Miniature Circuit breaker DP S202-C80 2CDS252001R0804 ABB | Electrical Components | Text: 80A Miniature Circuit breaker DP S202-C80 2CDS252001R0804 ABB; Check: 1; Check: 0; Link: INR; Int: 0
|  | 100A Miniature Circuit breaker DP S202-C100 2CDS252001R0824 ABB | Standard Buying | 2340 | Nos | 1 | 1 | 100A Miniature Circuit breaker DP S202-C100 2CDS252001R0824 ABB | Electrical Components | Text: 100A Miniature Circuit breaker DP S202-C100 2CDS252001R0824 ABB; Check: 1; Check: 0; Link: INR; Int: 0
|  | 80A Miniature Circuit breaker TP S203-C80 2CDS253001R0804 ABB | Standard Buying | 2947.5 | Nos | 1 | 1 | 80A Miniature Circuit breaker TP S203-C80 2CDS253001R0804 ABB | Electrical Components | Text: 80A Miniature Circuit breaker TP S203-C80 2CDS253001R0804 ABB; Check: 1; Check: 0; Link: INR; Int: 0
|  | 100A Miniature Circuit breaker TP S203-C100 2CDS253001R0824 ABB | Standard Buying | 3566.25 | Nos | 1 | 1 | 100A Miniature Circuit breaker TP S203-C100 2CDS253001R0824 ABB | Electrical Components | Text: 100A Miniature Circuit breaker TP S203-C100 2CDS253001R0824 ABB; Check: 1; Check: 0; Link: INR; Int: 0
|  | 80A Miniature Circuit breaker TPN S203-C80NA 2CDS253103R0804 ABB | Standard Buying | 4432.5 | Nos | 1 | 1 | 80A Miniature Circuit breaker TPN S203-C80NA 2CDS253103R0804 ABB | Electrical Components | Text: 80A Miniature Circuit breaker TPN S203-C80NA 2CDS253103R0804 ABB; Check: 1; Check: 0; Link: INR; Int: 0
|  | 100A Miniature Circuit breaker TPN S203-C100NA 2CDS253103R0824 ABB | Standard Buying | 5283 | Nos | 1 | 1 | 100A Miniature Circuit breaker TPN S203-C100NA 2CDS253103R0824 ABB | Electrical Components | Text: 100A Miniature Circuit breaker TPN S203-C100NA 2CDS253103R0824 ABB; Check: 1; Check: 0; Link: INR; Int: 0
|  | 80A Miniature Circuit breaker FP S203-C80NA 2CDS254001R0804 ABB | Standard Buying | 4140 | Nos | 1 | 1 | 80A Miniature Circuit breaker FP S203-C80NA 2CDS254001R0804 ABB | Electrical Components | Text: 80A Miniature Circuit breaker FP S203-C80NA 2CDS254001R0804 ABB; Check: 1; Check: 0; Link: INR; Int: 0
|  | 100A Miniature Circuit breaker FP S203-C100NA 2CDS254001R0824 ABB | Standard Buying | 4477.5 | Nos | 1 | 1 | 100A Miniature Circuit breaker FP S203-C100NA 2CDS254001R0824 ABB | Electrical Components | Text: 100A Miniature Circuit breaker FP S203-C100NA 2CDS254001R0824 ABB; Check: 1; Check: 0; Link: INR; Int: 0
|  | 25A MCB Isolator DP SHD202/25 1SYD272111R0025 ABB | Standard Buying | 220.5 | Nos | 1 | 1 | 25A MCB Isolator DP SHD202/25 1SYD272111R0025 ABB | Electrical Components | Text: 25A MCB Isolator DP SHD202/25 1SYD272111R0025 ABB; Check: 1; Check: 0; Link: INR; Int: 0
|  | 40A MCB Isolator DP SHD202/40 1SYD272111R0040 ABB | Standard Buying | 236.25 | Nos | 1 | 1 | 40A MCB Isolator DP SHD202/40 1SYD272111R0040 ABB | Electrical Components | Text: 40A MCB Isolator DP SHD202/40 1SYD272111R0040 ABB; Check: 1; Check: 0; Link: INR; Int: 0
|  | 63A MCB Isolator DP SHD202/63 1SYD272111R0063 ABB | Standard Buying | 312.75 | Nos | 1 | 1 | 63A MCB Isolator DP SHD202/63 1SYD272111R0063 ABB | Electrical Components | Text: 63A MCB Isolator DP SHD202/63 1SYD272111R0063 ABB; Check: 1; Check: 0; Link: INR; Int: 0
|  | 25A MCB Isolator TP SHD203/25 1SYD273111R0025 ABB | Standard Buying | 371.25 | Nos | 1 | 1 | 25A MCB Isolator TP SHD203/25 1SYD273111R0025 ABB | Electrical Components | Text: 25A MCB Isolator TP SHD203/25 1SYD273111R0025 ABB; Check: 1; Check: 0; Link: INR; Int: 0
|  | 40A MCB Isolator TP SHD203/40 1SYD273111R0040 ABB | Standard Buying | 405 | Nos | 1 | 1 | 40A MCB Isolator TP SHD203/40 1SYD273111R0040 ABB | Electrical Components | Text: 40A MCB Isolator TP SHD203/40 1SYD273111R0040 ABB; Check: 1; Check: 0; Link: INR; Int: 0
|  | 63A MCB Isolator TP SHD203/63 1SYD273111R0063 ABB | Standard Buying | 472.5 | Nos | 1 | 1 | 63A MCB Isolator TP SHD203/63 1SYD273111R0063 ABB | Electrical Components | Text: 63A MCB Isolator TP SHD203/63 1SYD273111R0063 ABB; Check: 1; Check: 0; Link: INR; Int: 0
|  | 25A MCB Isolator FP SHD204/25 1SYD274111R0025 ABB | Standard Buying | 414 | Nos | 1 | 1 | 25A MCB Isolator FP SHD204/25 1SYD274111R0025 ABB | Electrical Components | Text: 25A MCB Isolator FP SHD204/25 1SYD274111R0025 ABB; Check: 1; Check: 0; Link: INR; Int: 0
|  | 40A MCB Isolator FP SHD204/40 1SYD274111R0040 ABB | Standard Buying | 501.75 | Nos | 1 | 1 | 40A MCB Isolator FP SHD204/40 1SYD274111R0040 ABB | Electrical Components | Text: 40A MCB Isolator FP SHD204/40 1SYD274111R0040 ABB; Check: 1; Check: 0; Link: INR; Int: 0
|  | 63A MCB Isolator FP SHD204/63 1SYD274111R0063 ABB | Standard Buying | 555.75 | Nos | 1 | 1 | 63A MCB Isolator FP SHD204/63 1SYD274111R0063 ABB | Electrical Components | Text: 63A MCB Isolator FP SHD204/63 1SYD274111R0063 ABB; Check: 1; Check: 0; Link: INR; Int: 0
|  | 25A 30mA RCCB F202 AC-25/0,03 1SYF202005R1250 ABB | Standard Buying | 1248.75 | Nos | 1 | 1 | 25A 30mA RCCB F202 AC-25/0,03 1SYF202005R1250 ABB | Electrical Components | Text: 25A 30mA RCCB F202 AC-25/0,03 1SYF202005R1250 ABB; Check: 1; Check: 0; Link: INR; Int: 0
|  | 25A 100mA RCCB F202 AC-25/0,1 1SYF202005R2250 ABB | Standard Buying | 1287 | Nos | 1 | 1 | 25A 100mA RCCB F202 AC-25/0,1 1SYF202005R2250 ABB | Electrical Components | Text: 25A 100mA RCCB F202 AC-25/0,1 1SYF202005R2250 ABB; Check: 1; Check: 0; Link: INR; Int: 0
|  | 25A 300mA RCCB F202 AC-25/0,3 1SYF202005R3250 ABB | Standard Buying | 1370.25 | Nos | 1 | 1 | 25A 300mA RCCB F202 AC-25/0,3 1SYF202005R3250 ABB | Electrical Components | Text: 25A 300mA RCCB F202 AC-25/0,3 1SYF202005R3250 ABB; Check: 1; Check: 0; Link: INR; Int: 0
|  | 40A 30mA RCCB F202 AC-40/0,03 1SYF202005R1400 ABB | Standard Buying | 1352.25 | Nos | 1 | 1 | 40A 30mA RCCB F202 AC-40/0,03 1SYF202005R1400 ABB | Electrical Components | Text: 40A 30mA RCCB F202 AC-40/0,03 1SYF202005R1400 ABB; Check: 1; Check: 0; Link: INR; Int: 0
|  | 40A 100mA RCCB F202 AC-40/0,1 1SYF202005R2400 ABB | Standard Buying | 1557 | Nos | 1 | 1 | 40A 100mA RCCB F202 AC-40/0,1 1SYF202005R2400 ABB | Electrical Components | Text: 40A 100mA RCCB F202 AC-40/0,1 1SYF202005R2400 ABB; Check: 1; Check: 0; Link: INR; Int: 0
|  | 40A 300mA RCCB F202 AC-40/0,3 1SYF202005R3400 ABB | Standard Buying | 1566 | Nos | 1 | 1 | 40A 300mA RCCB F202 AC-40/0,3 1SYF202005R3400 ABB | Electrical Components | Text: 40A 300mA RCCB F202 AC-40/0,3 1SYF202005R3400 ABB; Check: 1; Check: 0; Link: INR; Int: 0
|  | 63A 30mA RCCB F202 AC-63/0,03 1SYF202005R1630 ABB | Standard Buying | 1575 | Nos | 1 | 1 | 63A 30mA RCCB F202 AC-63/0,03 1SYF202005R1630 ABB | Electrical Components | Text: 63A 30mA RCCB F202 AC-63/0,03 1SYF202005R1630 ABB; Check: 1; Check: 0; Link: INR; Int: 0
|  | 63A 100mA RCCB F202 AC-63/0,1 1SYF202005R2630 ABB | Standard Buying | 1685.25 | Nos | 1 | 1 | 63A 100mA RCCB F202 AC-63/0,1 1SYF202005R2630 ABB | Electrical Components | Text: 63A 100mA RCCB F202 AC-63/0,1 1SYF202005R2630 ABB; Check: 1; Check: 0; Link: INR; Int: 0
|  | 63A 300mA RCCB F202 AC-63/0,3 1SYF202005R3630 ABB | Standard Buying | 1795.5 | Nos | 1 | 1 | 63A 300mA RCCB F202 AC-63/0,3 1SYF202005R3630 ABB | Electrical Components | Text: 63A 300mA RCCB F202 AC-63/0,3 1SYF202005R3630 ABB; Check: 1; Check: 0; Link: INR; Int: 0
|  | 80A 30mA RCCB F202 AC-80/0,03 2CSF202005R1800 ABB | Standard Buying | 4043.25 | Nos | 1 | 1 | 80A 30mA RCCB F202 AC-80/0,03 2CSF202005R1800 ABB | Electrical Components | Text: 80A 30mA RCCB F202 AC-80/0,03 2CSF202005R1800 ABB; Check: 1; Check: 0; Link: INR; Int: 0
|  | 80A 100mA RCCB F202 AC-80/0,1 2CSF202005R2800 ABB | Standard Buying | 4009.5 | Nos | 1 | 1 | 80A 100mA RCCB F202 AC-80/0,1 2CSF202005R2800 ABB | Electrical Components | Text: 80A 100mA RCCB F202 AC-80/0,1 2CSF202005R2800 ABB; Check: 1; Check: 0; Link: INR; Int: 0
|  | 80A 300mA RCCB F202 AC-80/0,3 2CSF202005R3800 ABB | Standard Buying | 4009.5 | Nos | 1 | 1 | 80A 300mA RCCB F202 AC-80/0,3 2CSF202005R3800 ABB | Electrical Components | Text: 80A 300mA RCCB F202 AC-80/0,3 2CSF202005R3800 ABB; Check: 1; Check: 0; Link: INR; Int: 0
|  | 100A 30mA RCCB F202 AC-100/0,03 2CSF202005R1900 ABB | Standard Buying | 3620.25 | Nos | 1 | 1 | 100A 30mA RCCB F202 AC-100/0,03 2CSF202005R1900 ABB | Electrical Components | Text: 100A 30mA RCCB F202 AC-100/0,03 2CSF202005R1900 ABB; Check: 1; Check: 0; Link: INR; Int: 0
|  | 100A 100mA RCCB F202 AC-100/0,1 2CSF202005R2900 ABB | Standard Buying | 3789 | Nos | 1 | 1 | 100A 100mA RCCB F202 AC-100/0,1 2CSF202005R2900 ABB | Electrical Components | Text: 100A 100mA RCCB F202 AC-100/0,1 2CSF202005R2900 ABB; Check: 1; Check: 0; Link: INR; Int: 0
|  | 100A 300mA RCCB F202 AC-100/0,3 2CSF202005R3900 ABB | Standard Buying | 4106.25 | Nos | 1 | 1 | 100A 300mA RCCB F202 AC-100/0,3 2CSF202005R3900 ABB | Electrical Components | Text: 100A 300mA RCCB F202 AC-100/0,3 2CSF202005R3900 ABB; Check: 1; Check: 0; Link: INR; Int: 0
|  | 25A 30mA RCCB F204 AC-25/0,03 1SYF204005R1250 ABB | Standard Buying | 1791 | Nos | 1 | 1 | 25A 30mA RCCB F204 AC-25/0,03 1SYF204005R1250 ABB | Electrical Components | Text: 25A 30mA RCCB F204 AC-25/0,03 1SYF204005R1250 ABB; Check: 1; Check: 0; Link: INR; Int: 0
|  | 25A 100mA RCCB F204 AC-25/0,1 1SYF204005R2250 ABB | Standard Buying | 1827 | Nos | 1 | 1 | 25A 100mA RCCB F204 AC-25/0,1 1SYF204005R2250 ABB | Electrical Components | Text: 25A 100mA RCCB F204 AC-25/0,1 1SYF204005R2250 ABB; Check: 1; Check: 0; Link: INR; Int: 0
|  | 25A 300mA RCCB F204 AC-25/0,3 1SYF204005R3250 ABB | Standard Buying | 1928.25 | Nos | 1 | 1 | 25A 300mA RCCB F204 AC-25/0,3 1SYF204005R3250 ABB | Electrical Components | Text: 25A 300mA RCCB F204 AC-25/0,3 1SYF204005R3250 ABB; Check: 1; Check: 0; Link: INR; Int: 0
|  | 40A 30mA RCCB F204 AC-40/0,03 1SYF204005R1400 ABB | Standard Buying | 1696.5 | Nos | 1 | 1 | 40A 30mA RCCB F204 AC-40/0,03 1SYF204005R1400 ABB | Electrical Components | Text: 40A 30mA RCCB F204 AC-40/0,03 1SYF204005R1400 ABB; Check: 1; Check: 0; Link: INR; Int: 0
|  | 40A 100mA RCCB F204 AC-40/0,1 1SYF204005R2400 ABB | Standard Buying | 1761.75 | Nos | 1 | 1 | 40A 100mA RCCB F204 AC-40/0,1 1SYF204005R2400 ABB | Electrical Components | Text: 40A 100mA RCCB F204 AC-40/0,1 1SYF204005R2400 ABB; Check: 1; Check: 0; Link: INR; Int: 0
|  | 40A 300mA RCCB F204 AC-40/0,3 1SYF204005R3400 ABB | Standard Buying | 1910.25 | Nos | 1 | 1 | 40A 300mA RCCB F204 AC-40/0,3 1SYF204005R3400 ABB | Electrical Components | Text: 40A 300mA RCCB F204 AC-40/0,3 1SYF204005R3400 ABB; Check: 1; Check: 0; Link: INR; Int: 0
|  | 63A 30mA RCCB F204 AC-63/0,03 1SYF204005R1630 ABB | Standard Buying | 1966.5 | Nos | 1 | 1 | 63A 30mA RCCB F204 AC-63/0,03 1SYF204005R1630 ABB | Electrical Components | Text: 63A 30mA RCCB F204 AC-63/0,03 1SYF204005R1630 ABB; Check: 1; Check: 0; Link: INR; Int: 0
|  | 63A 100mA RCCB F204 AC-63/0,1 1SYF204005R2630 ABB | Standard Buying | 2058.75 | Nos | 1 | 1 | 63A 100mA RCCB F204 AC-63/0,1 1SYF204005R2630 ABB | Electrical Components | Text: 63A 100mA RCCB F204 AC-63/0,1 1SYF204005R2630 ABB; Check: 1; Check: 0; Link: INR; Int: 0
|  | 63A 300mA RCCB F204 AC-63/0,3 1SYF204005R3630 ABB | Standard Buying | 2119.5 | Nos | 1 | 1 | 63A 300mA RCCB F204 AC-63/0,3 1SYF204005R3630 ABB | Electrical Components | Text: 63A 300mA RCCB F204 AC-63/0,3 1SYF204005R3630 ABB; Check: 1; Check: 0; Link: INR; Int: 0
|  | 80A 30mA RCCB F204 AC-80/0,03 2CSF204005R1800 ABB | Standard Buying | 4286.25 | Nos | 1 | 1 | 80A 30mA RCCB F204 AC-80/0,03 2CSF204005R1800 ABB | Electrical Components | Text: 80A 30mA RCCB F204 AC-80/0,03 2CSF204005R1800 ABB; Check: 1; Check: 0; Link: INR; Int: 0
|  | 80A 100mA RCCB F204 AC-80/0,1 2CSF204005R2800 ABB | Standard Buying | 4479.75 | Nos | 1 | 1 | 80A 100mA RCCB F204 AC-80/0,1 2CSF204005R2800 ABB | Electrical Components | Text: 80A 100mA RCCB F204 AC-80/0,1 2CSF204005R2800 ABB; Check: 1; Check: 0; Link: INR; Int: 0
|  | 80A 300mA RCCB F204 AC-80/0,3 2CSF204005R3800 ABB | Standard Buying | 4524.75 | Nos | 1 | 1 | 80A 300mA RCCB F204 AC-80/0,3 2CSF204005R3800 ABB | Electrical Components | Text: 80A 300mA RCCB F204 AC-80/0,3 2CSF204005R3800 ABB; Check: 1; Check: 0; Link: INR; Int: 0
|  | 100A 30mA RCCB F204 AC-100/0,03 2CSF204005R1900 ABB | Standard Buying | 4358.25 | Nos | 1 | 1 | 100A 30mA RCCB F204 AC-100/0,03 2CSF204005R1900 ABB | Electrical Components | Text: 100A 30mA RCCB F204 AC-100/0,03 2CSF204005R1900 ABB; Check: 1; Check: 0; Link: INR; Int: 0
|  | 100A 100mA RCCB F204 AC-100/0,1 2CSF204005R2900 ABB | Standard Buying | 4846.5 | Nos | 1 | 1 | 100A 100mA RCCB F204 AC-100/0,1 2CSF204005R2900 ABB | Electrical Components | Text: 100A 100mA RCCB F204 AC-100/0,1 2CSF204005R2900 ABB; Check: 1; Check: 0; Link: INR; Int: 0
|  | 100A 300mA RCCB F204 AC-100/0,3 2CSF204005R3900 ABB | Standard Buying | 4727.25 | Nos | 1 | 1 | 100A 300mA RCCB F204 AC-100/0,3 2CSF204005R3900 ABB | Electrical Components | Text: 100A 300mA RCCB F204 AC-100/0,3 2CSF204005R3900 ABB; Check: 1; Check: 0; Link: INR; Int: 0
|  | 125A 30mA RCCB F204 AC-125/0,03 2CSF204001R1950 ABB | Standard Buying | 6183 | Nos | 1 | 1 | 125A 30mA RCCB F204 AC-125/0,03 2CSF204001R1950 ABB | Electrical Components | Text: 125A 30mA RCCB F204 AC-125/0,03 2CSF204001R1950 ABB; Check: 1; Check: 0; Link: INR; Int: 0
|  | 125A 100mA RCCB F204 AC-125/0,1 2CSF204001R2950 ABB | Standard Buying | 7281 | Nos | 1 | 1 | 125A 100mA RCCB F204 AC-125/0,1 2CSF204001R2950 ABB | Electrical Components | Text: 125A 100mA RCCB F204 AC-125/0,1 2CSF204001R2950 ABB; Check: 1; Check: 0; Link: INR; Int: 0
|  | 125A 300mA RCCB F205 AC-125/0,3 2CSF204001R3950 ABB | Standard Buying | 15750 | Nos | 1 | 1 | 125A 300mA RCCB F205 AC-125/0,3 2CSF204001R3950 ABB | Electrical Components | Text: 125A 300mA RCCB F205 AC-125/0,3 2CSF204001R3950 ABB; Check: 1; Check: 0; Link: INR; Int: 0
|  | 6A 30mA RCBO DP 10kA AC Type DS201 M C6 AC30 2CSR275040R1064 ABB | Standard Buying | 1485 | Nos | 1 | 1 | 6A 30mA RCBO DP 10kA AC Type DS201 M C6 AC30 2CSR275040R1064 ABB | Electrical Components | Text: 6A 30mA RCBO DP 10kA AC Type DS201 M C6 AC30 2CSR275040R1064 ABB; Check: 1; Check: 0; Link: INR; Int: 0
|  | 6A 100mA RCBO DP 10kA AC Type DS201 M C6 AC100 2CSR275040R2064 ABB | Standard Buying | 1543.5 | Nos | 1 | 1 | 6A 100mA RCBO DP 10kA AC Type DS201 M C6 AC100 2CSR275040R2064 ABB | Electrical Components | Text: 6A 100mA RCBO DP 10kA AC Type DS201 M C6 AC100 2CSR275040R2064 ABB; Check: 1; Check: 0; Link: INR; Int: 0
|  | 6A 300mA RCBO DP 10kA AC Type DS201 M C6 AC300 2CSR275040R3064 ABB | Standard Buying | 1624.5 | Nos | 1 | 1 | 6A 300mA RCBO DP 10kA AC Type DS201 M C6 AC300 2CSR275040R3064 ABB | Electrical Components | Text: 6A 300mA RCBO DP 10kA AC Type DS201 M C6 AC300 2CSR275040R3064 ABB; Check: 1; Check: 0; Link: INR; Int: 0
|  | 10A 30mA RCBO DP 10kA AC Type DS201 M C10 AC30 2CSR275040R1104 ABB | Standard Buying | 1462.5 | Nos | 1 | 1 | 10A 30mA RCBO DP 10kA AC Type DS201 M C10 AC30 2CSR275040R1104 ABB | Electrical Components | Text: 10A 30mA RCBO DP 10kA AC Type DS201 M C10 AC30 2CSR275040R1104 ABB; Check: 1; Check: 0; Link: INR; Int: 0
|  | 10A 100mA RCBO DP 10kA AC Type DS201 M C10 AC100 2CSR275040R2104 ABB | Standard Buying | 1521 | Nos | 1 | 1 | 10A 100mA RCBO DP 10kA AC Type DS201 M C10 AC100 2CSR275040R2104 ABB | Electrical Components | Text: 10A 100mA RCBO DP 10kA AC Type DS201 M C10 AC100 2CSR275040R2104 ABB; Check: 1; Check: 0; Link: INR; Int: 0
|  | 10A 300mA RCBO DP 10kA AC Type DS201 M C10 AC300 2CSR275040R3104 ABB | Standard Buying | 1602 | Nos | 1 | 1 | 10A 300mA RCBO DP 10kA AC Type DS201 M C10 AC300 2CSR275040R3104 ABB | Electrical Components | Text: 10A 300mA RCBO DP 10kA AC Type DS201 M C10 AC300 2CSR275040R3104 ABB; Check: 1; Check: 0; Link: INR; Int: 0
|  | 16A 30mA RCBO DP 10kA AC Type DS201 M C16 AC30 2CSR275040R1164 ABB | Standard Buying | 1437.75 | Nos | 1 | 1 | 16A 30mA RCBO DP 10kA AC Type DS201 M C16 AC30 2CSR275040R1164 ABB | Electrical Components | Text: 16A 30mA RCBO DP 10kA AC Type DS201 M C16 AC30 2CSR275040R1164 ABB; Check: 1; Check: 0; Link: INR; Int: 0
|  | 16A 100mA RCBO DP 10kA AC Type DS201 M C16 AC100 2CSR275040R2164 ABB | Standard Buying | 1498.5 | Nos | 1 | 1 | 16A 100mA RCBO DP 10kA AC Type DS201 M C16 AC100 2CSR275040R2164 ABB | Electrical Components | Text: 16A 100mA RCBO DP 10kA AC Type DS201 M C16 AC100 2CSR275040R2164 ABB; Check: 1; Check: 0; Link: INR; Int: 0
|  | 16A 300mA RCBO DP 10kA AC Type DS201 M C16 AC300 2CSR275040R3164 ABB | Standard Buying | 1579.5 | Nos | 1 | 1 | 16A 300mA RCBO DP 10kA AC Type DS201 M C16 AC300 2CSR275040R3164 ABB | Electrical Components | Text: 16A 300mA RCBO DP 10kA AC Type DS201 M C16 AC300 2CSR275040R3164 ABB; Check: 1; Check: 0; Link: INR; Int: 0
|  | 20A 30mA RCBO DP 10kA AC Type DS201 M C20 AC30 2CSR275040R1204 ABB | Standard Buying | 1437.75 | Nos | 1 | 1 | 20A 30mA RCBO DP 10kA AC Type DS201 M C20 AC30 2CSR275040R1204 ABB | Electrical Components | Text: 20A 30mA RCBO DP 10kA AC Type DS201 M C20 AC30 2CSR275040R1204 ABB; Check: 1; Check: 0; Link: INR; Int: 0
|  | 20A 100mA RCBO DP 10kA AC Type DS201 M C20 AC100 2CSR275040R2204 ABB | Standard Buying | 1498.5 | Nos | 1 | 1 | 20A 100mA RCBO DP 10kA AC Type DS201 M C20 AC100 2CSR275040R2204 ABB | Electrical Components | Text: 20A 100mA RCBO DP 10kA AC Type DS201 M C20 AC100 2CSR275040R2204 ABB; Check: 1; Check: 0; Link: INR; Int: 0
|  | 20A 300mA RCBO DP 10kA AC Type DS201 M C20 AC300 2CSR275040R3204 ABB | Standard Buying | 1579.5 | Nos | 1 | 1 | 20A 300mA RCBO DP 10kA AC Type DS201 M C20 AC300 2CSR275040R3204 ABB | Electrical Components | Text: 20A 300mA RCBO DP 10kA AC Type DS201 M C20 AC300 2CSR275040R3204 ABB; Check: 1; Check: 0; Link: INR; Int: 0
|  | 25A 30mA RCBO DP 10kA AC Type DS201 M C25 AC30 2CSR275040R1254 ABB | Standard Buying | 1437.75 | Nos | 1 | 1 | 25A 30mA RCBO DP 10kA AC Type DS201 M C25 AC30 2CSR275040R1254 ABB | Electrical Components | Text: 25A 30mA RCBO DP 10kA AC Type DS201 M C25 AC30 2CSR275040R1254 ABB; Check: 1; Check: 0; Link: INR; Int: 0
|  | 25A 100mA RCBO DP 10kA AC Type DS201 M C25 AC100 2CSR275040R2254 ABB | Standard Buying | 1498.5 | Nos | 1 | 1 | 25A 100mA RCBO DP 10kA AC Type DS201 M C25 AC100 2CSR275040R2254 ABB | Electrical Components | Text: 25A 100mA RCBO DP 10kA AC Type DS201 M C25 AC100 2CSR275040R2254 ABB; Check: 1; Check: 0; Link: INR; Int: 0
|  | 25A 300mA RCBO DP 10kA AC Type DS201 M C25 AC300 2CSR275040R3254 ABB | Standard Buying | 1579.5 | Nos | 1 | 1 | 25A 300mA RCBO DP 10kA AC Type DS201 M C25 AC300 2CSR275040R3254 ABB | Electrical Components | Text: 25A 300mA RCBO DP 10kA AC Type DS201 M C25 AC300 2CSR275040R3254 ABB; Check: 1; Check: 0; Link: INR; Int: 0
|  | 32A 30mA RCBO DP 10kA AC Type DS201 M C32 AC30 2CSR275040R1324 ABB | Standard Buying | 1561.5 | Nos | 1 | 1 | 32A 30mA RCBO DP 10kA AC Type DS201 M C32 AC30 2CSR275040R1324 ABB | Electrical Components | Text: 32A 30mA RCBO DP 10kA AC Type DS201 M C32 AC30 2CSR275040R1324 ABB; Check: 1; Check: 0; Link: INR; Int: 0
|  | 32A 100mA RCBO DP 10kA AC Type DS201 M C32 AC100 2CSR275040R2324 ABB | Standard Buying | 1604.25 | Nos | 1 | 1 | 32A 100mA RCBO DP 10kA AC Type DS201 M C32 AC100 2CSR275040R2324 ABB | Electrical Components | Text: 32A 100mA RCBO DP 10kA AC Type DS201 M C32 AC100 2CSR275040R2324 ABB; Check: 1; Check: 0; Link: INR; Int: 0
|  | 32A 300mA RCBO DP 10kA AC Type DS201 M C32 AC300 2CSR275040R3324 ABB | Standard Buying | 1658.25 | Nos | 1 | 1 | 32A 300mA RCBO DP 10kA AC Type DS201 M C32 AC300 2CSR275040R3324 ABB | Electrical Components | Text: 32A 300mA RCBO DP 10kA AC Type DS201 M C32 AC300 2CSR275040R3324 ABB; Check: 1; Check: 0; Link: INR; Int: 0
|  | 40A 30mA RCBO DP 10kA AC Type DS201 M C40 AC30 2CSR275040R1404 ABB | Standard Buying | 1804.5 | Nos | 1 | 1 | 40A 30mA RCBO DP 10kA AC Type DS201 M C40 AC30 2CSR275040R1404 ABB | Electrical Components | Text: 40A 30mA RCBO DP 10kA AC Type DS201 M C40 AC30 2CSR275040R1404 ABB; Check: 1; Check: 0; Link: INR; Int: 0
|  | 40A 100mA RCBO DP 10kA AC Type DS201 M C40 AC100 2CSR275040R2404 ABB | Standard Buying | 1854 | Nos | 1 | 1 | 40A 100mA RCBO DP 10kA AC Type DS201 M C40 AC100 2CSR275040R2404 ABB | Electrical Components | Text: 40A 100mA RCBO DP 10kA AC Type DS201 M C40 AC100 2CSR275040R2404 ABB; Check: 1; Check: 0; Link: INR; Int: 0
|  | 40A 300mA RCBO DP 10kA AC Type DS201 M C40 AC300 2CSR275040R3404 ABB | Standard Buying | 1903.5 | Nos | 1 | 1 | 40A 300mA RCBO DP 10kA AC Type DS201 M C40 AC300 2CSR275040R3404 ABB | Electrical Components | Text: 40A 300mA RCBO DP 10kA AC Type DS201 M C40 AC300 2CSR275040R3404 ABB; Check: 1; Check: 0; Link: INR; Int: 0
|  | 63A 30mA RCBO DP 10kA AC Type DDA202 AC-63/0.03 2CSB202001R1630 ABB | Standard Buying | 1343.25 | Nos | 1 | 1 | 63A 30mA RCBO DP 10kA AC Type DDA202 AC-63/0.03 2CSB202001R1630 ABB | Electrical Components | Text: 63A 30mA RCBO DP 10kA AC Type DDA202 AC-63/0.03 2CSB202001R1630 ABB; Check: 1; Check: 0; Link: INR; Int: 0
|  | 63A 100mA RCBO DP 10kA AC Type DDA202 AC-63/0.1 2CSB202001R2630 ABB | Standard Buying | 1635.75 | Nos | 1 | 1 | 63A 100mA RCBO DP 10kA AC Type DDA202 AC-63/0.1 2CSB202001R2630 ABB | Electrical Components | Text: 63A 100mA RCBO DP 10kA AC Type DDA202 AC-63/0.1 2CSB202001R2630 ABB; Check: 1; Check: 0; Link: INR; Int: 0
|  | 63A 300mA RCBO DP 10kA AC Type DS201 M AC-63/0.3 2CSB202001R3630 ABB | Standard Buying | 1642.5 | Nos | 1 | 1 | 63A 300mA RCBO DP 10kA AC Type DS201 M AC-63/0.3 2CSB202001R3630 ABB | Electrical Components | Text: 63A 300mA RCBO DP 10kA AC Type DS201 M AC-63/0.3 2CSB202001R3630 ABB; Check: 1; Check: 0; Link: INR; Int: 0
|  | 25A 30mA RCBO FP 10kA AC Type DDA204 AC-25/0.03 2CSB204001R1250 ABB | Standard Buying | 1248.75 | Nos | 1 | 1 | 25A 30mA RCBO FP 10kA AC Type DDA204 AC-25/0.03 2CSB204001R1250 ABB | Electrical Components | Text: 25A 30mA RCBO FP 10kA AC Type DDA204 AC-25/0.03 2CSB204001R1250 ABB; Check: 1; Check: 0; Link: INR; Int: 0
|  | 40A 30mA RCBO FP 10kA AC Type DDA204 AC-40/0.03 2CSB204001R1400 ABB | Standard Buying | 1287 | Nos | 1 | 1 | 40A 30mA RCBO FP 10kA AC Type DDA204 AC-40/0.03 2CSB204001R1400 ABB | Electrical Components | Text: 40A 30mA RCBO FP 10kA AC Type DDA204 AC-40/0.03 2CSB204001R1400 ABB; Check: 1; Check: 0; Link: INR; Int: 0
|  | 63A 30mA RCBO FP 10kA AC Type DDA204 AC-63/0.03 2CSB204001R1630 ABB | Standard Buying | 1370.25 | Nos | 1 | 1 | 63A 30mA RCBO FP 10kA AC Type DDA204 AC-63/0.03 2CSB204001R1630 ABB | Electrical Components | Text: 63A 30mA RCBO FP 10kA AC Type DDA204 AC-63/0.03 2CSB204001R1630 ABB; Check: 1; Check: 0; Link: INR; Int: 0
|  | 25A 100mA RCBO FP 10kA AC Type DDA204 AC-25/0.1 2CSB204001R2250 ABB | Standard Buying | 1352.25 | Nos | 1 | 1 | 25A 100mA RCBO FP 10kA AC Type DDA204 AC-25/0.1 2CSB204001R2250 ABB | Electrical Components | Text: 25A 100mA RCBO FP 10kA AC Type DDA204 AC-25/0.1 2CSB204001R2250 ABB; Check: 1; Check: 0; Link: INR; Int: 0
|  | 40A 100mA RCBO FP 10kA AC Type DDA204 AC-40/0.1 2CSB204001R2400 ABB | Standard Buying | 1557 | Nos | 1 | 1 | 40A 100mA RCBO FP 10kA AC Type DDA204 AC-40/0.1 2CSB204001R2400 ABB | Electrical Components | Text: 40A 100mA RCBO FP 10kA AC Type DDA204 AC-40/0.1 2CSB204001R2400 ABB; Check: 1; Check: 0; Link: INR; Int: 0
|  | 63A 100mA RCBO FP 10kA AC Type DDA204 AC-63/0.1 2CSB204001R2630 ABB | Standard Buying | 1566 | Nos | 1 | 1 | 63A 100mA RCBO FP 10kA AC Type DDA204 AC-63/0.1 2CSB204001R2630 ABB | Electrical Components | Text: 63A 100mA RCBO FP 10kA AC Type DDA204 AC-63/0.1 2CSB204001R2630 ABB; Check: 1; Check: 0; Link: INR; Int: 0
|  | 25A 300mA RCBO FP 10kA AC Type DDA204 AC-25/0.3 2CSB204001R3250 ABB | Standard Buying | 1575 | Nos | 1 | 1 | 25A 300mA RCBO FP 10kA AC Type DDA204 AC-25/0.3 2CSB204001R3250 ABB | Electrical Components | Text: 25A 300mA RCBO FP 10kA AC Type DDA204 AC-25/0.3 2CSB204001R3250 ABB; Check: 1; Check: 0; Link: INR; Int: 0
|  | 40A 300mA RCBO FP 10kA AC Type DDA204 AC-40/0.3 2CSB204001R3400 ABB | Standard Buying | 1685.25 | Nos | 1 | 1 | 40A 300mA RCBO FP 10kA AC Type DDA204 AC-40/0.3 2CSB204001R3400 ABB | Electrical Components | Text: 40A 300mA RCBO FP 10kA AC Type DDA204 AC-40/0.3 2CSB204001R3400 ABB; Check: 1; Check: 0; Link: INR; Int: 0
|  | 63A 300mA RCBO FP 10kA AC Type DDA205 AC-63/0.3 2CSB204001R3630 ABB | Standard Buying | 1795.5 | Nos | 1 | 1 | 63A 300mA RCBO FP 10kA AC Type DDA205 AC-63/0.3 2CSB204001R3630 ABB | Electrical Components | Text: 63A 300mA RCBO FP 10kA AC Type DDA205 AC-63/0.3 2CSB204001R3630 ABB; Check: 1; Check: 0; Link: INR; Int: 0
|  | 25A AC1 9A AC3 3P AC Operated Power Contactor 5.5HP 4kW (1NO+-) A09-30-10 1SBL141001R8010 ABB | Standard Buying | 477 | Nos | 1 | 1 | 25A AC1 9A AC3 3P AC Operated Power Contactor 5.5HP 4kW (1NO+-) A09-30-10 1SBL141001R8010 ABB | Electrical Components | Text: 25A AC1 9A AC3 3P AC Operated Power Contactor 5.5HP 4kW (1NO+-) A09-30-10 1SBL141001R8010 ABB; Check: 1; Check: 0; Link: INR; Int: 0
|  | 25A AC1 9A AC3 3P AC Operated Power Contactor 5.5HP 4kW (-+1NC) A09-30-01 1SBL141001R8001 ABB | Standard Buying | 477 | Nos | 1 | 1 | 25A AC1 9A AC3 3P AC Operated Power Contactor 5.5HP 4kW (-+1NC) A09-30-01 1SBL141001R8001 ABB | Electrical Components | Text: 25A AC1 9A AC3 3P AC Operated Power Contactor 5.5HP 4kW (-+1NC) A09-30-01 1SBL141001R8001 ABB; Check: 1; Check: 0; Link: INR; Int: 0
|  | 27A AC1 12A AC3 3P AC Operated Power Contactor 7.5HP 5.5kW (1NO+-) A12-30-10 1SBL161001R8010 ABB | Standard Buying | 540 | Nos | 1 | 1 | 27A AC1 12A AC3 3P AC Operated Power Contactor 7.5HP 5.5kW (1NO+-) A12-30-10 1SBL161001R8010 ABB | Electrical Components | Text: 27A AC1 12A AC3 3P AC Operated Power Contactor 7.5HP 5.5kW (1NO+-) A12-30-10 1SBL161001R8010 ABB; Check: 1; Check: 0; Link: INR; Int: 0
|  | 27A AC1 12A AC3 3P AC Operated Power Contactor 7.5HP 5.5kW (-+1NC) A12-30-01 1SBL161001R8001 ABB | Standard Buying | 540 | Nos | 1 | 1 | 27A AC1 12A AC3 3P AC Operated Power Contactor 7.5HP 5.5kW (-+1NC) A12-30-01 1SBL161001R8001 ABB | Electrical Components | Text: 27A AC1 12A AC3 3P AC Operated Power Contactor 7.5HP 5.5kW (-+1NC) A12-30-01 1SBL161001R8001 ABB; Check: 1; Check: 0; Link: INR; Int: 0
|  | 30A AC1 17A AC3 3P AC Operated Power Contactor 12.5HP 7.5kW (1NO+-) A16-30-10 1SBL181001R8010 ABB | Standard Buying | 621 | Nos | 1 | 1 | 30A AC1 17A AC3 3P AC Operated Power Contactor 12.5HP 7.5kW (1NO+-) A16-30-10 1SBL181001R8010 ABB | Electrical Components | Text: 30A AC1 17A AC3 3P AC Operated Power Contactor 12.5HP 7.5kW (1NO+-) A16-30-10 1SBL181001R8010 ABB; Check: 1; Check: 0; Link: INR; Int: 0
|  | 30A AC1 17A AC3 3P AC Operated Power Contactor 12.5HP 7.5kW (-+1NC) A16-30-01 1SBL181001R8001 ABB | Standard Buying | 621 | Nos | 1 | 1 | 30A AC1 17A AC3 3P AC Operated Power Contactor 12.5HP 7.5kW (-+1NC) A16-30-01 1SBL181001R8001 ABB | Electrical Components | Text: 30A AC1 17A AC3 3P AC Operated Power Contactor 12.5HP 7.5kW (-+1NC) A16-30-01 1SBL181001R8001 ABB; Check: 1; Check: 0; Link: INR; Int: 0
|  | 45A AC1 26A AC3 3P AC Operated Power Contactor 15HP 11kW (1NO+-) A26-30-10 1SBL241001R8010 ABB | Standard Buying | 886.5 | Nos | 1 | 1 | 45A AC1 26A AC3 3P AC Operated Power Contactor 15HP 11kW (1NO+-) A26-30-10 1SBL241001R8010 ABB | Electrical Components | Text: 45A AC1 26A AC3 3P AC Operated Power Contactor 15HP 11kW (1NO+-) A26-30-10 1SBL241001R8010 ABB; Check: 1; Check: 0; Link: INR; Int: 0
|  | 45A AC1 26A AC3 3P AC Operated Power Contactor 15HP 11kW (-+1NC) A26-30-01 1SBL241001R8001 ABB | Standard Buying | 886.5 | Nos | 1 | 1 | 45A AC1 26A AC3 3P AC Operated Power Contactor 15HP 11kW (-+1NC) A26-30-01 1SBL241001R8001 ABB | Electrical Components | Text: 45A AC1 26A AC3 3P AC Operated Power Contactor 15HP 11kW (-+1NC) A26-30-01 1SBL241001R8001 ABB; Check: 1; Check: 0; Link: INR; Int: 0
|  | 55A AC1 32A AC3 3P AC Operated Power Contactor 20HP 15kW (1NO+-) A30-30-10 1SBL281001R8010 ABB | Standard Buying | 1705.5 | Nos | 1 | 1 | 55A AC1 32A AC3 3P AC Operated Power Contactor 20HP 15kW (1NO+-) A30-30-10 1SBL281001R8010 ABB | Electrical Components | Text: 55A AC1 32A AC3 3P AC Operated Power Contactor 20HP 15kW (1NO+-) A30-30-10 1SBL281001R8010 ABB; Check: 1; Check: 0; Link: INR; Int: 0
|  | 55A AC1 32A AC3 3P AC Operated Power Contactor 20HP 15kW (-+1NC) A30-30-01 1SBL281001R8001 ABB | Standard Buying | 1705.5 | Nos | 1 | 1 | 55A AC1 32A AC3 3P AC Operated Power Contactor 20HP 15kW (-+1NC) A30-30-01 1SBL281001R8001 ABB | Electrical Components | Text: 55A AC1 32A AC3 3P AC Operated Power Contactor 20HP 15kW (-+1NC) A30-30-01 1SBL281001R8001 ABB; Check: 1; Check: 0; Link: INR; Int: 0
|  | 60A AC1 37A AC3 3P AC Operated Power Contactor 30HP 18.5kW (1NO+-) A40-30-10 1SBL321001R8010 ABB | Standard Buying | 2731.5 | Nos | 1 | 1 | 60A AC1 37A AC3 3P AC Operated Power Contactor 30HP 18.5kW (1NO+-) A40-30-10 1SBL321001R8010 ABB | Electrical Components | Text: 60A AC1 37A AC3 3P AC Operated Power Contactor 30HP 18.5kW (1NO+-) A40-30-10 1SBL321001R8010 ABB; Check: 1; Check: 0; Link: INR; Int: 0
|  | 60A AC1 37A AC3 3P AC Operated Power Contactor 30HP 18.5kW (-+1NC) A40-30-01 1SBL321001R8001 ABB | Standard Buying | 2731.5 | Nos | 1 | 1 | 60A AC1 37A AC3 3P AC Operated Power Contactor 30HP 18.5kW (-+1NC) A40-30-01 1SBL321001R8001 ABB | Electrical Components | Text: 60A AC1 37A AC3 3P AC Operated Power Contactor 30HP 18.5kW (-+1NC) A40-30-01 1SBL321001R8001 ABB; Check: 1; Check: 0; Link: INR; Int: 0
|  | 100A AC1 50A AC3 3P AC Operated Power Contactor 40HP 25kW (-+-) A50-30-00 1SBL351001R8000 ABB | Standard Buying | 3091.5 | Nos | 1 | 1 | 100A AC1 50A AC3 3P AC Operated Power Contactor 40HP 25kW (-+-) A50-30-00 1SBL351001R8000 ABB | Electrical Components | Text: 100A AC1 50A AC3 3P AC Operated Power Contactor 40HP 25kW (-+-) A50-30-00 1SBL351001R8000 ABB; Check: 1; Check: 0; Link: INR; Int: 0
|  | 115A AC1 65A AC3 3P AC Operated Power Contactor 50HP 37kW (-+-) A63-30-00 1SBL371001R8000 ABB | Standard Buying | 4347 | Nos | 1 | 1 | 115A AC1 65A AC3 3P AC Operated Power Contactor 50HP 37kW (-+-) A63-30-00 1SBL371001R8000 ABB | Electrical Components | Text: 115A AC1 65A AC3 3P AC Operated Power Contactor 50HP 37kW (-+-) A63-30-00 1SBL371001R8000 ABB; Check: 1; Check: 0; Link: INR; Int: 0
|  | 125A AC1 75A AC3 3P AC Operated Power Contactor 60HP 40kW (-+-) A75-30-00 1SBL411001R8000 ABB | Standard Buying | 5458.5 | Nos | 1 | 1 | 125A AC1 75A AC3 3P AC Operated Power Contactor 60HP 40kW (-+-) A75-30-00 1SBL411001R8000 ABB | Electrical Components | Text: 125A AC1 75A AC3 3P AC Operated Power Contactor 60HP 40kW (-+-) A75-30-00 1SBL411001R8000 ABB; Check: 1; Check: 0; Link: INR; Int: 0
|  | 145A AC1 96A AC3 3P AC Operated Power Contactor 70HP 55kW (1NO+1NC) A95-30-11 1SFL431001R8011 ABB | Standard Buying | 6930 | Nos | 1 | 1 | 145A AC1 96A AC3 3P AC Operated Power Contactor 70HP 55kW (1NO+1NC) A95-30-11 1SFL431001R8011 ABB | Electrical Components | Text: 145A AC1 96A AC3 3P AC Operated Power Contactor 70HP 55kW (1NO+1NC) A95-30-11 1SFL431001R8011 ABB; Check: 1; Check: 0; Link: INR; Int: 0
|  | 160A AC1 110A AC3 3P AC Operated Power Contactor 75HP 59kW (1NO+1NC) A110-30-11 1SFL451001R8011 ABB | Standard Buying | 8424 | Nos | 1 | 1 | 160A AC1 110A AC3 3P AC Operated Power Contactor 75HP 59kW (1NO+1NC) A110-30-11 1SFL451001R8011 ABB | Electrical Components | Text: 160A AC1 110A AC3 3P AC Operated Power Contactor 75HP 59kW (1NO+1NC) A110-30-11 1SFL451001R8011 ABB; Check: 1; Check: 0; Link: INR; Int: 0
|  | 250A AC1 145A AC3 3P AC Operated Power Contactor 100HP 75kW (1NO+1NC) A145-30-11 1SFL471001R8011 ABB | Standard Buying | 11151 | Nos | 1 | 1 | 250A AC1 145A AC3 3P AC Operated Power Contactor 100HP 75kW (1NO+1NC) A145-30-11 1SFL471001R8011 ABB | Electrical Components | Text: 250A AC1 145A AC3 3P AC Operated Power Contactor 100HP 75kW (1NO+1NC) A145-30-11 1SFL471001R8011 ABB; Check: 1; Check: 0; Link: INR; Int: 0
|  | 275A AC1 185A AC3 3P AC Operated Power Contactor 115HP 90kW (1NO+1NC) A185-30-11 1SFL491001R8011 ABB | Standard Buying | 13779 | Nos | 1 | 1 | 275A AC1 185A AC3 3P AC Operated Power Contactor 115HP 90kW (1NO+1NC) A185-30-11 1SFL491001R8011 ABB | Electrical Components | Text: 275A AC1 185A AC3 3P AC Operated Power Contactor 115HP 90kW (1NO+1NC) A185-30-11 1SFL491001R8011 ABB; Check: 1; Check: 0; Link: INR; Int: 0
|  | 350A AC1 205A AC3 3P AC Operated Power Contactor 150HP 110kW (1NO+1NC) AF205-30-11 1SFL527002R1311 ABB | Standard Buying | 15898.5 | Nos | 1 | 1 | 350A AC1 205A AC3 3P AC Operated Power Contactor 150HP 110kW (1NO+1NC) AF205-30-11 1SFL527002R1311 ABB | Electrical Components | Text: 350A AC1 205A AC3 3P AC Operated Power Contactor 150HP 110kW (1NO+1NC) AF205-30-11 1SFL527002R1311 ABB; Check: 1; Check: 0; Link: INR; Int: 0
|  | 400A AC1 265A AC3 3P AC Operated Power Contactor 175HP 140kW (1NO+1NC) AF265-30-11 1SFL547002R1311 ABB | Standard Buying | 18099 | Nos | 1 | 1 | 400A AC1 265A AC3 3P AC Operated Power Contactor 175HP 140kW (1NO+1NC) AF265-30-11 1SFL547002R1311 ABB | Electrical Components | Text: 400A AC1 265A AC3 3P AC Operated Power Contactor 175HP 140kW (1NO+1NC) AF265-30-11 1SFL547002R1311 ABB; Check: 1; Check: 0; Link: INR; Int: 0
|  | 500A AC1 305A AC3 3P AC Operated Power Contactor 215HP 160kW (1NO+1NC) AF305-30-11 1SFL587002R1311 ABB | Standard Buying | 20997 | Nos | 1 | 1 | 500A AC1 305A AC3 3P AC Operated Power Contactor 215HP 160kW (1NO+1NC) AF305-30-11 1SFL587002R1311 ABB | Electrical Components | Text: 500A AC1 305A AC3 3P AC Operated Power Contactor 215HP 160kW (1NO+1NC) AF305-30-11 1SFL587002R1311 ABB; Check: 1; Check: 0; Link: INR; Int: 0
|  | 600A AC1 370A AC3 3P AC Operated Power Contactor 270HP 200kW (1NO+1NC) AF370-30-11 1SFL607002R1311 ABB | Standard Buying | 26761.5 | Nos | 1 | 1 | 600A AC1 370A AC3 3P AC Operated Power Contactor 270HP 200kW (1NO+1NC) AF370-30-11 1SFL607002R1311 ABB | Electrical Components | Text: 600A AC1 370A AC3 3P AC Operated Power Contactor 270HP 200kW (1NO+1NC) AF370-30-11 1SFL607002R1311 ABB; Check: 1; Check: 0; Link: INR; Int: 0
|  | 600A AC1 400A AC3 3P AC Operated Power Contactor 300HP 220kW (1NO+1NC) AF400-30-11 1SFL577001R7011 ABB | Standard Buying | 28467 | Nos | 1 | 1 | 600A AC1 400A AC3 3P AC Operated Power Contactor 300HP 220kW (1NO+1NC) AF400-30-11 1SFL577001R7011 ABB | Electrical Components | Text: 600A AC1 400A AC3 3P AC Operated Power Contactor 300HP 220kW (1NO+1NC) AF400-30-11 1SFL577001R7011 ABB; Check: 1; Check: 0; Link: INR; Int: 0
|  | 700A AC1 460A AC3 3P AC Operated Power Contactor 340HP 250kW (1NO+1NC) AF460-30-11 1SFL597001R7011 ABB | Standard Buying | 35707.5 | Nos | 1 | 1 | 700A AC1 460A AC3 3P AC Operated Power Contactor 340HP 250kW (1NO+1NC) AF460-30-11 1SFL597001R7011 ABB | Electrical Components | Text: 700A AC1 460A AC3 3P AC Operated Power Contactor 340HP 250kW (1NO+1NC) AF460-30-11 1SFL597001R7011 ABB; Check: 1; Check: 0; Link: INR; Int: 0
|  | 800A AC1 580A AC3 3P AC Operated Power Contactor 470HP 355kW (1NO+1NC) AF580-30-11 1SFL617001R7011 ABB | Standard Buying | 51259.5 | Nos | 1 | 1 | 800A AC1 580A AC3 3P AC Operated Power Contactor 470HP 355kW (1NO+1NC) AF580-30-11 1SFL617001R7011 ABB | Electrical Components | Text: 800A AC1 580A AC3 3P AC Operated Power Contactor 470HP 355kW (1NO+1NC) AF580-30-11 1SFL617001R7011 ABB; Check: 1; Check: 0; Link: INR; Int: 0
|  | 1050A AC1 750A AC3 3P AC Operated Power Contactor 570HP 425kW (1NO+1NC) AF750-30-11 1SFL637001R7011 ABB | Standard Buying | 78147 | Nos | 1 | 1 | 1050A AC1 750A AC3 3P AC Operated Power Contactor 570HP 425kW (1NO+1NC) AF750-30-11 1SFL637001R7011 ABB | Electrical Components | Text: 1050A AC1 750A AC3 3P AC Operated Power Contactor 570HP 425kW (1NO+1NC) AF750-30-11 1SFL637001R7011 ABB; Check: 1; Check: 0; Link: INR; Int: 0
|  | 25A AC1 4P AC Operated Power Contactor 4NO AF09-40-00-13 1SBL137201R1300 ABB | Standard Buying | 1116 | Nos | 1 | 1 | 25A AC1 4P AC Operated Power Contactor 4NO AF09-40-00-13 1SBL137201R1300 ABB | Electrical Components | Text: 25A AC1 4P AC Operated Power Contactor 4NO AF09-40-00-13 1SBL137201R1300 ABB; Check: 1; Check: 0; Link: INR; Int: 0
|  | 25A AC1 4P AC Operated Power Contactor 2NO+2NC AF09-22-00-13 1SBL137501R1300 ABB | Standard Buying | 1404 | Nos | 1 | 1 | 25A AC1 4P AC Operated Power Contactor 2NO+2NC AF09-22-00-13 1SBL137501R1300 ABB | Electrical Components | Text: 25A AC1 4P AC Operated Power Contactor 2NO+2NC AF09-22-00-13 1SBL137501R1300 ABB; Check: 1; Check: 0; Link: INR; Int: 0
|  | 30A AC1 4P AC Operated Power Contactor 4NO AF16-40-00-13 1SBL177201R1300 ABB | Standard Buying | 1305 | Nos | 1 | 1 | 30A AC1 4P AC Operated Power Contactor 4NO AF16-40-00-13 1SBL177201R1300 ABB | Electrical Components | Text: 30A AC1 4P AC Operated Power Contactor 4NO AF16-40-00-13 1SBL177201R1300 ABB; Check: 1; Check: 0; Link: INR; Int: 0
|  | 30A AC1 4P AC Operated Power Contactor 2NO+2NC AF16-22-00-13 1SBL177501R1300 ABB | Standard Buying | 1719 | Nos | 1 | 1 | 30A AC1 4P AC Operated Power Contactor 2NO+2NC AF16-22-00-13 1SBL177501R1300 ABB | Electrical Components | Text: 30A AC1 4P AC Operated Power Contactor 2NO+2NC AF16-22-00-13 1SBL177501R1300 ABB; Check: 1; Check: 0; Link: INR; Int: 0
|  | 45A AC1 4P AC Operated Power Contactor 4NO AF26-40-00-13 1SBL237201R1300 ABB | Standard Buying | 2128.5 | Nos | 1 | 1 | 45A AC1 4P AC Operated Power Contactor 4NO AF26-40-00-13 1SBL237201R1300 ABB | Electrical Components | Text: 45A AC1 4P AC Operated Power Contactor 4NO AF26-40-00-13 1SBL237201R1300 ABB; Check: 1; Check: 0; Link: INR; Int: 0
|  | 45A AC1 4P AC Operated Power Contactor 2NO+2NC AF26-22-00-13 1SBL237501R1300 ABB | Standard Buying | 2628 | Nos | 1 | 1 | 45A AC1 4P AC Operated Power Contactor 2NO+2NC AF26-22-00-13 1SBL237501R1300 ABB | Electrical Components | Text: 45A AC1 4P AC Operated Power Contactor 2NO+2NC AF26-22-00-13 1SBL237501R1300 ABB; Check: 1; Check: 0; Link: INR; Int: 0
|  | 55A AC1 4P AC Operated Power Contactor 4NO AF38-40-00-13 1SBL297201R1300 ABB | Standard Buying | 4275 | Nos | 1 | 1 | 55A AC1 4P AC Operated Power Contactor 4NO AF38-40-00-13 1SBL297201R1300 ABB | Electrical Components | Text: 55A AC1 4P AC Operated Power Contactor 4NO AF38-40-00-13 1SBL297201R1300 ABB; Check: 1; Check: 0; Link: INR; Int: 0
|  | 55A AC1 4P AC Operated Power Contactor 2NO+2NC AF38-22-00-13 1SBL297501R1300 ABB | Standard Buying | 5296.5 | Nos | 1 | 1 | 55A AC1 4P AC Operated Power Contactor 2NO+2NC AF38-22-00-13 1SBL297501R1300 ABB | Electrical Components | Text: 55A AC1 4P AC Operated Power Contactor 2NO+2NC AF38-22-00-13 1SBL297501R1300 ABB; Check: 1; Check: 0; Link: INR; Int: 0
|  | 70A AC1 4P AC Operated Power Contactor 4NO AF40-40-00-13 1SBL347201R1300 ABB | Standard Buying | 6903 | Nos | 1 | 1 | 70A AC1 4P AC Operated Power Contactor 4NO AF40-40-00-13 1SBL347201R1300 ABB | Electrical Components | Text: 70A AC1 4P AC Operated Power Contactor 4NO AF40-40-00-13 1SBL347201R1300 ABB; Check: 1; Check: 0; Link: INR; Int: 0
|  | 70A AC1 4P AC Operated Power Contactor 2NO+2NC AF40-22-00-13 1SBL347501R1300 ABB | Standard Buying | 7632 | Nos | 1 | 1 | 70A AC1 4P AC Operated Power Contactor 2NO+2NC AF40-22-00-13 1SBL347501R1300 ABB | Electrical Components | Text: 70A AC1 4P AC Operated Power Contactor 2NO+2NC AF40-22-00-13 1SBL347501R1300 ABB; Check: 1; Check: 0; Link: INR; Int: 0
|  | 100A AC1 4P AC Operated Power Contactor 4NO AF52-40-00-13 1SBL367201R1300 ABB | Standard Buying | 7096.5 | Nos | 1 | 1 | 100A AC1 4P AC Operated Power Contactor 4NO AF52-40-00-13 1SBL367201R1300 ABB | Electrical Components | Text: 100A AC1 4P AC Operated Power Contactor 4NO AF52-40-00-13 1SBL367201R1300 ABB; Check: 1; Check: 0; Link: INR; Int: 0
|  | 125A AC1 4P AC Operated Power Contactor 4NO AF80-40-00-13 1SBL397201R1300 ABB | Standard Buying | 8631 | Nos | 1 | 1 | 125A AC1 4P AC Operated Power Contactor 4NO AF80-40-00-13 1SBL397201R1300 ABB | Electrical Components | Text: 125A AC1 4P AC Operated Power Contactor 4NO AF80-40-00-13 1SBL397201R1300 ABB; Check: 1; Check: 0; Link: INR; Int: 0
|  | 125A AC1 4P AC Operated Power Contactor 2NO+2NC AF80-22-00-13 1SBL397501R1300 ABB | Standard Buying | 9675 | Nos | 1 | 1 | 125A AC1 4P AC Operated Power Contactor 2NO+2NC AF80-22-00-13 1SBL397501R1300 ABB | Electrical Components | Text: 125A AC1 4P AC Operated Power Contactor 2NO+2NC AF80-22-00-13 1SBL397501R1300 ABB; Check: 1; Check: 0; Link: INR; Int: 0
|  | 160A AC1 4P AC Operated Power Contactor 4NO AF116-40-00-13 1SFL427102R1300 ABB | Standard Buying | 9900 | Nos | 1 | 1 | 160A AC1 4P AC Operated Power Contactor 4NO AF116-40-00-13 1SFL427102R1300 ABB | Electrical Components | Text: 160A AC1 4P AC Operated Power Contactor 4NO AF116-40-00-13 1SFL427102R1300 ABB; Check: 1; Check: 0; Link: INR; Int: 0
|  | 200A AC1 4P AC Operated Power Contactor 4NO AF140-40-00-13 1SFL447102R1300 ABB | Standard Buying | 12069 | Nos | 1 | 1 | 200A AC1 4P AC Operated Power Contactor 4NO AF140-40-00-13 1SFL447102R1300 ABB | Electrical Components | Text: 200A AC1 4P AC Operated Power Contactor 4NO AF140-40-00-13 1SFL447102R1300 ABB; Check: 1; Check: 0; Link: INR; Int: 0
|  | 275A AC1 4P AC Operated Power Contactor 4NO AF190-40-00-13 1SFL487102R1300 ABB | Standard Buying | 17847 | Nos | 1 | 1 | 275A AC1 4P AC Operated Power Contactor 4NO AF190-40-00-13 1SFL487102R1300 ABB | Electrical Components | Text: 275A AC1 4P AC Operated Power Contactor 4NO AF190-40-00-13 1SFL487102R1300 ABB; Check: 1; Check: 0; Link: INR; Int: 0
|  | 350A AC1 4P AC Operated Power Contactor 4NO AF205-40-00-13 1SFL527102R1300 ABB | Standard Buying | 21280.5 | Nos | 1 | 1 | 350A AC1 4P AC Operated Power Contactor 4NO AF205-40-00-13 1SFL527102R1300 ABB | Electrical Components | Text: 350A AC1 4P AC Operated Power Contactor 4NO AF205-40-00-13 1SFL527102R1300 ABB; Check: 1; Check: 0; Link: INR; Int: 0
|  | 400A AC1 4P AC Operated Power Contactor 4NO AF265-40-00-13 1SFL547102R1300 ABB | Standard Buying | 25285.5 | Nos | 1 | 1 | 400A AC1 4P AC Operated Power Contactor 4NO AF265-40-00-13 1SFL547102R1300 ABB | Electrical Components | Text: 400A AC1 4P AC Operated Power Contactor 4NO AF265-40-00-13 1SFL547102R1300 ABB; Check: 1; Check: 0; Link: INR; Int: 0
|  | 500A AC1 4P AC Operated Power Contactor 4NO AF305-40-00-13 1SFL587102R1300 ABB | Standard Buying | 31140 | Nos | 1 | 1 | 500A AC1 4P AC Operated Power Contactor 4NO AF305-40-00-13 1SFL587102R1300 ABB | Electrical Components | Text: 500A AC1 4P AC Operated Power Contactor 4NO AF305-40-00-13 1SFL587102R1300 ABB; Check: 1; Check: 0; Link: INR; Int: 0
|  | 525A AC1 4P AC Operated Power Contactor 4NO AF370-40-00-13 1SFL607102R1300 ABB | Standard Buying | 34744.5 | Nos | 1 | 1 | 525A AC1 4P AC Operated Power Contactor 4NO AF370-40-00-13 1SFL607102R1300 ABB | Electrical Components | Text: 525A AC1 4P AC Operated Power Contactor 4NO AF370-40-00-13 1SFL607102R1300 ABB; Check: 1; Check: 0; Link: INR; Int: 0
|  | 0.1-0.16A Thermal overload relays A9-A40,AX9...AX32,AL9..AL40,TAL9-TAL40 TA25DU 0.16M 1SAZ211201R2005 ABB | Standard Buying | 639 | Nos | 1 | 1 | 0.1-0.16A Thermal overload relays A9-A40,AX9...AX32,AL9..AL40,TAL9-TAL40 TA25DU 0.16M 1SAZ211201R2005 ABB | Electrical Components | Text: 0.1-0.16A Thermal overload relays A9-A40,AX9...AX32,AL9..AL40,TAL9-TAL40 TA25DU 0.16M 1SAZ211201R2005 ABB; Check: 1; Check: 0; Link: INR; Int: 0
|  | 0.16-0.25A Thermal overload relays A9-A40,AX9...AX32,AL9..AL40,TAL9-TAL41 TA25DU 0.25M 1SAZ211201R2009 ABB | Standard Buying | 639 | Nos | 1 | 1 | 0.16-0.25A Thermal overload relays A9-A40,AX9...AX32,AL9..AL40,TAL9-TAL41 TA25DU 0.25M 1SAZ211201R2009 ABB | Electrical Components | Text: 0.16-0.25A Thermal overload relays A9-A40,AX9...AX32,AL9..AL40,TAL9-TAL41 TA25DU 0.25M 1SAZ211201R2009 ABB; Check: 1; Check: 0; Link: INR; Int: 0
|  | 0.25-0.4A Thermal overload relays A9-A40,AX9...AX32,AL9..AL40,TAL9-TAL42 TA25DU 0.4M 1SAZ211201R2013 ABB | Standard Buying | 639 | Nos | 1 | 1 | 0.25-0.4A Thermal overload relays A9-A40,AX9...AX32,AL9..AL40,TAL9-TAL42 TA25DU 0.4M 1SAZ211201R2013 ABB | Electrical Components | Text: 0.25-0.4A Thermal overload relays A9-A40,AX9...AX32,AL9..AL40,TAL9-TAL42 TA25DU 0.4M 1SAZ211201R2013 ABB; Check: 1; Check: 0; Link: INR; Int: 0
|  | 0.4-0.63A Thermal overload relays A9-A40,AX9...AX32,AL9..AL40,TAL9-TAL43 TA25DU 0.63M 1SAZ211201R2017 ABB | Standard Buying | 639 | Nos | 1 | 1 | 0.4-0.63A Thermal overload relays A9-A40,AX9...AX32,AL9..AL40,TAL9-TAL43 TA25DU 0.63M 1SAZ211201R2017 ABB | Electrical Components | Text: 0.4-0.63A Thermal overload relays A9-A40,AX9...AX32,AL9..AL40,TAL9-TAL43 TA25DU 0.63M 1SAZ211201R2017 ABB; Check: 1; Check: 0; Link: INR; Int: 0
|  | 0.63-1A Thermal overload relays A9-A40,AX9...AX32,AL9..AL40,TAL9-TAL44 TA25DU 1.0M 1SAZ211201R2021 ABB | Standard Buying | 639 | Nos | 1 | 1 | 0.63-1A Thermal overload relays A9-A40,AX9...AX32,AL9..AL40,TAL9-TAL44 TA25DU 1.0M 1SAZ211201R2021 ABB | Electrical Components | Text: 0.63-1A Thermal overload relays A9-A40,AX9...AX32,AL9..AL40,TAL9-TAL44 TA25DU 1.0M 1SAZ211201R2021 ABB; Check: 1; Check: 0; Link: INR; Int: 0
|  | 1-1.4A Thermal overload relays A9-A40,AX9...AX32,AL9..AL40,TAL9-TAL45 TA25DU 1.4M 1SAZ211201R2023 ABB | Standard Buying | 639 | Nos | 1 | 1 | 1-1.4A Thermal overload relays A9-A40,AX9...AX32,AL9..AL40,TAL9-TAL45 TA25DU 1.4M 1SAZ211201R2023 ABB | Electrical Components | Text: 1-1.4A Thermal overload relays A9-A40,AX9...AX32,AL9..AL40,TAL9-TAL45 TA25DU 1.4M 1SAZ211201R2023 ABB; Check: 1; Check: 0; Link: INR; Int: 0
|  | 1.3-1.8A Thermal overload relays A9-A40,AX9...AX32,AL9..AL40,TAL9-TAL46 TA25DU 1.8M 1SAZ211201R2025 ABB | Standard Buying | 639 | Nos | 1 | 1 | 1.3-1.8A Thermal overload relays A9-A40,AX9...AX32,AL9..AL40,TAL9-TAL46 TA25DU 1.8M 1SAZ211201R2025 ABB | Electrical Components | Text: 1.3-1.8A Thermal overload relays A9-A40,AX9...AX32,AL9..AL40,TAL9-TAL46 TA25DU 1.8M 1SAZ211201R2025 ABB; Check: 1; Check: 0; Link: INR; Int: 0
|  | 1.7-2.4A Thermal overload relays A9-A40,AX9...AX32,AL9..AL40,TAL9-TAL47 TA25DU 2.4M 1SAZ211201R2028 ABB | Standard Buying | 639 | Nos | 1 | 1 | 1.7-2.4A Thermal overload relays A9-A40,AX9...AX32,AL9..AL40,TAL9-TAL47 TA25DU 2.4M 1SAZ211201R2028 ABB | Electrical Components | Text: 1.7-2.4A Thermal overload relays A9-A40,AX9...AX32,AL9..AL40,TAL9-TAL47 TA25DU 2.4M 1SAZ211201R2028 ABB; Check: 1; Check: 0; Link: INR; Int: 0
|  | 2.2-3.1A Thermal overload relays A9-A40,AX9...AX32,AL9..AL40,TAL9-TAL48 TA25DU 3.1M 1SAZ211201R2031 ABB | Standard Buying | 639 | Nos | 1 | 1 | 2.2-3.1A Thermal overload relays A9-A40,AX9...AX32,AL9..AL40,TAL9-TAL48 TA25DU 3.1M 1SAZ211201R2031 ABB | Electrical Components | Text: 2.2-3.1A Thermal overload relays A9-A40,AX9...AX32,AL9..AL40,TAL9-TAL48 TA25DU 3.1M 1SAZ211201R2031 ABB; Check: 1; Check: 0; Link: INR; Int: 0
|  | 2.8-4A Thermal overload relays A9-A40,AX9...AX32,AL9..AL40,TAL9-TAL49 TA25DU 4.0M 1SAZ211201R2033 ABB | Standard Buying | 639 | Nos | 1 | 1 | 2.8-4A Thermal overload relays A9-A40,AX9...AX32,AL9..AL40,TAL9-TAL49 TA25DU 4.0M 1SAZ211201R2033 ABB | Electrical Components | Text: 2.8-4A Thermal overload relays A9-A40,AX9...AX32,AL9..AL40,TAL9-TAL49 TA25DU 4.0M 1SAZ211201R2033 ABB; Check: 1; Check: 0; Link: INR; Int: 0
|  | 3.5-5A Thermal overload relays A9-A40,AX9...AX32,AL9..AL40,TAL9-TAL50 TA25DU 5.0M 1SAZ211201R2035 ABB | Standard Buying | 639 | Nos | 1 | 1 | 3.5-5A Thermal overload relays A9-A40,AX9...AX32,AL9..AL40,TAL9-TAL50 TA25DU 5.0M 1SAZ211201R2035 ABB | Electrical Components | Text: 3.5-5A Thermal overload relays A9-A40,AX9...AX32,AL9..AL40,TAL9-TAL50 TA25DU 5.0M 1SAZ211201R2035 ABB; Check: 1; Check: 0; Link: INR; Int: 0
|  | 4.5-6.5A Thermal overload relays A9-A40,AX9...AX32,AL9..AL40,TAL9-TAL51 TA25DU 6.5M 1SAZ211201R2038 ABB | Standard Buying | 639 | Nos | 1 | 1 | 4.5-6.5A Thermal overload relays A9-A40,AX9...AX32,AL9..AL40,TAL9-TAL51 TA25DU 6.5M 1SAZ211201R2038 ABB | Electrical Components | Text: 4.5-6.5A Thermal overload relays A9-A40,AX9...AX32,AL9..AL40,TAL9-TAL51 TA25DU 6.5M 1SAZ211201R2038 ABB; Check: 1; Check: 0; Link: INR; Int: 0
|  | 6-8.5A Thermal overload relays A9-A40,AX9...AX32,AL9..AL40,TAL9-TAL52 TA25DU 8.5M 1SAZ211201R2040 ABB | Standard Buying | 639 | Nos | 1 | 1 | 6-8.5A Thermal overload relays A9-A40,AX9...AX32,AL9..AL40,TAL9-TAL52 TA25DU 8.5M 1SAZ211201R2040 ABB | Electrical Components | Text: 6-8.5A Thermal overload relays A9-A40,AX9...AX32,AL9..AL40,TAL9-TAL52 TA25DU 8.5M 1SAZ211201R2040 ABB; Check: 1; Check: 0; Link: INR; Int: 0
|  | 7.5-11A Thermal overload relays A9-A40,AX9...AX32,AL9..AL40,TAL9-TAL53 TA25DU 11M 1SAZ211201R2043 ABB | Standard Buying | 639 | Nos | 1 | 1 | 7.5-11A Thermal overload relays A9-A40,AX9...AX32,AL9..AL40,TAL9-TAL53 TA25DU 11M 1SAZ211201R2043 ABB | Electrical Components | Text: 7.5-11A Thermal overload relays A9-A40,AX9...AX32,AL9..AL40,TAL9-TAL53 TA25DU 11M 1SAZ211201R2043 ABB; Check: 1; Check: 0; Link: INR; Int: 0
|  | 10-14A Thermal overload relays A9-A40,AX9...AX32,AL9..AL40,TAL9-TAL54 TA25DU 14M 1SAZ211201R2045 ABB | Standard Buying | 639 | Nos | 1 | 1 | 10-14A Thermal overload relays A9-A40,AX9...AX32,AL9..AL40,TAL9-TAL54 TA25DU 14M 1SAZ211201R2045 ABB | Electrical Components | Text: 10-14A Thermal overload relays A9-A40,AX9...AX32,AL9..AL40,TAL9-TAL54 TA25DU 14M 1SAZ211201R2045 ABB; Check: 1; Check: 0; Link: INR; Int: 0
|  | 13-19A Thermal overload relays A9-A40,AX9...AX32,AL9..AL40,TAL9-TAL55 TA25DU 19M 1SAZ211201R2047 ABB | Standard Buying | 792 | Nos | 1 | 1 | 13-19A Thermal overload relays A9-A40,AX9...AX32,AL9..AL40,TAL9-TAL55 TA25DU 19M 1SAZ211201R2047 ABB | Electrical Components | Text: 13-19A Thermal overload relays A9-A40,AX9...AX32,AL9..AL40,TAL9-TAL55 TA25DU 19M 1SAZ211201R2047 ABB; Check: 1; Check: 0; Link: INR; Int: 0
|  | 18-25A Thermal overload relays A9-A40,AX9...AX32,AL9..AL40,TAL9-TAL56 TA25DU 25M 1SAZ211201R2051 ABB | Standard Buying | 792 | Nos | 1 | 1 | 18-25A Thermal overload relays A9-A40,AX9...AX32,AL9..AL40,TAL9-TAL56 TA25DU 25M 1SAZ211201R2051 ABB | Electrical Components | Text: 18-25A Thermal overload relays A9-A40,AX9...AX32,AL9..AL40,TAL9-TAL56 TA25DU 25M 1SAZ211201R2051 ABB; Check: 1; Check: 0; Link: INR; Int: 0
|  | 24-32A Thermal overload relays A9-A40,AX9...AX32,AL9..AL40,TAL9-TAL57 TA25DU 32M 1SAZ211201R2053 ABB | Standard Buying | 1107 | Nos | 1 | 1 | 24-32A Thermal overload relays A9-A40,AX9...AX32,AL9..AL40,TAL9-TAL57 TA25DU 32M 1SAZ211201R2053 ABB | Electrical Components | Text: 24-32A Thermal overload relays A9-A40,AX9...AX32,AL9..AL40,TAL9-TAL57 TA25DU 32M 1SAZ211201R2053 ABB; Check: 1; Check: 0; Link: INR; Int: 0
|  | 18-25A Thermal overload relays A30,A40,AX32-AX40,AL30,AL40,TAL30,TAL40 TA42DU 25 1SAZ311201R2001 ABB | Standard Buying | 1314 | Nos | 1 | 1 | 18-25A Thermal overload relays A30,A40,AX32-AX40,AL30,AL40,TAL30,TAL40 TA42DU 25 1SAZ311201R2001 ABB | Electrical Components | Text: 18-25A Thermal overload relays A30,A40,AX32-AX40,AL30,AL40,TAL30,TAL40 TA42DU 25 1SAZ311201R2001 ABB; Check: 1; Check: 0; Link: INR; Int: 0
|  | 22-32A Thermal overload relays A30,A40,AX32-AX40,AL30,AL40,TAL30,TAL41 TA42DU 32 1SAZ311201R2002 ABB | Standard Buying | 1431 | Nos | 1 | 1 | 22-32A Thermal overload relays A30,A40,AX32-AX40,AL30,AL40,TAL30,TAL41 TA42DU 32 1SAZ311201R2002 ABB | Electrical Components | Text: 22-32A Thermal overload relays A30,A40,AX32-AX40,AL30,AL40,TAL30,TAL41 TA42DU 32 1SAZ311201R2002 ABB; Check: 1; Check: 0; Link: INR; Int: 0
|  | 29-42A Thermal overload relays A30,A40,AX32-AX40,AL30,AL40,TAL30,TAL42 TA42DU 42 1SAZ311201R2003 ABB | Standard Buying | 1449 | Nos | 1 | 1 | 29-42A Thermal overload relays A30,A40,AX32-AX40,AL30,AL40,TAL30,TAL42 TA42DU 42 1SAZ311201R2003 ABB | Electrical Components | Text: 29-42A Thermal overload relays A30,A40,AX32-AX40,AL30,AL40,TAL30,TAL42 TA42DU 42 1SAZ311201R2003 ABB; Check: 1; Check: 0; Link: INR; Int: 0
|  | 22-32A Thermal overload relays A50-A75,AX50-AX80,AE50-AE75,TAE50-TAE75,AF50-AF75 TA75DU 25 1SAZ321201R2002 ABB | Standard Buying | 1656 | Nos | 1 | 1 | 22-32A Thermal overload relays A50-A75,AX50-AX80,AE50-AE75,TAE50-TAE75,AF50-AF75 TA75DU 25 1SAZ321201R2002 ABB | Electrical Components | Text: 22-32A Thermal overload relays A50-A75,AX50-AX80,AE50-AE75,TAE50-TAE75,AF50-AF75 TA75DU 25 1SAZ321201R2002 ABB; Check: 1; Check: 0; Link: INR; Int: 0
|  | 29-42A Thermal overload relays A50-A75,AX50-AX80,AE50-AE75,TAE50-TAE75,AF50-AF76 TA75DU 32 1SAZ321201R2003 ABB | Standard Buying | 1944 | Nos | 1 | 1 | 29-42A Thermal overload relays A50-A75,AX50-AX80,AE50-AE75,TAE50-TAE75,AF50-AF76 TA75DU 32 1SAZ321201R2003 ABB | Electrical Components | Text: 29-42A Thermal overload relays A50-A75,AX50-AX80,AE50-AE75,TAE50-TAE75,AF50-AF76 TA75DU 32 1SAZ321201R2003 ABB; Check: 1; Check: 0; Link: INR; Int: 0
|  | 36-52A Thermal overload relays A50-A75,AX50-AX80,AE50-AE75,TAE50-TAE75,AF50-AF77 TA75DU 42 1SAZ321201R2004 ABB | Standard Buying | 1944 | Nos | 1 | 1 | 36-52A Thermal overload relays A50-A75,AX50-AX80,AE50-AE75,TAE50-TAE75,AF50-AF77 TA75DU 42 1SAZ321201R2004 ABB | Electrical Components | Text: 36-52A Thermal overload relays A50-A75,AX50-AX80,AE50-AE75,TAE50-TAE75,AF50-AF77 TA75DU 42 1SAZ321201R2004 ABB; Check: 1; Check: 0; Link: INR; Int: 0
|  | 45-63A Thermal overload relays A50-A75,AX50-AX80,AE50-AE75,TAE50-TAE75,AF50-AF78 TA75DU 0.63M 1SAZ321201R2005 ABB | Standard Buying | 1944 | Nos | 1 | 1 | 45-63A Thermal overload relays A50-A75,AX50-AX80,AE50-AE75,TAE50-TAE75,AF50-AF78 TA75DU 0.63M 1SAZ321201R2005 ABB | Electrical Components | Text: 45-63A Thermal overload relays A50-A75,AX50-AX80,AE50-AE75,TAE50-TAE75,AF50-AF78 TA75DU 0.63M 1SAZ321201R2005 ABB; Check: 1; Check: 0; Link: INR; Int: 0
|  | 60-80A Thermal overload relays A50-A75,AX50-AX80,AE50-AE75,TAE50-TAE75,AF50-AF79 TA75DU 1.0M 1SAZ321201R2006 ABB | Standard Buying | 2083.5 | Nos | 1 | 1 | 60-80A Thermal overload relays A50-A75,AX50-AX80,AE50-AE75,TAE50-TAE75,AF50-AF79 TA75DU 1.0M 1SAZ321201R2006 ABB | Electrical Components | Text: 60-80A Thermal overload relays A50-A75,AX50-AX80,AE50-AE75,TAE50-TAE75,AF50-AF79 TA75DU 1.0M 1SAZ321201R2006 ABB; Check: 1; Check: 0; Link: INR; Int: 0
|  | 36-52A Thermal overload relays A50-A75,AX50-AX80,AE50-AE75,TAE50-TAE75,AF50-AF75 TA80DU-52 1SAZ331201R1004 ABB | Standard Buying | 2223 | Nos | 1 | 1 | 36-52A Thermal overload relays A50-A75,AX50-AX80,AE50-AE75,TAE50-TAE75,AF50-AF75 TA80DU-52 1SAZ331201R1004 ABB | Electrical Components | Text: 36-52A Thermal overload relays A50-A75,AX50-AX80,AE50-AE75,TAE50-TAE75,AF50-AF75 TA80DU-52 1SAZ331201R1004 ABB; Check: 1; Check: 0; Link: INR; Int: 0
|  | 45-63A Thermal overload relays A50-A75,AX50-AX80,AE50-AE75,TAE50-TAE75,AF50-AF76 TA80DU-63 1SAZ331201R1005 ABB | Standard Buying | 2223 | Nos | 1 | 1 | 45-63A Thermal overload relays A50-A75,AX50-AX80,AE50-AE75,TAE50-TAE75,AF50-AF76 TA80DU-63 1SAZ331201R1005 ABB | Electrical Components | Text: 45-63A Thermal overload relays A50-A75,AX50-AX80,AE50-AE75,TAE50-TAE75,AF50-AF76 TA80DU-63 1SAZ331201R1005 ABB; Check: 1; Check: 0; Link: INR; Int: 0
|  | 60-80A Thermal overload relays A50-A75,AX50-AX80,AE50-AE75,TAE50-TAE75,AF50-AF77 TA80DU-80 1SAZ331201R1006 ABB | Standard Buying | 2385 | Nos | 1 | 1 | 60-80A Thermal overload relays A50-A75,AX50-AX80,AE50-AE75,TAE50-TAE75,AF50-AF77 TA80DU-80 1SAZ331201R1006 ABB | Electrical Components | Text: 60-80A Thermal overload relays A50-A75,AX50-AX80,AE50-AE75,TAE50-TAE75,AF50-AF77 TA80DU-80 1SAZ331201R1006 ABB; Check: 1; Check: 0; Link: INR; Int: 0
|  | 66-90A Thermal overload relays A95...A110,AX95...AX150,AF95..AF110 TA110DU-90 1SAZ411201R1001 ABB | Standard Buying | 3910.5 | Nos | 1 | 1 | 66-90A Thermal overload relays A95...A110,AX95...AX150,AF95..AF110 TA110DU-90 1SAZ411201R1001 ABB | Electrical Components | Text: 66-90A Thermal overload relays A95...A110,AX95...AX150,AF95..AF110 TA110DU-90 1SAZ411201R1001 ABB; Check: 1; Check: 0; Link: INR; Int: 0
|  | 80-110A Thermal overload relays A95...A110,AX95...AX150,AF95..AF111 TA110DU-110 1SAZ411201R1002 ABB | Standard Buying | 4275 | Nos | 1 | 1 | 80-110A Thermal overload relays A95...A110,AX95...AX150,AF95..AF111 TA110DU-110 1SAZ411201R1002 ABB | Electrical Components | Text: 80-110A Thermal overload relays A95...A110,AX95...AX150,AF95..AF111 TA110DU-110 1SAZ411201R1002 ABB; Check: 1; Check: 0; Link: INR; Int: 0
|  | 16A 3P 36kA TMR MCCB DZ1-160D DZ1T0016DXC1A L&T | Standard Buying | 3710.4 | Nos | 1 | 1 | 16A 3P 36kA TMR MCCB DZ1-160D DZ1T0016DXC1A L&T | Electrical Components | Text: 16A 3P 36kA TMR MCCB DZ1-160D DZ1T0016DXC1A L&T; Check: 1; Check: 0; Link: INR; Int: 0
|  | 20A 3P 36kA TMR MCCB DZ1-160D DZ1T0020DXC1A L&T | Standard Buying | 3710.4 | Nos | 1 | 1 | 20A 3P 36kA TMR MCCB DZ1-160D DZ1T0020DXC1A L&T | Electrical Components | Text: 20A 3P 36kA TMR MCCB DZ1-160D DZ1T0020DXC1A L&T; Check: 1; Check: 0; Link: INR; Int: 0
|  | 25A 3P 36kA TMR MCCB DZ1-160D DZ1T0025DXC1A L&T | Standard Buying | 3710.4 | Nos | 1 | 1 | 25A 3P 36kA TMR MCCB DZ1-160D DZ1T0025DXC1A L&T | Electrical Components | Text: 25A 3P 36kA TMR MCCB DZ1-160D DZ1T0025DXC1A L&T; Check: 1; Check: 0; Link: INR; Int: 0
|  | 32A 3P 36kA TMR MCCB DZ1-160D DZ1T0032DXC1A L&T | Standard Buying | 3710.4 | Nos | 1 | 1 | 32A 3P 36kA TMR MCCB DZ1-160D DZ1T0032DXC1A L&T | Electrical Components | Text: 32A 3P 36kA TMR MCCB DZ1-160D DZ1T0032DXC1A L&T; Check: 1; Check: 0; Link: INR; Int: 0
|  | 40A 3P 36kA TMR MCCB DZ1-160D DZ1T0040DXC1A L&T | Standard Buying | 3710.4 | Nos | 1 | 1 | 40A 3P 36kA TMR MCCB DZ1-160D DZ1T0040DXC1A L&T | Electrical Components | Text: 40A 3P 36kA TMR MCCB DZ1-160D DZ1T0040DXC1A L&T; Check: 1; Check: 0; Link: INR; Int: 0
|  | 50A 3P 36kA TMR MCCB DZ1-160D DZ1T0050DXC1A L&T | Standard Buying | 3710.4 | Nos | 1 | 1 | 50A 3P 36kA TMR MCCB DZ1-160D DZ1T0050DXC1A L&T | Electrical Components | Text: 50A 3P 36kA TMR MCCB DZ1-160D DZ1T0050DXC1A L&T; Check: 1; Check: 0; Link: INR; Int: 0
|  | 63A 3P 36kA TMR MCCB DZ1-160D DZ1T0063DXD1A L&T | Standard Buying | 3710.4 | Nos | 1 | 1 | 63A 3P 36kA TMR MCCB DZ1-160D DZ1T0063DXD1A L&T | Electrical Components | Text: 63A 3P 36kA TMR MCCB DZ1-160D DZ1T0063DXD1A L&T; Check: 1; Check: 0; Link: INR; Int: 0
|  | 80A 3P 36kA TMR MCCB DZ1-160D DZ1T0080DXD1A L&T | Standard Buying | 3710.4 | Nos | 1 | 1 | 80A 3P 36kA TMR MCCB DZ1-160D DZ1T0080DXD1A L&T | Electrical Components | Text: 80A 3P 36kA TMR MCCB DZ1-160D DZ1T0080DXD1A L&T; Check: 1; Check: 0; Link: INR; Int: 0
|  | 100A 3P 36kA TMR MCCB DZ1-160D DZ1T0100DXD1A L&T | Standard Buying | 3710.4 | Nos | 1 | 1 | 100A 3P 36kA TMR MCCB DZ1-160D DZ1T0100DXD1A L&T | Electrical Components | Text: 100A 3P 36kA TMR MCCB DZ1-160D DZ1T0100DXD1A L&T; Check: 1; Check: 0; Link: INR; Int: 0
|  | 125A 3P 36kA TMR MCCB DZ1-160D DZ1T0125DXD1A L&T | Standard Buying | 4262.4 | Nos | 1 | 1 | 125A 3P 36kA TMR MCCB DZ1-160D DZ1T0125DXD1A L&T | Electrical Components | Text: 125A 3P 36kA TMR MCCB DZ1-160D DZ1T0125DXD1A L&T; Check: 1; Check: 0; Link: INR; Int: 0
|  | 160A 3P 36kA TMR MCCB DZ1-160D DZ1T0160DXD1A L&T | Standard Buying | 5668.8 | Nos | 1 | 1 | 160A 3P 36kA TMR MCCB DZ1-160D DZ1T0160DXD1A L&T | Electrical Components | Text: 160A 3P 36kA TMR MCCB DZ1-160D DZ1T0160DXD1A L&T; Check: 1; Check: 0; Link: INR; Int: 0
|  | 16A 4P 36kA TMR MCCB DZ1-160D DZ1F0016DXC1A L&T | Standard Buying | 4617.6 | Nos | 1 | 1 | 16A 4P 36kA TMR MCCB DZ1-160D DZ1T0016NXC1A L&T | Electrical Components | Text: 16A 4P 36kA TMR MCCB DZ1-160D DZ1T0016NXC1A L&T; Check: 1; Check: 0; Link: INR; Int: 0
|  | 20A 4P 36kA TMR MCCB DZ1-160D DZ1F0020DXC1A L&T | Standard Buying | 4617.6 | Nos | 1 | 1 | 20A 4P 36kA TMR MCCB DZ1-160D DZ1T0020NXC1A L&T | Electrical Components | Text: 20A 4P 36kA TMR MCCB DZ1-160D DZ1T0020NXC1A L&T; Check: 1; Check: 0; Link: INR; Int: 0
|  | 25A 4P 36kA TMR MCCB DZ1-160D DZ1F0025DXC1A L&T | Standard Buying | 4617.6 | Nos | 1 | 1 | 25A 4P 36kA TMR MCCB DZ1-160D DZ1T0025NXC1A L&T | Electrical Components | Text: 25A 4P 36kA TMR MCCB DZ1-160D DZ1T0025NXC1A L&T; Check: 1; Check: 0; Link: INR; Int: 0
|  | 32A 4P 36kA TMR MCCB DZ1-160D DZ1F0032DXC1A L&T | Standard Buying | 4617.6 | Nos | 1 | 1 | 32A 4P 36kA TMR MCCB DZ1-160D DZ1T0032NXC1A L&T | Electrical Components | Text: 32A 4P 36kA TMR MCCB DZ1-160D DZ1T0032NXC1A L&T; Check: 1; Check: 0; Link: INR; Int: 0
|  | 40A 4P 36kA TMR MCCB DZ1-160D DZ1F0040DXC1A L&T | Standard Buying | 4617.6 | Nos | 1 | 1 | 40A 4P 36kA TMR MCCB DZ1-160D DZ1T0040NXC1A L&T | Electrical Components | Text: 40A 4P 36kA TMR MCCB DZ1-160D DZ1T0040NXC1A L&T; Check: 1; Check: 0; Link: INR; Int: 0
|  | 50A 4P 36kA TMR MCCB DZ1-160D DZ1F0050DXC1A L&T | Standard Buying | 4617.6 | Nos | 1 | 1 | 50A 4P 36kA TMR MCCB DZ1-160D DZ1T0050NXC1A L&T | Electrical Components | Text: 50A 4P 36kA TMR MCCB DZ1-160D DZ1T0050NXC1A L&T; Check: 1; Check: 0; Link: INR; Int: 0
|  | 63A 4P 36kA TMR MCCB DZ1-160D DZ1F0063DXD1A L&T | Standard Buying | 4617.6 | Nos | 1 | 1 | 63A 4P 36kA TMR MCCB DZ1-160D DZ1T0063NXD1A L&T | Electrical Components | Text: 63A 4P 36kA TMR MCCB DZ1-160D DZ1T0063NXD1A L&T; Check: 1; Check: 0; Link: INR; Int: 0
|  | 80A 4P 36kA TMR MCCB DZ1-160D DZ1F0080DXD1A L&T | Standard Buying | 4617.6 | Nos | 1 | 1 | 80A 4P 36kA TMR MCCB DZ1-160D DZ1T0080NXD1A L&T | Electrical Components | Text: 80A 4P 36kA TMR MCCB DZ1-160D DZ1T0080NXD1A L&T; Check: 1; Check: 0; Link: INR; Int: 0
|  | 100A 4P 36kA TMR MCCB DZ1-160D DZ1F0100DXD1A L&T | Standard Buying | 4617.6 | Nos | 1 | 1 | 100A 4P 36kA TMR MCCB DZ1-160D DZ1T0100NXD1A L&T | Electrical Components | Text: 100A 4P 36kA TMR MCCB DZ1-160D DZ1T0100NXD1A L&T; Check: 1; Check: 0; Link: INR; Int: 0
|  | 125A 4P 36kA TMR MCCB DZ1-160D DZ1F0125DXD1A L&T | Standard Buying | 5241.6 | Nos | 1 | 1 | 125A 4P 36kA TMR MCCB DZ1-160D DZ1T0125NXD1A L&T | Electrical Components | Text: 125A 4P 36kA TMR MCCB DZ1-160D DZ1T0125NXD1A L&T; Check: 1; Check: 0; Link: INR; Int: 0
|  | 160A 4P 36kA TMR MCCB DZ1-160D DZ1F0160DXD1A L&T | Standard Buying | 6734.4 | Nos | 1 | 1 | 160A 4P 36kA TMR MCCB DZ1-160D DZ1T0160NXD1A L&T | Electrical Components | Text: 160A 4P 36kA TMR MCCB DZ1-160D DZ1T0160NXD1A L&T; Check: 1; Check: 0; Link: INR; Int: 0
|  | 16A 3P 50kA TMR MCCB DZ1-160N DZ1T0016NXC1A L&T | Standard Buying | 4761.6 | Nos | 1 | 1 | 16A 3P 50kA TMR MCCB DZ1-160N DZ1F0016DXC1A L&T | Electrical Components | Text: 16A 3P 50kA TMR MCCB DZ1-160N DZ1F0016DXC1A L&T; Check: 1; Check: 0; Link: INR; Int: 0
|  | 20A 3P 50kA TMR MCCB DZ1-160N DZ1T0020NXC1A L&T | Standard Buying | 4761.6 | Nos | 1 | 1 | 20A 3P 50kA TMR MCCB DZ1-160N DZ1F0020DXC1A L&T | Electrical Components | Text: 20A 3P 50kA TMR MCCB DZ1-160N DZ1F0020DXC1A L&T; Check: 1; Check: 0; Link: INR; Int: 0
|  | 25A 3P 50kA TMR MCCB DZ1-160N DZ1T0025NXC1A L&T | Standard Buying | 4761.6 | Nos | 1 | 1 | 25A 3P 50kA TMR MCCB DZ1-160N DZ1F0025DXC1A L&T | Electrical Components | Text: 25A 3P 50kA TMR MCCB DZ1-160N DZ1F0025DXC1A L&T; Check: 1; Check: 0; Link: INR; Int: 0
|  | 32A 3P 50kA TMR MCCB DZ1-160N DZ1T0032NXC1A L&T | Standard Buying | 4761.6 | Nos | 1 | 1 | 32A 3P 50kA TMR MCCB DZ1-160N DZ1F0032DXC1A L&T | Electrical Components | Text: 32A 3P 50kA TMR MCCB DZ1-160N DZ1F0032DXC1A L&T; Check: 1; Check: 0; Link: INR; Int: 0
|  | 40A 3P 50kA TMR MCCB DZ1-160N DZ1T0040NXC1A L&T | Standard Buying | 4761.6 | Nos | 1 | 1 | 40A 3P 50kA TMR MCCB DZ1-160N DZ1F0040DXC1A L&T | Electrical Components | Text: 40A 3P 50kA TMR MCCB DZ1-160N DZ1F0040DXC1A L&T; Check: 1; Check: 0; Link: INR; Int: 0
|  | 50A 3P 50kA TMR MCCB DZ1-160N DZ1T0050NXC1A L&T | Standard Buying | 4761.6 | Nos | 1 | 1 | 50A 3P 50kA TMR MCCB DZ1-160N DZ1F0050DXC1A L&T | Electrical Components | Text: 50A 3P 50kA TMR MCCB DZ1-160N DZ1F0050DXC1A L&T; Check: 1; Check: 0; Link: INR; Int: 0
|  | 63A 3P 50kA TMR MCCB DZ1-160N DZ1T0063NXD1A L&T | Standard Buying | 4761.6 | Nos | 1 | 1 | 63A 3P 50kA TMR MCCB DZ1-160N DZ1F0063DXD1A L&T | Electrical Components | Text: 63A 3P 50kA TMR MCCB DZ1-160N DZ1F0063DXD1A L&T; Check: 1; Check: 0; Link: INR; Int: 0
|  | 80A 3P 50kA TMR MCCB DZ1-160N DZ1T0080NXD1A L&T | Standard Buying | 4761.6 | Nos | 1 | 1 | 80A 3P 50kA TMR MCCB DZ1-160N DZ1F0080DXD1A L&T | Electrical Components | Text: 80A 3P 50kA TMR MCCB DZ1-160N DZ1F0080DXD1A L&T; Check: 1; Check: 0; Link: INR; Int: 0
|  | 100A 3P 50kA TMR MCCB DZ1-160N DZ1T010NDXD1A L&T | Standard Buying | 4761.6 | Nos | 1 | 1 | 100A 3P 50kA TMR MCCB DZ1-160N DZ1F0100DXD1A L&T | Electrical Components | Text: 100A 3P 50kA TMR MCCB DZ1-160N DZ1F0100DXD1A L&T; Check: 1; Check: 0; Link: INR; Int: 0
|  | 125A 3P 50kA TMR MCCB DZ1-160N DZ1T012NDXD1A L&T | Standard Buying | 6004.8 | Nos | 1 | 1 | 125A 3P 50kA TMR MCCB DZ1-160N DZ1F0125DXD1A L&T | Electrical Components | Text: 125A 3P 50kA TMR MCCB DZ1-160N DZ1F0125DXD1A L&T; Check: 1; Check: 0; Link: INR; Int: 0
|  | 160A 3P 50kA TMR MCCB DZ1-160N DZ1T016NDXD1A L&T | Standard Buying | 6964.8 | Nos | 1 | 1 | 160A 3P 50kA TMR MCCB DZ1-160N DZ1F0160DXD1A L&T | Electrical Components | Text: 160A 3P 50kA TMR MCCB DZ1-160N DZ1F0160DXD1A L&T; Check: 1; Check: 0; Link: INR; Int: 0
|  | 16A 4P 50kA TMR MCCB DZ1-160N DZ1F0016NXC1A L&T | Standard Buying | 5908.8 | Nos | 1 | 1 | 16A 4P 50kA TMR MCCB DZ1-160N DZ1F0016NXC1A L&T | Electrical Components | Text: 16A 4P 50kA TMR MCCB DZ1-160N DZ1F0016NXC1A L&T; Check: 1; Check: 0; Link: INR; Int: 0
|  | 20A 4P 50kA TMR MCCB DZ1-160N DZ1F0020NXC1A L&T | Standard Buying | 5908.8 | Nos | 1 | 1 | 20A 4P 50kA TMR MCCB DZ1-160N DZ1F0020NXC1A L&T | Electrical Components | Text: 20A 4P 50kA TMR MCCB DZ1-160N DZ1F0020NXC1A L&T; Check: 1; Check: 0; Link: INR; Int: 0
|  | 25A 4P 50kA TMR MCCB DZ1-160N DZ1F0025NXC1A L&T | Standard Buying | 5908.8 | Nos | 1 | 1 | 25A 4P 50kA TMR MCCB DZ1-160N DZ1F0025NXC1A L&T | Electrical Components | Text: 25A 4P 50kA TMR MCCB DZ1-160N DZ1F0025NXC1A L&T; Check: 1; Check: 0; Link: INR; Int: 0
|  | 32A 4P 50kA TMR MCCB DZ1-160N DZ1F0032NXC1A L&T | Standard Buying | 5908.8 | Nos | 1 | 1 | 32A 4P 50kA TMR MCCB DZ1-160N DZ1F0032NXC1A L&T | Electrical Components | Text: 32A 4P 50kA TMR MCCB DZ1-160N DZ1F0032NXC1A L&T; Check: 1; Check: 0; Link: INR; Int: 0
|  | 40A 4P 50kA TMR MCCB DZ1-160N DZ1F0040NXC1A L&T | Standard Buying | 5908.8 | Nos | 1 | 1 | 40A 4P 50kA TMR MCCB DZ1-160N DZ1F0040NXC1A L&T | Electrical Components | Text: 40A 4P 50kA TMR MCCB DZ1-160N DZ1F0040NXC1A L&T; Check: 1; Check: 0; Link: INR; Int: 0
|  | 50A 4P 50kA TMR MCCB DZ1-160N DZ1F0050NXC1A L&T | Standard Buying | 5908.8 | Nos | 1 | 1 | 50A 4P 50kA TMR MCCB DZ1-160N DZ1F0050NXC1A L&T | Electrical Components | Text: 50A 4P 50kA TMR MCCB DZ1-160N DZ1F0050NXC1A L&T; Check: 1; Check: 0; Link: INR; Int: 0
|  | 63A 4P 50kA TMR MCCB DZ1-160N DZ1F0063NXD1A L&T | Standard Buying | 5908.8 | Nos | 1 | 1 | 63A 4P 50kA TMR MCCB DZ1-160N DZ1F0063NXD1A L&T | Electrical Components | Text: 63A 4P 50kA TMR MCCB DZ1-160N DZ1F0063NXD1A L&T; Check: 1; Check: 0; Link: INR; Int: 0
|  | 80A 4P 50kA TMR MCCB DZ1-160N DZ1F0080NXD1A L&T | Standard Buying | 5908.8 | Nos | 1 | 1 | 80A 4P 50kA TMR MCCB DZ1-160N DZ1F0080NXD1A L&T | Electrical Components | Text: 80A 4P 50kA TMR MCCB DZ1-160N DZ1F0080NXD1A L&T; Check: 1; Check: 0; Link: INR; Int: 0
|  | 100A 4P 50kA TMR MCCB DZ1-160N DZ1F0100NXD1A L&T | Standard Buying | 5908.8 | Nos | 1 | 1 | 100A 4P 50kA TMR MCCB DZ1-160N DZ1F0100NXD1A L&T | Electrical Components | Text: 100A 4P 50kA TMR MCCB DZ1-160N DZ1F0100NXD1A L&T; Check: 1; Check: 0; Link: INR; Int: 0
|  | 125A 4P 50kA TMR MCCB DZ1-160N DZ1F0125NXD1A L&T | Standard Buying | 7209.6 | Nos | 1 | 1 | 125A 4P 50kA TMR MCCB DZ1-160N DZ1F0125NXD1A L&T | Electrical Components | Text: 125A 4P 50kA TMR MCCB DZ1-160N DZ1F0125NXD1A L&T; Check: 1; Check: 0; Link: INR; Int: 0
|  | 160A 4P 50kA TMR MCCB DZ1-160N DZ1F0160NXD1A L&T | Standard Buying | 8088 | Nos | 1 | 1 | 160A 4P 50kA TMR MCCB DZ1-160N DZ1F0160NXD1A L&T | Electrical Components | Text: 160A 4P 50kA TMR MCCB DZ1-160N DZ1F0160NXD1A L&T; Check: 1; Check: 0; Link: INR; Int: 0
|  | 40A 3P 36kA iTRP1 Release MCCB DZ1-160D DZ1T0040DXF1A L&T | Standard Buying | 6355.2 | Nos | 1 | 1 | 40A 3P 36kA iTRP1 Release MCCB DZ1-160D DZ1T0040DXF1A L&T | Electrical Components | Text: 40A 3P 36kA iTRP1 Release MCCB DZ1-160D DZ1T0040DXF1A L&T; Check: 1; Check: 0; Link: INR; Int: 0
|  | 63A 3P 36kA iTRP1 Release MCCB DZ1-160D DZ1T0063DXF1A L&T | Standard Buying | 6355.2 | Nos | 1 | 1 | 63A 3P 36kA iTRP1 Release MCCB DZ1-160D DZ1T0063DXF1A L&T | Electrical Components | Text: 63A 3P 36kA iTRP1 Release MCCB DZ1-160D DZ1T0063DXF1A L&T; Check: 1; Check: 0; Link: INR; Int: 0
|  | 100A 3P 36kA iTRP1 Release MCCB DZ1-160D DZ1T0100DXF1A L&T | Standard Buying | 6355.2 | Nos | 1 | 1 | 100A 3P 36kA iTRP1 Release MCCB DZ1-160D DZ1T0100DXF1A L&T | Electrical Components | Text: 100A 3P 36kA iTRP1 Release MCCB DZ1-160D DZ1T0100DXF1A L&T; Check: 1; Check: 0; Link: INR; Int: 0
|  | 160A 3P 36kA iTRP1 Release MCCB DZ1-160D DZ1T0160DXF1A L&T | Standard Buying | 8116.8 | Nos | 1 | 1 | 160A 3P 36kA iTRP1 Release MCCB DZ1-160D DZ1T0160DXF1A L&T | Electrical Components | Text: 160A 3P 36kA iTRP1 Release MCCB DZ1-160D DZ1T0160DXF1A L&T; Check: 1; Check: 0; Link: INR; Int: 0
|  | 40A 4P 36kA iTRP1 Release MCCB DZ1-160D DZ1F0040DXF1A L&T | Standard Buying | 8140.8 | Nos | 1 | 1 | 40A 4P 36kA iTRP1 Release MCCB DZ1-160D DZ1T0040DXF1A L&T | Electrical Components | Text: 40A 4P 36kA iTRP1 Release MCCB DZ1-160D DZ1T0040DXF1A L&T; Check: 1; Check: 0; Link: INR; Int: 0
|  | 63A 4P 36kA iTRP1 Release MCCB DZ1-160D DZ1F0063DXF1A L&T | Standard Buying | 8140.8 | Nos | 1 | 1 | 63A 4P 36kA iTRP1 Release MCCB DZ1-160D DZ1T0063DXF1A L&T | Electrical Components | Text: 63A 4P 36kA iTRP1 Release MCCB DZ1-160D DZ1T0063DXF1A L&T; Check: 1; Check: 0; Link: INR; Int: 0
|  | 100A 4P 36kA iTRP1 Release MCCB DZ1-160D DZ1F0100DXF1A L&T | Standard Buying | 8140.8 | Nos | 1 | 1 | 100A 4P 36kA iTRP1 Release MCCB DZ1-160D DZ1T0100DXF1A L&T | Electrical Components | Text: 100A 4P 36kA iTRP1 Release MCCB DZ1-160D DZ1T0100DXF1A L&T; Check: 1; Check: 0; Link: INR; Int: 0
|  | 160A 4P 36kA iTRP1 Release MCCB DZ1-160D DZ1F0160DXF1A L&T | Standard Buying | 11280 | Nos | 1 | 1 | 160A 4P 36kA iTRP1 Release MCCB DZ1-160D DZ1T0160DXF1A L&T | Electrical Components | Text: 160A 4P 36kA iTRP1 Release MCCB DZ1-160D DZ1T0160DXF1A L&T; Check: 1; Check: 0; Link: INR; Int: 0
|  | 40A 3P 50kA iTRP1 Release MCCB DZ1-160D DZ1T0040NXF1A L&T | Standard Buying | 7574.4 | Nos | 1 | 1 | 40A 3P 50kA iTRP1 Release MCCB DZ1-160D DZ1T0040NXF1A L&T | Electrical Components | Text: 40A 3P 50kA iTRP1 Release MCCB DZ1-160D DZ1T0040NXF1A L&T; Check: 1; Check: 0; Link: INR; Int: 0
|  | 63A 3P 50kA iTRP1 Release MCCB DZ1-160D DZ1T0063NXF1A L&T | Standard Buying | 7574.4 | Nos | 1 | 1 | 63A 3P 50kA iTRP1 Release MCCB DZ1-160D DZ1T0063NXF1A L&T | Electrical Components | Text: 63A 3P 50kA iTRP1 Release MCCB DZ1-160D DZ1T0063NXF1A L&T; Check: 1; Check: 0; Link: INR; Int: 0
|  | 100A 3P 50kA iTRP1 Release MCCB DZ1-160D DZ1T0100NXF1A L&T | Standard Buying | 7574.4 | Nos | 1 | 1 | 100A 3P 50kA iTRP1 Release MCCB DZ1-160D DZ1T0100NXF1A L&T | Electrical Components | Text: 100A 3P 50kA iTRP1 Release MCCB DZ1-160D DZ1T0100NXF1A L&T; Check: 1; Check: 0; Link: INR; Int: 0
|  | 160A 3P 50kA iTRP1 Release MCCB DZ1-160D DZ1T0160NXF1A L&T | Standard Buying | 9633.6 | Nos | 1 | 1 | 160A 3P 50kA iTRP1 Release MCCB DZ1-160D DZ1T0160NXF1A L&T | Electrical Components | Text: 160A 3P 50kA iTRP1 Release MCCB DZ1-160D DZ1T0160NXF1A L&T; Check: 1; Check: 0; Link: INR; Int: 0
|  | 40A 4P 50kA iTRP1 Release MCCB DZ1-160D DZ1F0040NXF1A L&T | Standard Buying | 10401.6 | Nos | 1 | 1 | 40A 4P 50kA iTRP1 Release MCCB DZ1-160D DZ1T0040NXF1A L&T | Electrical Components | Text: 40A 4P 50kA iTRP1 Release MCCB DZ1-160D DZ1T0040NXF1A L&T; Check: 1; Check: 0; Link: INR; Int: 0
|  | 63A 4P 50kA iTRP1 Release MCCB DZ1-160D DZ1F0063NXF1A L&T | Standard Buying | 10401.6 | Nos | 1 | 1 | 63A 4P 50kA iTRP1 Release MCCB DZ1-160D DZ1T0063NXF1A L&T | Electrical Components | Text: 63A 4P 50kA iTRP1 Release MCCB DZ1-160D DZ1T0063NXF1A L&T; Check: 1; Check: 0; Link: INR; Int: 0
|  | 100A 4P 50kA iTRP1 Release MCCB DZ1-160D DZ1F0100NXF1A L&T | Standard Buying | 10401.6 | Nos | 1 | 1 | 100A 4P 50kA iTRP1 Release MCCB DZ1-160D DZ1T0100NXF1A L&T | Electrical Components | Text: 100A 4P 50kA iTRP1 Release MCCB DZ1-160D DZ1T0100NXF1A L&T; Check: 1; Check: 0; Link: INR; Int: 0
|  | 160A 4P 50kA iTRP1 Release MCCB DZ1-160D DZ1F0160NXF1A L&T | Standard Buying | 12494.4 | Nos | 1 | 1 | 160A 4P 50kA iTRP1 Release MCCB DZ1-160D DZ1T0160NXF1A L&T | Electrical Components | Text: 160A 4P 50kA iTRP1 Release MCCB DZ1-160D DZ1T0160NXF1A L&T; Check: 1; Check: 0; Link: INR; Int: 0
|  | Extended Rotary Handle DZ1 L&T EM90209OOOO L&T | Standard Buying | 722.4 | Nos | 1 | 1 | Extended Rotary Handle DZ1 L&T EM90209OOOO L&T | Electrical Components | Text: Extended Rotary Handle DZ1 L&T EM90209OOOO L&T; Check: 1; Check: 0; Link: INR; Int: 0
|  | Direct Rotary Handle DZ1 L&T EM90207OOOO L&T | Standard Buying | 484.8 | Nos | 1 | 1 | Direct Rotary Handle DZ1 L&T EM90207OOOO L&T | Electrical Components | Text: Direct Rotary Handle DZ1 L&T EM90207OOOO L&T; Check: 1; Check: 0; Link: INR; Int: 0
|  | Triple Pole Spreader Terminal DZ1 L&T EM90609OOOO L&T | Standard Buying | 571.2 | Nos | 1 | 1 | Triple Pole Spreader Terminal DZ1 L&T EM90609OOOO L&T | Electrical Components | Text: Triple Pole Spreader Terminal DZ1 L&T EM90609OOOO L&T; Check: 1; Check: 0; Link: INR; Int: 0
|  | Four Pole Spreader Terminal DZ1 L&T EM90610OOOO L&T | Standard Buying | 643.2 | Nos | 1 | 1 | Four Pole Spreader Terminal DZ1 L&T EM90610OOOO L&T | Electrical Components | Text: Four Pole Spreader Terminal DZ1 L&T EM90610OOOO L&T; Check: 1; Check: 0; Link: INR; Int: 0
|  | Interlock -2 lock with one Key (A) DEEPAK | Standard Buying | 1100 | Nos | 1 | 1 | Interlock -2 lock with one Key (A) DEEPAK | Electrical Components | Text: Interlock -2 lock with one Key (A) DEEPAK; Check: 1; Check: 0; Link: INR; Int: 0
|  | Interlock -2 lock with one Key (K) DEEPAK | Standard Buying | 1100 | Nos | 1 | 1 | Interlock -2 lock with one Key (K) DEEPAK | Electrical Components | Text: Interlock -2 lock with one Key (K) DEEPAK; Check: 1; Check: 0; Link: INR; Int: 0
|  | 10A 4 Pole 2 Way Center OFF Switch Salzer | Standard Buying | 362 | Nos | 1 | 1 | 10A 4 Pole 2 Way Center OFF Switch Salzer | Electrical Components | Text: 10A 4 Pole 2 Way Center OFF Switch Salzer; Check: 1; Check: 0; Link: INR; Int: 0
|  | TNC Breaker Control Switch 25A 2 Way Salzer | Standard Buying | 896 | Nos | 1 | 1 | TNC Breaker Control Switch 25A 2 Way Salzer | Electrical Components | Text: TNC Breaker Control Switch 25A 2 Way Salzer; Check: 1; Check: 0; Link: INR; Int: 0
|  | 160A 4P ATS I-O-II operation with OMD300 controller OTM160E4C3D230C 1SYN106305R1001 ABB | Standard Buying | 44707.5 | Nos | 1 | 1 | 160A 4P ATS I-O-II operation with OMD300 controller OTM160E4C3D230C 1SYN106305R1001 ABB | Electrical Components | Text: 160A 4P ATS I-O-II operation with OMD300 controller OTM160E4C3D230C 1SYN106305R1001 ABB; Check: 1; Check: 0; Link: INR; Int: 0
|  | 200A 4P ATS I-O-II operation with OMD300 controller OTM200E4C3D230C 1SYN106309R1001 ABB | Standard Buying | 46210.5 | Nos | 1 | 1 | 200A 4P ATS I-O-II operation with OMD300 controller OTM200E4C3D230C 1SYN106309R1001 ABB | Electrical Components | Text: 200A 4P ATS I-O-II operation with OMD300 controller OTM200E4C3D230C 1SYN106309R1001 ABB; Check: 1; Check: 0; Link: INR; Int: 0
|  | 250A 4P ATS I-O-II operation with OMD300 controller OTM250E4C3D230C 1SYN106313R1001 ABB | Standard Buying | 47718 | Nos | 1 | 1 | 250A 4P ATS I-O-II operation with OMD300 controller OTM250E4C3D230C 1SYN106313R1001 ABB | Electrical Components | Text: 250A 4P ATS I-O-II operation with OMD300 controller OTM250E4C3D230C 1SYN106313R1001 ABB; Check: 1; Check: 0; Link: INR; Int: 0
|  | 315A 4P ATS I-O-II operation with OMD300 controller OTM315E4C3D230C 1SYN106317R1001 ABB | Standard Buying | 49981.5 | Nos | 1 | 1 | 315A 4P ATS I-O-II operation with OMD300 controller OTM315E4C3D230C 1SYN106317R1001 ABB | Electrical Components | Text: 315A 4P ATS I-O-II operation with OMD300 controller OTM315E4C3D230C 1SYN106317R1001 ABB; Check: 1; Check: 0; Link: INR; Int: 0
|  | 400A 4P ATS I-O-II operation with OMD300 controller OTM400E4C3D230C 1SYN106318R1001 ABB | Standard Buying | 52740 | Nos | 1 | 1 | 400A 4P ATS I-O-II operation with OMD300 controller OTM400E4C3D230C 1SYN106318R1001 ABB | Electrical Components | Text: 400A 4P ATS I-O-II operation with OMD300 controller OTM400E4C3D230C 1SYN106318R1001 ABB; Check: 1; Check: 0; Link: INR; Int: 0
|  | 630A 4P ATS I-O-II operation with OMD300 controller OTM630E4C3D230C 1SYN108726R1001 ABB | Standard Buying | 70321.5 | Nos | 1 | 1 | 630A 4P ATS I-O-II operation with OMD300 controller OTM630E4C3D230C 1SYN108726R1001 ABB | Electrical Components | Text: 630A 4P ATS I-O-II operation with OMD300 controller OTM630E4C3D230C 1SYN108726R1001 ABB; Check: 1; Check: 0; Link: INR; Int: 0
|  | 800A 4P ATS I-O-II operation with OMD300 controller OTM800E4C3D230C 1SYN108728R1001 ABB | Standard Buying | 92925 | Nos | 1 | 1 | 800A 4P ATS I-O-II operation with OMD300 controller OTM800E4C3D230C 1SYN108728R1001 ABB | Electrical Components | Text: 800A 4P ATS I-O-II operation with OMD300 controller OTM800E4C3D230C 1SYN108728R1001 ABB; Check: 1; Check: 0; Link: INR; Int: 0
|  | 1000A 4P ATS I-O-II operation with OMD300 controller OTM1000E4C3D230C 1SYN112852R1001 ABB | Standard Buying | 100462.5 | Nos | 1 | 1 | 1000A 4P ATS I-O-II operation with OMD300 controller OTM1000E4C3D230C 1SYN112852R1001 ABB | Electrical Components | Text: 1000A 4P ATS I-O-II operation with OMD300 controller OTM1000E4C3D230C 1SYN112852R1001 ABB; Check: 1; Check: 0; Link: INR; Int: 0
|  | 1250A 4P ATS I-O-II operation with OMD300 controller OTM1250E4C3D230C 1SYN112851R1001 ABB | Standard Buying | 115528.5 | Nos | 1 | 1 | 1250A 4P ATS I-O-II operation with OMD300 controller OTM1250E4C3D230C 1SYN112851R1001 ABB | Electrical Components | Text: 1250A 4P ATS I-O-II operation with OMD300 controller OTM1250E4C3D230C 1SYN112851R1001 ABB; Check: 1; Check: 0; Link: INR; Int: 0
|  | 1600A 4P ATS I-O-II operation with OMD300 controller OTM1600E4C3D230C 1SYN112848R1001 ABB | Standard Buying | 150687 | Nos | 1 | 1 | 1600A 4P ATS I-O-II operation with OMD300 controller OTM1600E4C3D230C 1SYN112848R1001 ABB | Electrical Components | Text: 1600A 4P ATS I-O-II operation with OMD300 controller OTM1600E4C3D230C 1SYN112848R1001 ABB; Check: 1; Check: 0; Link: INR; Int: 0
|  | 160A 4P ATS I-O-II operation with OMD800 controller unit with display OTM160E4C8D230C 1SYN101020R1001 ABB | Standard Buying | 60273 | Nos | 1 | 1 | 160A 4P ATS I-O-II operation with OMD800 controller unit with display OTM160E4C8D230C 1SYN101020R1001 ABB | Electrical Components | Text: 160A 4P ATS I-O-II operation with OMD800 controller unit with display OTM160E4C8D230C 1SYN101020R1001 ABB; Check: 1; Check: 0; Link: INR; Int: 0
|  | 200A 4P ATS I-O-II operation with OMD800 controller unit with display OTM200E4C8D230C 1SYN101021R1001 ABB | Standard Buying | 62788.5 | Nos | 1 | 1 | 200A 4P ATS I-O-II operation with OMD800 controller unit with display OTM200E4C8D230C 1SYN101021R1001 ABB | Electrical Components | Text: 200A 4P ATS I-O-II operation with OMD800 controller unit with display OTM200E4C8D230C 1SYN101021R1001 ABB; Check: 1; Check: 0; Link: INR; Int: 0
|  | 250A 4P ATS I-O-II operation with OMD800 controller unit with display OTM250E4C8D230C 1SYN101022R1001 ABB | Standard Buying | 65299.5 | Nos | 1 | 1 | 250A 4P ATS I-O-II operation with OMD800 controller unit with display OTM250E4C8D230C 1SYN101022R1001 ABB | Electrical Components | Text: 250A 4P ATS I-O-II operation with OMD800 controller unit with display OTM250E4C8D230C 1SYN101022R1001 ABB; Check: 1; Check: 0; Link: INR; Int: 0
|  | 315A 4P ATS I-O-II operation with OMD800 controller unit with display OTM315E4C8D230C 1SYN101063R1001 ABB | Standard Buying | 67810.5 | Nos | 1 | 1 | 315A 4P ATS I-O-II operation with OMD800 controller unit with display OTM315E4C8D230C 1SYN101063R1001 ABB | Electrical Components | Text: 315A 4P ATS I-O-II operation with OMD800 controller unit with display OTM315E4C8D230C 1SYN101063R1001 ABB; Check: 1; Check: 0; Link: INR; Int: 0
|  | 400A 4P ATS I-O-II operation with OMD800 controller unit with display OTM400E4C8D230C 1SYN101064R1001 ABB | Standard Buying | 75343.5 | Nos | 1 | 1 | 400A 4P ATS I-O-II operation with OMD800 controller unit with display OTM400E4C8D230C 1SYN101064R1001 ABB | Electrical Components | Text: 400A 4P ATS I-O-II operation with OMD800 controller unit with display OTM400E4C8D230C 1SYN101064R1001 ABB; Check: 1; Check: 0; Link: INR; Int: 0
|  | 630A 4P ATS I-O-II operation with OMD800 controller unit with display OTM630E4C8D230C 1SYN108453R1001 ABB | Standard Buying | 82885.5 | Nos | 1 | 1 | 630A 4P ATS I-O-II operation with OMD800 controller unit with display OTM630E4C8D230C 1SYN108453R1001 ABB | Electrical Components | Text: 630A 4P ATS I-O-II operation with OMD800 controller unit with display OTM630E4C8D230C 1SYN108453R1001 ABB; Check: 1; Check: 0; Link: INR; Int: 0
|  | 800A 4P ATS I-O-II operation with OMD800 controller unit with display OTM800E4C8D230C 1SYN108455R1001 ABB | Standard Buying | 100462.5 | Nos | 1 | 1 | 800A 4P ATS I-O-II operation with OMD800 controller unit with display OTM800E4C8D230C 1SYN108455R1001 ABB | Electrical Components | Text: 800A 4P ATS I-O-II operation with OMD800 controller unit with display OTM800E4C8D230C 1SYN108455R1001 ABB; Check: 1; Check: 0; Link: INR; Int: 0
|  | 1000A 4P ATS I-O-II operation with OMD800 controller unit with display OTM1000E4C8D230C 1SYN112861R1001 ABB | Standard Buying | 128083.5 | Nos | 1 | 1 | 1000A 4P ATS I-O-II operation with OMD800 controller unit with display OTM1000E4C8D230C 1SYN112861R1001 ABB | Electrical Components | Text: 1000A 4P ATS I-O-II operation with OMD800 controller unit with display OTM1000E4C8D230C 1SYN112861R1001 ABB; Check: 1; Check: 0; Link: INR; Int: 0
|  | 1250A 4P ATS I-O-II operation with OMD800 controller unit with display OTM1250E4C8D230C 1SYN112864R1001 ABB | Standard Buying | 140643 | Nos | 1 | 1 | 1250A 4P ATS I-O-II operation with OMD800 controller unit with display OTM1250E4C8D230C 1SYN112864R1001 ABB | Electrical Components | Text: 1250A 4P ATS I-O-II operation with OMD800 controller unit with display OTM1250E4C8D230C 1SYN112864R1001 ABB; Check: 1; Check: 0; Link: INR; Int: 0
|  | 1600A 4P ATS I-O-II operation with OMD800 controller unit with display OTM1600E4C8D230C 1SYN112867R1001 ABB | Standard Buying | 175801.5 | Nos | 1 | 1 | 1600A 4P ATS I-O-II operation with OMD800 controller unit with display OTM1600E4C8D230C 1SYN112867R1001 ABB | Electrical Components | Text: 1600A 4P ATS I-O-II operation with OMD800 controller unit with display OTM1600E4C8D230C 1SYN112867R1001 ABB; Check: 1; Check: 0; Link: INR; Int: 0