## Data Import Template
Data Import Template
Table: | Item Price
Notes:
Please do not change the template headings.
First data column must be blank.
If you are uploading new records, leave the "name" (ID) column blank.
If you are uploading new records, "Naming Series" becomes mandatory, if present.
Only mandatory fields are necessary for new records. You can delete non-mandatory columns if you wish.
For updating, you can update only selective columns.
You can only upload upto 5000 records in one go. (may be less in some cases)
DocType: | Item Price
Column Labels: | ID | Item Code | Price List | Rate | UOM | Packing Unit | Minimum Qty | Item Name | Brand | Item Description | Customer | Supplier | Buying | Selling | Currency | Valid From | Lead Time in days | Valid Upto | Note | Reference
Column Name: | name | item_code | price_list | price_list_rate | uom | packing_unit | min_qty | item_name | brand | item_description | customer | supplier | buying | selling | currency | valid_from | lead_time_days | valid_upto | note | reference
Mandatory: | Yes | Yes | Yes | Yes | No | No | No | No | No | No | No | No | No | No | No | No | No | No | No | No
Type: | Data | Link | Link | Currency | Link | Int | Int | Data | Read Only | Text | Link | Link | Check | Check | Link | Date | Int | Date | Text | Data
Info: |  | Valid Item | Valid Price List |  | Valid UOM | Integer | Integer |  |  |  | Valid Customer | Valid Supplier | 0 or 1 | 0 or 1 | Valid Currency | dd-mm-yyyy | Integer | dd-mm-yyyy
Start entering data below this line
|  | MNX9 Type 9A AC3 25A AC1 1 NO Triple Pole Power Contactor L&T CS94106 | Standard Buying | 481.95 | Nos | 1 | 1 | MNX9 Type 9A AC3 25A AC1 1 NO Triple Pole Power Contactor L&T CS94106 | Electrical Components | Text: MNX9 Type 9A AC3 25A AC1 1 NO Triple Pole Power Contactor L&T CS94106; Check: 1; Check: 0; Link: INR; Int: 0
|  | MNX9 Type 9A AC3 25A AC1 1 NC Triple Pole Power Contactor L&T CS94107 | Standard Buying | 481.95 | Nos | 1 | 1 | MNX9 Type 9A AC3 25A AC1 1 NC Triple Pole Power Contactor L&T CS94107 | Electrical Components | Text: MNX9 Type 9A AC3 25A AC1 1 NC Triple Pole Power Contactor L&T CS94107; Check: 1; Check: 0; Link: INR; Int: 0
|  | MNX12 Type 12A AC3 30A AC1 1 NO Triple Pole Power Contactor L&T CS94108 | Standard Buying | 557.55 | Nos | 1 | 1 | MNX12 Type 12A AC3 30A AC1 1 NO Triple Pole Power Contactor L&T CS94108 | Electrical Components | Text: MNX12 Type 12A AC3 30A AC1 1 NO Triple Pole Power Contactor L&T CS94108; Check: 1; Check: 0; Link: INR; Int: 0
|  | MNX12 Type 12A AC3 30A AC1 1 NC Triple Pole Power Contactor L&T CS94109 | Standard Buying | 557.55 | Nos | 1 | 1 | MNX12 Type 12A AC3 30A AC1 1 NC Triple Pole Power Contactor L&T CS94109 | Electrical Components | Text: MNX12 Type 12A AC3 30A AC1 1 NC Triple Pole Power Contactor L&T CS94109; Check: 1; Check: 0; Link: INR; Int: 0
|  | MNX18 Type 18A AC3 30A AC1 1 NO Triple Pole Power Contactor L&T CS94100 | Standard Buying | 645.75 | Nos | 1 | 1 | MNX18 Type 18A AC3 30A AC1 1 NO Triple Pole Power Contactor L&T CS94100 | Electrical Components | Text: MNX18 Type 18A AC3 30A AC1 1 NO Triple Pole Power Contactor L&T CS94100; Check: 1; Check: 0; Link: INR; Int: 0
|  | MNX18 Type 18A AC3 30A AC1 1 NC Triple Pole Power Contactor L&T CS94101 | Standard Buying | 645.75 | Nos | 1 | 1 | MNX18 Type 18A AC3 30A AC1 1 NC Triple Pole Power Contactor L&T CS94101 | Electrical Components | Text: MNX18 Type 18A AC3 30A AC1 1 NC Triple Pole Power Contactor L&T CS94101; Check: 1; Check: 0; Link: INR; Int: 0
|  | MNX22 Type 22A AC3 32A AC1 1 NO Triple Pole Power Contactor L&T CS94980 | Standard Buying | 756 | Nos | 1 | 1 | MNX22 Type 22A AC3 32A AC1 1 NO Triple Pole Power Contactor L&T CS94980 | Electrical Components | Text: MNX22 Type 22A AC3 32A AC1 1 NO Triple Pole Power Contactor L&T CS94980; Check: 1; Check: 0; Link: INR; Int: 0
|  | MNX22 Type 22A AC3 32A AC1 1 NC Triple Pole Power Contactor L&T CS94981 | Standard Buying | 756 | Nos | 1 | 1 | MNX22 Type 22A AC3 32A AC1 1 NC Triple Pole Power Contactor L&T CS94981 | Electrical Components | Text: MNX22 Type 22A AC3 32A AC1 1 NC Triple Pole Power Contactor L&T CS94981; Check: 1; Check: 0; Link: INR; Int: 0
|  | MNX25 Type 25A AC3 45A AC1 Triple Pole Power Contactor L&T CS94110 | Standard Buying | 778.05 | Nos | 1 | 1 | MNX25 Type 25A AC3 45A AC1 Triple Pole Power Contactor L&T CS94110 | Electrical Components | Text: MNX25 Type 25A AC3 45A AC1 Triple Pole Power Contactor L&T CS94110; Check: 1; Check: 0; Link: INR; Int: 0
|  | MNX32 Type 32A AC3 55A AC1 Triple Pole Power Contactor L&T CS94111 | Standard Buying | 1701 | Nos | 1 | 1 | MNX32 Type 32A AC3 55A AC1 Triple Pole Power Contactor L&T CS94111 | Electrical Components | Text: MNX32 Type 32A AC3 55A AC1 Triple Pole Power Contactor L&T CS94111; Check: 1; Check: 0; Link: INR; Int: 0
|  | MNX40 Type 40A AC3 55A AC1 Triple Pole Power Contactor L&T CS94190 | Standard Buying | 2617.65 | Nos | 1 | 1 | MNX40 Type 40A AC3 55A AC1 Triple Pole Power Contactor L&T CS94190 | Electrical Components | Text: MNX40 Type 40A AC3 55A AC1 Triple Pole Power Contactor L&T CS94190; Check: 1; Check: 0; Link: INR; Int: 0
|  | MNX50 Type 50A AC3 85A AC1 Triple Pole Power Contactor L&T CS97075 | Standard Buying | 3449.25 | Nos | 1 | 1 | MNX50 Type 50A AC3 85A AC1 Triple Pole Power Contactor L&T CS97075 | Electrical Components | Text: MNX50 Type 50A AC3 85A AC1 Triple Pole Power Contactor L&T CS97075; Check: 1; Check: 0; Link: INR; Int: 0
|  | MNX70 Type 70A AC3 100A AC1 Triple Pole Power Contactor L&T CS97076 | Standard Buying | 4636.8 | Nos | 1 | 1 | MNX70 Type 70A AC3 100A AC1 Triple Pole Power Contactor L&T CS97076 | Electrical Components | Text: MNX70 Type 70A AC3 100A AC1 Triple Pole Power Contactor L&T CS97076; Check: 1; Check: 0; Link: INR; Int: 0
|  | MNX80 Type 80A AC3 100A AC1 Triple Pole Power Contactor L&T CS97077 | Standard Buying | 5896.8 | Nos | 1 | 1 | MNX80 Type 80A AC3 100A AC1 Triple Pole Power Contactor L&T CS97077 | Electrical Components | Text: MNX80 Type 80A AC3 100A AC1 Triple Pole Power Contactor L&T CS97077; Check: 1; Check: 0; Link: INR; Int: 0
|  | MNX95 Type 95A AC3 160A AC1 2NO+2NC Triple Pole Power Contactor L&T CS94136 | Standard Buying | 8007.3 | Nos | 1 | 1 | MNX95 Type 95A AC3 160A AC1 2NO+2NC Triple Pole Power Contactor L&T CS94136 | Electrical Components | Text: MNX95 Type 95A AC3 160A AC1 2NO+2NC Triple Pole Power Contactor L&T CS94136; Check: 1; Check: 0; Link: INR; Int: 0
|  | MNX110 Type 110A AC3 160A AC1 2NO+2NC Triple Pole Power Contactor L&T CS94137 | Standard Buying | 9648.45 | Nos | 1 | 1 | MNX110 Type 110A AC3 160A AC1 2NO+2NC Triple Pole Power Contactor L&T CS94137 | Electrical Components | Text: MNX110 Type 110A AC3 160A AC1 2NO+2NC Triple Pole Power Contactor L&T CS94137; Check: 1; Check: 0; Link: INR; Int: 0
|  | MNX140 Type 140A AC3 160A AC1 2NO+2NC Tiple Pole Power Contactor L&T CS94138 | Standard Buying | 12732.3 | Nos | 1 | 1 | MNX140 Type 140A AC3 160A AC1 2NO+2NC Tiple Pole Power Contactor L&T CS94138 | Electrical Components | Text: MNX140 Type 140A AC3 160A AC1 2NO+2NC Tiple Pole Power Contactor L&T CS94138; Check: 1; Check: 0; Link: INR; Int: 0
|  | MNX185 Type 185A AC3 250A AC1 2NO+2NC Triple Pole Power Contactor L&T CS94139 | Standard Buying | 15318.45 | Nos | 1 | 1 | MNX185 Type 185A AC3 250A AC1 2NO+2NC Triple Pole Power Contactor L&T CS94139 | Electrical Components | Text: MNX185 Type 185A AC3 250A AC1 2NO+2NC Triple Pole Power Contactor L&T CS94139; Check: 1; Check: 0; Link: INR; Int: 0
|  | MNX225 Type 225A AC3 300A AC1 2NO+2NC Triple Pole Power Contactor L&T CS94140 | Standard Buying | 16865.1 | Nos | 1 | 1 | MNX225 Type 225A AC3 300A AC1 2NO+2NC Triple Pole Power Contactor L&T CS94140 | Electrical Components | Text: MNX225 Type 225A AC3 300A AC1 2NO+2NC Triple Pole Power Contactor L&T CS94140; Check: 1; Check: 0; Link: INR; Int: 0
|  | MNX250 Type 250A AC3 300A AC1 2NO+2NC Triple Pole Power Contactor L&T CS94141 | Standard Buying | 19022.85 | Nos | 1 | 1 | MNX250 Type 250A AC3 300A AC1 2NO+2NC Triple Pole Power Contactor L&T CS94141 | Electrical Components | Text: MNX250 Type 250A AC3 300A AC1 2NO+2NC Triple Pole Power Contactor L&T CS94141; Check: 1; Check: 0; Link: INR; Int: 0
|  | MNX300 Type 300A AC3 400A AC1 2NO+2NC Triple Pole Power Contactor L&T CS90280 | Standard Buying | 22935.15 | Nos | 1 | 1 | MNX300 Type 300A AC3 400A AC1 2NO+2NC Triple Pole Power Contactor L&T CS90280 | Electrical Components | Text: MNX300 Type 300A AC3 400A AC1 2NO+2NC Triple Pole Power Contactor L&T CS90280; Check: 1; Check: 0; Link: INR; Int: 0
|  | MNX400 Type 400A AC3 425A AC1 2NO+2NC Triple Pole Power Contactor L&T CS94144 | Standard Buying | 28085.4 | Nos | 1 | 1 | MNX400 Type 400A AC3 425A AC1 2NO+2NC Triple Pole Power Contactor L&T CS94144 | Electrical Components | Text: MNX400 Type 400A AC3 425A AC1 2NO+2NC Triple Pole Power Contactor L&T CS94144; Check: 1; Check: 0; Link: INR; Int: 0
|  | MNX550 Type 550A AC3 650A AC1 2NO+2NC Triple Pole Power Contactor L&T CS94145 | Standard Buying | 41825.7 | Nos | 1 | 1 | MNX550 Type 550A AC3 650A AC1 2NO+2NC Triple Pole Power Contactor L&T CS94145 | Electrical Components | Text: MNX550 Type 550A AC3 650A AC1 2NO+2NC Triple Pole Power Contactor L&T CS94145; Check: 1; Check: 0; Link: INR; Int: 0
|  | MNX650 Type 650A AC3 800A AC1 2NO+2NC Triple Pole Power Contactor L&T CS96327 | Standard Buying | 62587.35 | Nos | 1 | 1 | MNX650 Type 650A AC3 800A AC1 2NO+2NC Triple Pole Power Contactor L&T CS96327 | Electrical Components | Text: MNX650 Type 650A AC3 800A AC1 2NO+2NC Triple Pole Power Contactor L&T CS96327; Check: 1; Check: 0; Link: INR; Int: 0
|  | MO 9 9A AC3 30A AC1 1NO+1NC Triple Pole Contactor L&T CS94833 | Standard Buying | 708.75 | Nos | 1 | 1 | MO 9 9A AC3 30A AC1 1NO+1NC Triple Pole Contactor L&T CS94833 | Electrical Components | Text: MO 9 9A AC3 30A AC1 1NO+1NC Triple Pole Contactor L&T CS94833; Check: 1; Check: 0; Link: INR; Int: 0
|  | MO12 12A AC3 32A AC1 1NO+1NC Triple Pole Contactor L&T CS94834 | Standard Buying | 803.25 | Nos | 1 | 1 | MO12 12A AC3 32A AC1 1NO+1NC Triple Pole Contactor L&T CS94834 | Electrical Components | Text: MO12 12A AC3 32A AC1 1NO+1NC Triple Pole Contactor L&T CS94834; Check: 1; Check: 0; Link: INR; Int: 0
|  | MO18 18A AC3 32A AC1 1NO+1NC Triple Pole Contactor L&T CS94835 | Standard Buying | 919.8 | Nos | 1 | 1 | MO18 18A AC3 32A AC1 1NO+1NC Triple Pole Contactor L&T CS94835 | Electrical Components | Text: MO18 18A AC3 32A AC1 1NO+1NC Triple Pole Contactor L&T CS94835; Check: 1; Check: 0; Link: INR; Int: 0
|  | MO25 25A AC3 45A AC1 Triple Pole Contactor L&T CS94567 | Standard Buying | 976.5 | Nos | 1 | 1 | MO25 25A AC3 45A AC1 Triple Pole Contactor L&T CS94567 | Electrical Components | Text: MO25 25A AC3 45A AC1 Triple Pole Contactor L&T CS94567; Check: 1; Check: 0; Link: INR; Int: 0
|  | MO32 32A AC3 50A AC1 Triple Pole Contactor L&T CS94568 | Standard Buying | 2088.45 | Nos | 1 | 1 | MO32 32A AC3 50A AC1 Triple Pole Contactor L&T CS94568 | Electrical Components | Text: MO32 32A AC3 50A AC1 Triple Pole Contactor L&T CS94568; Check: 1; Check: 0; Link: INR; Int: 0
|  | MO40 40A AC3 50A AC1 Triple Pole Contactor L&T CS94569 | Standard Buying | 3105.9 | Nos | 1 | 1 | MO40 40A AC3 50A AC1 Triple Pole Contactor L&T CS94569 | Electrical Components | Text: MO40 40A AC3 50A AC1 Triple Pole Contactor L&T CS94569; Check: 1; Check: 0; Link: INR; Int: 0
|  | MO45 45A AC3 50A AC1 Triple Pole Contactor L&T CS94570 | Standard Buying | 3984.75 | Nos | 1 | 1 | MO45 45A AC3 50A AC1 Triple Pole Contactor L&T CS94570 | Electrical Components | Text: MO45 45A AC3 50A AC1 Triple Pole Contactor L&T CS94570; Check: 1; Check: 0; Link: INR; Int: 0
|  | MO50 50A AC3 100A AC1 Triple Pole Contactor L&T CS94572 | Standard Buying | 4095 | Nos | 1 | 1 | MO50 50A AC3 100A AC1 Triple Pole Contactor L&T CS94572 | Electrical Components | Text: MO50 50A AC3 100A AC1 Triple Pole Contactor L&T CS94572; Check: 1; Check: 0; Link: INR; Int: 0
|  | MO60 60A AC3 100A AC1 Triple Pole Contactor L&T CS94573 | Standard Buying | 4800.6 | Nos | 1 | 1 | MO60 60A AC3 100A AC1 Triple Pole Contactor L&T CS94573 | Electrical Components | Text: MO60 60A AC3 100A AC1 Triple Pole Contactor L&T CS94573; Check: 1; Check: 0; Link: INR; Int: 0
|  | MO70 70A AC3 100A AC1 Triple Pole Contactor L&T CS94574 | Standard Buying | 5506.2 | Nos | 1 | 1 | MO70 70A AC3 100A AC1 Triple Pole Contactor L&T CS94574 | Electrical Components | Text: MO70 70A AC3 100A AC1 Triple Pole Contactor L&T CS94574; Check: 1; Check: 0; Link: INR; Int: 0
|  | MO80 80A AC3 125A AC1 Triple Pole Contactor L&T CS94576 | Standard Buying | 7002.45 | Nos | 1 | 1 | MO80 80A AC3 125A AC1 Triple Pole Contactor L&T CS94576 | Electrical Components | Text: MO80 80A AC3 125A AC1 Triple Pole Contactor L&T CS94576; Check: 1; Check: 0; Link: INR; Int: 0
|  | MO95 95A AC3 125A AC1 Triple Pole Contactor L&T CS94577 | Standard Buying | 7468.65 | Nos | 1 | 1 | MO95 95A AC3 125A AC1 Triple Pole Contactor L&T CS94577 | Electrical Components | Text: MO95 95A AC3 125A AC1 Triple Pole Contactor L&T CS94577; Check: 1; Check: 0; Link: INR; Int: 0
|  | MO110 110A AC3 140A AC1 Triple Pole Contactor L&T CS94578 | Standard Buying | 9053.1 | Nos | 1 | 1 | MO110 110A AC3 140A AC1 Triple Pole Contactor L&T CS94578 | Electrical Components | Text: MO110 110A AC3 140A AC1 Triple Pole Contactor L&T CS94578; Check: 1; Check: 0; Link: INR; Int: 0
|  | MO140 140A AC3 250A AC1 2NO+2NC Triple Pole Contactor L&T CS95000 | Standard Buying | 12322.8 | Nos | 1 | 1 | MO140 140A AC3 250A AC1 2NO+2NC Triple Pole Contactor L&T CS95000 | Electrical Components | Text: MO140 140A AC3 250A AC1 2NO+2NC Triple Pole Contactor L&T CS95000; Check: 1; Check: 0; Link: INR; Int: 0
|  | MO185 185A AC3 275A AC1 2NO+2NC Triple Pole Contactor L&T CS95001 | Standard Buying | 14823.9 | Nos | 1 | 1 | MO185 185A AC3 275A AC1 2NO+2NC Triple Pole Contactor L&T CS95001 | Electrical Components | Text: MO185 185A AC3 275A AC1 2NO+2NC Triple Pole Contactor L&T CS95001; Check: 1; Check: 0; Link: INR; Int: 0
|  | MO225 225A AC3 275A AC1 2NO+2NC Triple Pole Contactor L&T CS95002 | Standard Buying | 16317 | Nos | 1 | 1 | MO225 225A AC3 275A AC1 2NO+2NC Triple Pole Contactor L&T CS95002 | Electrical Components | Text: MO225 225A AC3 275A AC1 2NO+2NC Triple Pole Contactor L&T CS95002; Check: 1; Check: 0; Link: INR; Int: 0
|  | MO140 140A AC3 250A AC1 2NO+2NC Triple Pole Contactor Electronic Coil L&T CS95042 | Standard Buying | 14168.7 | Nos | 1 | 1 | MO140 140A AC3 250A AC1 2NO+2NC Triple Pole Contactor Electronic Coil L&T CS95042 | Electrical Components | Text: MO140 140A AC3 250A AC1 2NO+2NC Triple Pole Contactor Electronic Coil L&T CS95042; Check: 1; Check: 0; Link: INR; Int: 0
|  | MO185 185A AC3 275A AC1 2NO+2NC Triple Pole Contactor Electronic Coil L&T CS95047 | Standard Buying | 17047.8 | Nos | 1 | 1 | MO185 185A AC3 275A AC1 2NO+2NC Triple Pole Contactor Electronic Coil L&T CS95047 | Electrical Components | Text: MO185 185A AC3 275A AC1 2NO+2NC Triple Pole Contactor Electronic Coil L&T CS95047; Check: 1; Check: 0; Link: INR; Int: 0
|  | MO225 225A AC3 275A AC1 2NO+2NC Triple Pole Contactor Electronic Coil L&T CS95052 | Standard Buying | 18764.55 | Nos | 1 | 1 | MO225 225A AC3 275A AC1 2NO+2NC Triple Pole Contactor Electronic Coil L&T CS95052 | Electrical Components | Text: MO225 225A AC3 275A AC1 2NO+2NC Triple Pole Contactor Electronic Coil L&T CS95052; Check: 1; Check: 0; Link: INR; Int: 0
|  | MO250 250A AC3 400A AC1 2NO+2NC Triple Pole Contactor L&T CS94441 | Standard Buying | 18405.45 | Nos | 1 | 1 | MO250 250A AC3 400A AC1 2NO+2NC Triple Pole Contactor L&T CS94441 | Electrical Components | Text: MO250 250A AC3 400A AC1 2NO+2NC Triple Pole Contactor L&T CS94441; Check: 1; Check: 0; Link: INR; Int: 0
|  | MO300 300A AC3 500A AC1 2NO+2NC Triple Pole Contactor L&T CS94440 | Standard Buying | 22194.9 | Nos | 1 | 1 | MO300 300A AC3 500A AC1 2NO+2NC Triple Pole Contactor L&T CS94440 | Electrical Components | Text: MO300 300A AC3 500A AC1 2NO+2NC Triple Pole Contactor L&T CS94440; Check: 1; Check: 0; Link: INR; Int: 0
|  | MO250 250A AC3 400A AC1 2NO+2NC Triple Pole Contactor Electronic Coil L&T CS94456 | Standard Buying | 21168 | Nos | 1 | 1 | MO250 250A AC3 400A AC1 2NO+2NC Triple Pole Contactor Electronic Coil L&T CS94456 | Electrical Components | Text: MO250 250A AC3 400A AC1 2NO+2NC Triple Pole Contactor Electronic Coil L&T CS94456; Check: 1; Check: 0; Link: INR; Int: 0
|  | MO300 300A AC3 500A AC1 2NO+2NC Triple Pole Contactor Electronic Coil L&T CS94464 | Standard Buying | 25524.45 | Nos | 1 | 1 | MO300 300A AC3 500A AC1 2NO+2NC Triple Pole Contactor Electronic Coil L&T CS94464 | Electrical Components | Text: MO300 300A AC3 500A AC1 2NO+2NC Triple Pole Contactor Electronic Coil L&T CS94464; Check: 1; Check: 0; Link: INR; Int: 0
|  | MNX9-2P Type 9A AC3 25A AC1 1 NO Double Pole Power Contactor L&T CS90232 | Standard Buying | 378 | Nos | 1 | 1 | MNX9-2P Type 9A AC3 25A AC1 1 NO Double Pole Power Contactor L&T CS90232 | Electrical Components | Text: MNX9-2P Type 9A AC3 25A AC1 1 NO Double Pole Power Contactor L&T CS90232; Check: 1; Check: 0; Link: INR; Int: 0
|  | MNX12-2P Type 12A AC3 30A AC1 1 NO Double Pole Power Contactor L&T CS90234 | Standard Buying | 406.35 | Nos | 1 | 1 | MNX12-2P Type 12A AC3 30A AC1 1 NO Double Pole Power Contactor L&T CS90234 | Electrical Components | Text: MNX12-2P Type 12A AC3 30A AC1 1 NO Double Pole Power Contactor L&T CS90234; Check: 1; Check: 0; Link: INR; Int: 0
|  | MNX18-2P Type 18A AC3 30A AC1 1 NO Double Pole Power Contactor L&T CS90236 | Standard Buying | 478.8 | Nos | 1 | 1 | MNX18-2P Type 18A AC3 30A AC1 1 NO Double Pole Power Contactor L&T CS90236 | Electrical Components | Text: MNX18-2P Type 18A AC3 30A AC1 1 NO Double Pole Power Contactor L&T CS90236; Check: 1; Check: 0; Link: INR; Int: 0
|  | MNX22-2P Type 22A AC3 32A AC1 1 NO Double Pole Power Contactor L&T CS90238 | Standard Buying | 579.6 | Nos | 1 | 1 | MNX22-2P Type 22A AC3 32A AC1 1 NO Double Pole Power Contactor L&T CS90238 | Electrical Components | Text: MNX22-2P Type 22A AC3 32A AC1 1 NO Double Pole Power Contactor L&T CS90238; Check: 1; Check: 0; Link: INR; Int: 0
|  | MNX25-2P Type 25A AC3 45A AC1 Double Pole Power Contactor L&T CS90240 | Standard Buying | 607.95 | Nos | 1 | 1 | MNX25-2P Type 25A AC3 45A AC1 Double Pole Power Contactor L&T CS90240 | Electrical Components | Text: MNX25-2P Type 25A AC3 45A AC1 Double Pole Power Contactor L&T CS90240; Check: 1; Check: 0; Link: INR; Int: 0
|  | MNX32-2P Type 32A AC3 55A AC1 Double Pole Power Contactor L&T CS90241 | Standard Buying | 1335.6 | Nos | 1 | 1 | MNX32-2P Type 32A AC3 55A AC1 Double Pole Power Contactor L&T CS90241 | Electrical Components | Text: MNX32-2P Type 32A AC3 55A AC1 Double Pole Power Contactor L&T CS90241; Check: 1; Check: 0; Link: INR; Int: 0
|  | MNX40-2P Type 40A AC3 55A AC1 Double Pole Power Contactor L&T CS90242 | Standard Buying | 2050.65 | Nos | 1 | 1 | MNX40-2P Type 40A AC3 55A AC1 Double Pole Power Contactor L&T CS90242 | Electrical Components | Text: MNX40-2P Type 40A AC3 55A AC1 Double Pole Power Contactor L&T CS90242; Check: 1; Check: 0; Link: INR; Int: 0
|  | MNX50-2P Type 50A AC3 85A AC1 Double Pole Power Contactor L&T CS94061 | Standard Buying | 2778.3 | Nos | 1 | 1 | MNX50-2P Type 50A AC3 85A AC1 Double Pole Power Contactor L&T CS94061 | Electrical Components | Text: MNX50-2P Type 50A AC3 85A AC1 Double Pole Power Contactor L&T CS94061; Check: 1; Check: 0; Link: INR; Int: 0
|  | MNX70-2P Type 70A AC3 100A AC1 Double Pole Power Contactor L&T CS94062 | Standard Buying | 3767.4 | Nos | 1 | 1 | MNX70-2P Type 70A AC3 100A AC1 Double Pole Power Contactor L&T CS94062 | Electrical Components | Text: MNX70-2P Type 70A AC3 100A AC1 Double Pole Power Contactor L&T CS94062; Check: 1; Check: 0; Link: INR; Int: 0
|  | MNX80-2P Type 80A AC3 100A AC1 Double Pole Power Contactor L&T CS94063 | Standard Buying | 4643.1 | Nos | 1 | 1 | MNX80-2P Type 80A AC3 100A AC1 Double Pole Power Contactor L&T CS94063 | Electrical Components | Text: MNX80-2P Type 80A AC3 100A AC1 Double Pole Power Contactor L&T CS94063; Check: 1; Check: 0; Link: INR; Int: 0
|  | MNX95-2P Type 95A AC3 160A AC1 2NO+2NC Double Pole Power Contactor L&T CS94064 | Standard Buying | 6281.1 | Nos | 1 | 1 | MNX95-2P Type 95A AC3 160A AC1 2NO+2NC Double Pole Power Contactor L&T CS94064 | Electrical Components | Text: MNX95-2P Type 95A AC3 160A AC1 2NO+2NC Double Pole Power Contactor L&T CS94064; Check: 1; Check: 0; Link: INR; Int: 0
|  | MNX110-2P Type 110A AC3 160A AC1 2NO+2NC Double Pole Power Contactor L&T CS94065 | Standard Buying | 6844.95 | Nos | 1 | 1 | MNX110-2P Type 110A AC3 160A AC1 2NO+2NC Double Pole Power Contactor L&T CS94065 | Electrical Components | Text: MNX110-2P Type 110A AC3 160A AC1 2NO+2NC Double Pole Power Contactor L&T CS94065; Check: 1; Check: 0; Link: INR; Int: 0
|  | MNX140-2P Type 140A AC3 160A AC1 2NO+2NC Double Pole Power Contactor L&T CS94066 | Standard Buying | 9157.05 | Nos | 1 | 1 | MNX140-2P Type 140A AC3 160A AC1 2NO+2NC Double Pole Power Contactor L&T CS94066 | Electrical Components | Text: MNX140-2P Type 140A AC3 160A AC1 2NO+2NC Double Pole Power Contactor L&T CS94066; Check: 1; Check: 0; Link: INR; Int: 0
|  | MNX185-2P Type 185A AC3 250A AC1 2NO+2NC Double Pole Power Contactor L&T CS94978 | Standard Buying | 11806.2 | Nos | 1 | 1 | MNX185-2P Type 185A AC3 250A AC1 2NO+2NC Double Pole Power Contactor L&T CS94978 | Electrical Components | Text: MNX185-2P Type 185A AC3 250A AC1 2NO+2NC Double Pole Power Contactor L&T CS94978; Check: 1; Check: 0; Link: INR; Int: 0
|  | MNX225-2P Type 225A AC3 300A AC1 2NO+2NC Double Pole Power Contactor L&T CS94979 | Standard Buying | 12514.95 | Nos | 1 | 1 | MNX225-2P Type 225A AC3 300A AC1 2NO+2NC Double Pole Power Contactor L&T CS94979 | Electrical Components | Text: MNX225-2P Type 225A AC3 300A AC1 2NO+2NC Double Pole Power Contactor L&T CS94979; Check: 1; Check: 0; Link: INR; Int: 0
|  | MNX250-2P Type 250A AC3 300A AC1 2NO+2NC Double Pole Power Contactor L&T CS90301 | Standard Buying | 13847.4 | Nos | 1 | 1 | MNX250-2P Type 250A AC3 300A AC1 2NO+2NC Double Pole Power Contactor L&T CS90301 | Electrical Components | Text: MNX250-2P Type 250A AC3 300A AC1 2NO+2NC Double Pole Power Contactor L&T CS90301; Check: 1; Check: 0; Link: INR; Int: 0
|  | MNX300-2P Type 300A AC3 400A AC1 2NO+2NC Double Pole Power Contactor L&T CS90346 | Standard Buying | 16836.75 | Nos | 1 | 1 | MNX300-2P Type 300A AC3 400A AC1 2NO+2NC Double Pole Power Contactor L&T CS90346 | Electrical Components | Text: MNX300-2P Type 300A AC3 400A AC1 2NO+2NC Double Pole Power Contactor L&T CS90346; Check: 1; Check: 0; Link: INR; Int: 0
|  | MNX400-2P Type 400A AC3 425A AC1 2NO+2NC Double Pole Power Contactor L&T CS94069 | Standard Buying | 21026.25 | Nos | 1 | 1 | MNX400-2P Type 400A AC3 425A AC1 2NO+2NC Double Pole Power Contactor L&T CS94069 | Electrical Components | Text: MNX400-2P Type 400A AC3 425A AC1 2NO+2NC Double Pole Power Contactor L&T CS94069; Check: 1; Check: 0; Link: INR; Int: 0
|  | MNX550-2P Type 550A AC3 650A AC1 2NO+2NC Double Pole Power Contactor L&T CS90243 | Standard Buying | 34328.7 | Nos | 1 | 1 | MNX550-2P Type 550A AC3 650A AC1 2NO+2NC Double Pole Power Contactor L&T CS90243 | Electrical Components | Text: MNX550-2P Type 550A AC3 650A AC1 2NO+2NC Double Pole Power Contactor L&T CS90243; Check: 1; Check: 0; Link: INR; Int: 0
|  | MNX650-2P Type 650A AC3 800A AC1 2NO+2NC Double Pole Power Contactor L&T CS90578 | Standard Buying | 47955.6 | Nos | 1 | 1 | MNX650-2P Type 650A AC3 800A AC1 2NO+2NC Double Pole Power Contactor L&T CS90578 | Electrical Components | Text: MNX650-2P Type 650A AC3 800A AC1 2NO+2NC Double Pole Power Contactor L&T CS90578; Check: 1; Check: 0; Link: INR; Int: 0
|  | MX06 Type 6A AC3 20A AC1 1NO Double Pole Power Contactor L&T CS94012 | Standard Buying | 598.5 | Nos | 1 | 1 | MX06 Type 6A AC3 20A AC1 1NO Double Pole Power Contactor L&T CS94012 | Electrical Components | Text: MX06 Type 6A AC3 20A AC1 1NO Double Pole Power Contactor L&T CS94012; Check: 1; Check: 0; Link: INR; Int: 0
|  | MX06 Type 6A AC3 20A AC1 1NC Double Pole Power Contactor L&T CS94013 | Standard Buying | 598.5 | Nos | 1 | 1 | MX06 Type 6A AC3 20A AC1 1NC Double Pole Power Contactor L&T CS94013 | Electrical Components | Text: MX06 Type 6A AC3 20A AC1 1NC Double Pole Power Contactor L&T CS94013; Check: 1; Check: 0; Link: INR; Int: 0
|  | MX09 Type 9A AC3 20A AC1 1NO Double Pole Power Contactor L&T CS94014 | Standard Buying | 617.4 | Nos | 1 | 1 | MX09 Type 9A AC3 20A AC1 1NO Double Pole Power Contactor L&T CS94014 | Electrical Components | Text: MX09 Type 9A AC3 20A AC1 1NO Double Pole Power Contactor L&T CS94014; Check: 1; Check: 0; Link: INR; Int: 0
|  | MX09 Type 9A AC3 20A AC1 1NC Double Pole Power Contactor L&T CS94015 | Standard Buying | 617.4 | Nos | 1 | 1 | MX09 Type 9A AC3 20A AC1 1NC Double Pole Power Contactor L&T CS94015 | Electrical Components | Text: MX09 Type 9A AC3 20A AC1 1NC Double Pole Power Contactor L&T CS94015; Check: 1; Check: 0; Link: INR; Int: 0
|  | MX12 Type 12A AC3 20A AC1 1NO Double Pole Power Contactor L&T CS94016 | Standard Buying | 661.5 | Nos | 1 | 1 | MX12 Type 12A AC3 20A AC1 1NO Double Pole Power Contactor L&T CS94016 | Electrical Components | Text: MX12 Type 12A AC3 20A AC1 1NO Double Pole Power Contactor L&T CS94016; Check: 1; Check: 0; Link: INR; Int: 0
|  | MX12 Type 12A AC3 20A AC1 1NC Double Pole Power Contactor L&T CS94017 | Standard Buying | 661.5 | Nos | 1 | 1 | MX12 Type 12A AC3 20A AC1 1NC Double Pole Power Contactor L&T CS94017 | Electrical Components | Text: MX12 Type 12A AC3 20A AC1 1NC Double Pole Power Contactor L&T CS94017; Check: 1; Check: 0; Link: INR; Int: 0
|  | MCX01 Type 16A AC1 Four Pole Power Contactor L&T CS97009 | Standard Buying | 607.95 | Nos | 1 | 1 | MCX01 Type 16A AC1 Four Pole Power Contactor L&T CS97009 | Electrical Components | Text: MCX01 Type 16A AC1 Four Pole Power Contactor L&T CS97009; Check: 1; Check: 0; Link: INR; Int: 0
|  | MCX02 Type 25A AC1 Four Pole Power Contactor L&T CS97010 | Standard Buying | 661.5 | Nos | 1 | 1 | MCX02 Type 25A AC1 Four Pole Power Contactor L&T CS97010 | Electrical Components | Text: MCX02 Type 25A AC1 Four Pole Power Contactor L&T CS97010; Check: 1; Check: 0; Link: INR; Int: 0
|  | MCX03 Type 32A AC1 Four Pole Power Contactor L&T CS97011 | Standard Buying | 696.15 | Nos | 1 | 1 | MCX03 Type 32A AC1 Four Pole Power Contactor L&T CS97011 | Electrical Components | Text: MCX03 Type 32A AC1 Four Pole Power Contactor L&T CS97011; Check: 1; Check: 0; Link: INR; Int: 0
|  | MCX04 Type 40A AC1 Four Pole Power Contactor L&T CS97012 | Standard Buying | 1083.6 | Nos | 1 | 1 | MCX04 Type 40A AC1 Four Pole Power Contactor L&T CS97012 | Electrical Components | Text: MCX04 Type 40A AC1 Four Pole Power Contactor L&T CS97012; Check: 1; Check: 0; Link: INR; Int: 0
|  | MCX11 Type 50A AC1 Four Pole Power Contactor L&T CS97013 | Standard Buying | 1433.25 | Nos | 1 | 1 | MCX11 Type 50A AC1 Four Pole Power Contactor L&T CS97013 | Electrical Components | Text: MCX11 Type 50A AC1 Four Pole Power Contactor L&T CS97013; Check: 1; Check: 0; Link: INR; Int: 0
|  | MCX12 Type 63A AC1 Four Pole Power Contactor L&T CS97014 | Standard Buying | 2734.2 | Nos | 1 | 1 | MCX12 Type 63A AC1 Four Pole Power Contactor L&T CS97014 | Electrical Components | Text: MCX12 Type 63A AC1 Four Pole Power Contactor L&T CS97014; Check: 1; Check: 0; Link: INR; Int: 0
|  | MCX13 Type 80A AC1 Four Pole Power Contactor L&T CS97015 | Standard Buying | 3676.05 | Nos | 1 | 1 | MCX13 Type 80A AC1 Four Pole Power Contactor L&T CS97015 | Electrical Components | Text: MCX13 Type 80A AC1 Four Pole Power Contactor L&T CS97015; Check: 1; Check: 0; Link: INR; Int: 0
|  | MCX22 Type 100A AC1 Four Pole Power Contactor L&T CS97017 | Standard Buying | 4901.4 | Nos | 1 | 1 | MCX22 Type 100A AC1 Four Pole Power Contactor L&T CS97017 | Electrical Components | Text: MCX22 Type 100A AC1 Four Pole Power Contactor L&T CS97017; Check: 1; Check: 0; Link: INR; Int: 0
|  | MCX23 Type 130A AC1 Four Pole Power Contactor L&T CS97018 | Standard Buying | 5676.3 | Nos | 1 | 1 | MCX23 Type 130A AC1 Four Pole Power Contactor L&T CS97018 | Electrical Components | Text: MCX23 Type 130A AC1 Four Pole Power Contactor L&T CS97018; Check: 1; Check: 0; Link: INR; Int: 0
|  | MCX32 Type 160A AC1 2NO+2NC Four Pole Power Contactor L&T CS97020 | Standard Buying | 9519.3 | Nos | 1 | 1 | MCX32 Type 160A AC1 2NO+2NC Four Pole Power Contactor L&T CS97020 | Electrical Components | Text: MCX32 Type 160A AC1 2NO+2NC Four Pole Power Contactor L&T CS97020; Check: 1; Check: 0; Link: INR; Int: 0
|  | MCX33 Type 200A AC1 2NO+2NC Four Pole Power Contactor L&T CS97021 | Standard Buying | 11938.5 | Nos | 1 | 1 | MCX33 Type 200A AC1 2NO+2NC Four Pole Power Contactor L&T CS97021 | Electrical Components | Text: MCX33 Type 200A AC1 2NO+2NC Four Pole Power Contactor L&T CS97021; Check: 1; Check: 0; Link: INR; Int: 0
|  | MCX34 Type 255A AC1 2NO+2NC Four Pole Power Contactor L&T CS97022 | Standard Buying | 12785.85 | Nos | 1 | 1 | MCX34 Type 255A AC1 2NO+2NC Four Pole Power Contactor L&T CS97022 | Electrical Components | Text: MCX34 Type 255A AC1 2NO+2NC Four Pole Power Contactor L&T CS97022; Check: 1; Check: 0; Link: INR; Int: 0
|  | MCX41 Type 325A AC1 2NO+2NC Four Pole Power Contactor L&T CS97023 | Standard Buying | 23763.6 | Nos | 1 | 1 | MCX41 Type 325A AC1 2NO+2NC Four Pole Power Contactor L&T CS97023 | Electrical Components | Text: MCX41 Type 325A AC1 2NO+2NC Four Pole Power Contactor L&T CS97023; Check: 1; Check: 0; Link: INR; Int: 0
|  | MCX42 Type 360A AC1 2NO+2NC Four Pole Power Contactor L&T CS97024 | Standard Buying | 25776.45 | Nos | 1 | 1 | MCX42 Type 360A AC1 2NO+2NC Four Pole Power Contactor L&T CS97024 | Electrical Components | Text: MCX42 Type 360A AC1 2NO+2NC Four Pole Power Contactor L&T CS97024; Check: 1; Check: 0; Link: INR; Int: 0
|  | MCX43 Type 400A AC1 2NO+2NC Four Pole Power Contactor L&T CS97025 | Standard Buying | 30463.65 | Nos | 1 | 1 | MCX43 Type 400A AC1 2NO+2NC Four Pole Power Contactor L&T CS97025 | Electrical Components | Text: MCX43 Type 400A AC1 2NO+2NC Four Pole Power Contactor L&T CS97025; Check: 1; Check: 0; Link: INR; Int: 0
|  | MCX44 Type 500A AC1 2NO+2NC Four Pole Power Contactor L&T CS97026 | Standard Buying | 38228.4 | Nos | 1 | 1 | MCX44 Type 500A AC1 2NO+2NC Four Pole Power Contactor L&T CS97026 | Electrical Components | Text: MCX44 Type 500A AC1 2NO+2NC Four Pole Power Contactor L&T CS97026; Check: 1; Check: 0; Link: INR; Int: 0
|  | MCX45 Type 600A AC1 2NO+2NC Four Pole Power Contactor L&T CS97027 | Standard Buying | 43791.3 | Nos | 1 | 1 | MCX45 Type 600A AC1 2NO+2NC Four Pole Power Contactor L&T CS97027 | Electrical Components | Text: MCX45 Type 600A AC1 2NO+2NC Four Pole Power Contactor L&T CS97027; Check: 1; Check: 0; Link: INR; Int: 0
|  | MCX46 Type 700A AC1 2NO+2NC Four Pole Power Contactor L&T CS97028 | Standard Buying | 53965.8 | Nos | 1 | 1 | MCX46 Type 700A AC1 2NO+2NC Four Pole Power Contactor L&T CS97028 | Electrical Components | Text: MCX46 Type 700A AC1 2NO+2NC Four Pole Power Contactor L&T CS97028; Check: 1; Check: 0; Link: INR; Int: 0
|  | MCX47 Type 800A AC1 2NO+2NC Four Pole Power Contactor L&T CS94291 | Standard Buying | 66253.95 | Nos | 1 | 1 | MCX47 Type 800A AC1 2NO+2NC Four Pole Power Contactor L&T CS94291 | Electrical Components | Text: MCX47 Type 800A AC1 2NO+2NC Four Pole Power Contactor L&T CS94291; Check: 1; Check: 0; Link: INR; Int: 0
|  | MX0 40E (4NO) Auxilary Contactors for AC Control L&T CS94018 | Standard Buying | 636.3 | Nos | 1 | 1 | MX0 40E (4NO) Auxilary Contactors for AC Control L&T CS94018 | Electrical Components | Text: MX0 40E (4NO) Auxilary Contactors for AC Control L&T CS94018; Check: 1; Check: 0; Link: INR; Int: 0
|  | MX0 31E (3NO+1NC) Auxilary Contactors for AC Control L&T CS94019 | Standard Buying | 636.3 | Nos | 1 | 1 | MX0 31E (3NO+1NC) Auxilary Contactors for AC Control L&T CS94019 | Electrical Components | Text: MX0 31E (3NO+1NC) Auxilary Contactors for AC Control L&T CS94019; Check: 1; Check: 0; Link: INR; Int: 0
|  | MX0 22E (2NO+2NC) Auxilary Contactors for AC Control L&T CS94020 | Standard Buying | 636.3 | Nos | 1 | 1 | MX0 22E (2NO+2NC) Auxilary Contactors for AC Control L&T CS94020 | Electrical Components | Text: MX0 22E (2NO+2NC) Auxilary Contactors for AC Control L&T CS94020; Check: 1; Check: 0; Link: INR; Int: 0
|  | MX0 13E (1NO+3NC) Auxilary Contactors for AC Control L&T CS94041 | Standard Buying | 636.3 | Nos | 1 | 1 | MX0 13E (1NO+3NC) Auxilary Contactors for AC Control L&T CS94041 | Electrical Components | Text: MX0 13E (1NO+3NC) Auxilary Contactors for AC Control L&T CS94041; Check: 1; Check: 0; Link: INR; Int: 0
|  | MX0 04E (4NC) Auxilary Contactors for AC Control L&T CS94042 | Standard Buying | 850.5 | Nos | 1 | 1 | MX0 04E (4NC) Auxilary Contactors for AC Control L&T CS94042 | Electrical Components | Text: MX0 04E (4NC) Auxilary Contactors for AC Control L&T CS94042; Check: 1; Check: 0; Link: INR; Int: 0
|  | MX0 40E (4NO) Auxilary Contactors for DC Control L&T CS94027 | Standard Buying | 850.5 | Nos | 1 | 1 | MX0 40E (4NO) Auxilary Contactors for DC Control L&T CS94027 | Electrical Components | Text: MX0 40E (4NO) Auxilary Contactors for DC Control L&T CS94027; Check: 1; Check: 0; Link: INR; Int: 0
|  | MX0 31E (3NO+1NC) Auxilary Contactors for DC Control L&T CS94028 | Standard Buying | 850.5 | Nos | 1 | 1 | MX0 31E (3NO+1NC) Auxilary Contactors for DC Control L&T CS94028 | Electrical Components | Text: MX0 31E (3NO+1NC) Auxilary Contactors for DC Control L&T CS94028; Check: 1; Check: 0; Link: INR; Int: 0
|  | MX0 22E (2NO+2NC) Auxilary Contactorsfor DC Control L&T CS94029 | Standard Buying | 850.5 | Nos | 1 | 1 | MX0 22E (2NO+2NC) Auxilary Contactorsfor DC Control L&T CS94029 | Electrical Components | Text: MX0 22E (2NO+2NC) Auxilary Contactorsfor DC Control L&T CS94029; Check: 1; Check: 0; Link: INR; Int: 0
|  | MX0 13E (1NO+3NC) Auxilary Contactors for DC Control L&T CS94043 | Standard Buying | 850.5 | Nos | 1 | 1 | MX0 13E (1NO+3NC) Auxilary Contactors for DC Control L&T CS94043 | Electrical Components | Text: MX0 13E (1NO+3NC) Auxilary Contactors for DC Control L&T CS94043; Check: 1; Check: 0; Link: INR; Int: 0
|  | MX0 04E (4NC) Auxilary Contactors for DC Control L&T CS94044 | Standard Buying | 850.5 | Nos | 1 | 1 | MX0 04E (4NC) Auxilary Contactors for DC Control L&T CS94044 | Electrical Components | Text: MX0 04E (4NC) Auxilary Contactors for DC Control L&T CS94044; Check: 1; Check: 0; Link: INR; Int: 0
|  | MO C3 Capacitor Duty Contactor L&T CS96146 | Standard Buying | 926.1 | Nos | 1 | 1 | MO C3 Capacitor Duty Contactor L&T CS96146 | Electrical Components | Text: MO C3 Capacitor Duty Contactor L&T CS96146; Check: 1; Check: 0; Link: INR; Int: 0
|  | MO C5 Capacitor Duty Contactor L&T CS96127 | Standard Buying | 970.2 | Nos | 1 | 1 | MO C5 Capacitor Duty Contactor L&T CS96127 | Electrical Components | Text: MO C5 Capacitor Duty Contactor L&T CS96127; Check: 1; Check: 0; Link: INR; Int: 0
|  | MO C8.5 Capacitor Duty Contactor L&T CS96320 | Standard Buying | 1118.25 | Nos | 1 | 1 | MO C8.5 Capacitor Duty Contactor L&T CS96320 | Electrical Components | Text: MO C8.5 Capacitor Duty Contactor L&T CS96320; Check: 1; Check: 0; Link: INR; Int: 0
|  | MO C10 Capacitor Duty Contactor L&T CS96156 | Standard Buying | 1212.75 | Nos | 1 | 1 | MO C10 Capacitor Duty Contactor L&T CS96156 | Electrical Components | Text: MO C10 Capacitor Duty Contactor L&T CS96156; Check: 1; Check: 0; Link: INR; Int: 0
|  | MO C12.5 Capacitor Duty Contactor L&T CS96321 | Standard Buying | 1247.4 | Nos | 1 | 1 | MO C12.5 Capacitor Duty Contactor L&T CS96321 | Electrical Components | Text: MO C12.5 Capacitor Duty Contactor L&T CS96321; Check: 1; Check: 0; Link: INR; Int: 0
|  | MO C15 Capacitor Duty Contactor L&T CS90019 | Standard Buying | 1738.8 | Nos | 1 | 1 | MO C15 Capacitor Duty Contactor L&T CS90019 | Electrical Components | Text: MO C15 Capacitor Duty Contactor L&T CS90019; Check: 1; Check: 0; Link: INR; Int: 0
|  | MO C20 Capacitor Duty Contactor L&T CS90021 | Standard Buying | 1987.65 | Nos | 1 | 1 | MO C20 Capacitor Duty Contactor L&T CS90021 | Electrical Components | Text: MO C20 Capacitor Duty Contactor L&T CS90021; Check: 1; Check: 0; Link: INR; Int: 0
|  | MO C25 Capacitor Duty Contactor L&T CS96322 | Standard Buying | 2255.4 | Nos | 1 | 1 | MO C25 Capacitor Duty Contactor L&T CS96322 | Electrical Components | Text: MO C25 Capacitor Duty Contactor L&T CS96322; Check: 1; Check: 0; Link: INR; Int: 0
|  | MO C30Capacitor Duty Contactor L&T CS96148 | Standard Buying | 3446.1 | Nos | 1 | 1 | MO C30Capacitor Duty Contactor L&T CS96148 | Electrical Components | Text: MO C30Capacitor Duty Contactor L&T CS96148; Check: 1; Check: 0; Link: INR; Int: 0
|  | MO C40 Capacitor Duty Contactor L&T CS96147 | Standard Buying | 5676.3 | Nos | 1 | 1 | MO C40 Capacitor Duty Contactor L&T CS96147 | Electrical Components | Text: MO C40 Capacitor Duty Contactor L&T CS96147; Check: 1; Check: 0; Link: INR; Int: 0
|  | MO C50 Capacitor Duty Contactor L&T CS96324 | Standard Buying | 6448.05 | Nos | 1 | 1 | MO C50 Capacitor Duty Contactor L&T CS96324 | Electrical Components | Text: MO C50 Capacitor Duty Contactor L&T CS96324; Check: 1; Check: 0; Link: INR; Int: 0
|  | MO C60 Capacitor Duty Contactor L&T CS96149 | Standard Buying | 7339.5 | Nos | 1 | 1 | MO C60 Capacitor Duty Contactor L&T CS96149 | Electrical Components | Text: MO C60 Capacitor Duty Contactor L&T CS96149; Check: 1; Check: 0; Link: INR; Int: 0
|  | MO C75 Capacitor Duty Contactor L&T CS96150 | Standard Buying | 8892.45 | Nos | 1 | 1 | MO C75 Capacitor Duty Contactor L&T CS96150 | Electrical Components | Text: MO C75 Capacitor Duty Contactor L&T CS96150; Check: 1; Check: 0; Link: INR; Int: 0
|  | MO C80 Capacitor Duty Contactor L&T CS96326 | Standard Buying | 9330.3 | Nos | 1 | 1 | MO C80 Capacitor Duty Contactor L&T CS96326 | Electrical Components | Text: MO C80 Capacitor Duty Contactor L&T CS96326; Check: 1; Check: 0; Link: INR; Int: 0
|  | MO C85 Capacitor Duty Contactor L&T CS96157 | Standard Buying | 9450 | Nos | 1 | 1 | MO C85 Capacitor Duty Contactor L&T CS96157 | Electrical Components | Text: MO C85 Capacitor Duty Contactor L&T CS96157; Check: 1; Check: 0; Link: INR; Int: 0
|  | Front Mounting Add-on Block(4NO) for MNX/MCX Contactor L&T CS94112 | Standard Buying | 283.5 | Nos | 1 | 1 | Front Mounting Add-on Block(4NO) for MNX/MCX Contactor L&T CS94112 | Electrical Components | Text: Front Mounting Add-on Block(4NO) for MNX/MCX Contactor L&T CS94112; Check: 1; Check: 0; Link: INR; Int: 0
|  | Front Mounting Add-on Block(3NO+1NC) for MNX/MCX Contactor L&T CS94113 | Standard Buying | 283.5 | Nos | 1 | 1 | Front Mounting Add-on Block(3NO+1NC) for MNX/MCX Contactor L&T CS94113 | Electrical Components | Text: Front Mounting Add-on Block(3NO+1NC) for MNX/MCX Contactor L&T CS94113; Check: 1; Check: 0; Link: INR; Int: 0
|  | Front Mounting Add-on Block(2NO+2NC) for MNX/MCX Contactor L&T CS94114 | Standard Buying | 283.5 | Nos | 1 | 1 | Front Mounting Add-on Block(2NO+2NC) for MNX/MCX Contactor L&T CS94114 | Electrical Components | Text: Front Mounting Add-on Block(2NO+2NC) for MNX/MCX Contactor L&T CS94114; Check: 1; Check: 0; Link: INR; Int: 0
|  | Front Mounting Add-on Block(1NO+3NC) for MNX/MCX Contactor L&T CS94115 | Standard Buying | 283.5 | Nos | 1 | 1 | Front Mounting Add-on Block(1NO+3NC) for MNX/MCX Contactor L&T CS94115 | Electrical Components | Text: Front Mounting Add-on Block(1NO+3NC) for MNX/MCX Contactor L&T CS94115; Check: 1; Check: 0; Link: INR; Int: 0
|  | Front Mounting Add-on Block(4NC) for MNX/MCX Contactor L&T CS94116 | Standard Buying | 283.5 | Nos | 1 | 1 | Front Mounting Add-on Block(4NC) for MNX/MCX Contactor L&T CS94116 | Electrical Components | Text: Front Mounting Add-on Block(4NC) for MNX/MCX Contactor L&T CS94116; Check: 1; Check: 0; Link: INR; Int: 0
|  | Front Mounting Add-on Block(2NO) for MNX/MCX Contactor L&T CS94117 | Standard Buying | 189 | Nos | 1 | 1 | Front Mounting Add-on Block(2NO) for MNX/MCX Contactor L&T CS94117 | Electrical Components | Text: Front Mounting Add-on Block(2NO) for MNX/MCX Contactor L&T CS94117; Check: 1; Check: 0; Link: INR; Int: 0
|  | Front Mounting Add-on Block(1NO+1NC) for MNX/MCX Contactor L&T CS94118 | Standard Buying | 189 | Nos | 1 | 1 | Front Mounting Add-on Block(1NO+1NC) for MNX/MCX Contactor L&T CS94118 | Electrical Components | Text: Front Mounting Add-on Block(1NO+1NC) for MNX/MCX Contactor L&T CS94118; Check: 1; Check: 0; Link: INR; Int: 0
|  | Front Mounting Add-on Block(2NC) for MNX/MCX Contactor L&T CS94119 | Standard Buying | 189 | Nos | 1 | 1 | Front Mounting Add-on Block(2NC) for MNX/MCX Contactor L&T CS94119 | Electrical Components | Text: Front Mounting Add-on Block(2NC) for MNX/MCX Contactor L&T CS94119; Check: 1; Check: 0; Link: INR; Int: 0
|  | Front Mounting Add-on Block(1NO) for MNX/MCX Contactor L&T CS94120 | Standard Buying | 94.5 | Nos | 1 | 1 | Front Mounting Add-on Block(1NO) for MNX/MCX Contactor L&T CS94120 | Electrical Components | Text: Front Mounting Add-on Block(1NO) for MNX/MCX Contactor L&T CS94120; Check: 1; Check: 0; Link: INR; Int: 0
|  | Front Mounting Add-on Block(1NC) for MNX/MCX Contactor L&T CS94121 | Standard Buying | 94.5 | Nos | 1 | 1 | Front Mounting Add-on Block(1NC) for MNX/MCX Contactor L&T CS94121 | Electrical Components | Text: Front Mounting Add-on Block(1NC) for MNX/MCX Contactor L&T CS94121; Check: 1; Check: 0; Link: INR; Int: 0
|  | Front Mounting Add-on Block(4NO) for MO 9-110/MO0 Contactor L&T CS94594 | Standard Buying | 283.5 | Nos | 1 | 1 | Front Mounting Add-on Block(4NO) for MO 9-110/MO0 Contactor L&T CS94594 | Electrical Components | Text: Front Mounting Add-on Block(4NO) for MO 9-110/MO0 Contactor L&T CS94594; Check: 1; Check: 0; Link: INR; Int: 0
|  | Front Mounting Add-on Block(3NO+1NC) for MO 9-110/MO0 Contactor L&T CS94595 | Standard Buying | 283.5 | Nos | 1 | 1 | Front Mounting Add-on Block(3NO+1NC) for MO 9-110/MO0 Contactor L&T CS94595 | Electrical Components | Text: Front Mounting Add-on Block(3NO+1NC) for MO 9-110/MO0 Contactor L&T CS94595; Check: 1; Check: 0; Link: INR; Int: 0
|  | Front Mounting Add-on Block(2NO+2NC) for MO 9-110/MO0 Contactor L&T CS94596 | Standard Buying | 283.5 | Nos | 1 | 1 | Front Mounting Add-on Block(2NO+2NC) for MO 9-110/MO0 Contactor L&T CS94596 | Electrical Components | Text: Front Mounting Add-on Block(2NO+2NC) for MO 9-110/MO0 Contactor L&T CS94596; Check: 1; Check: 0; Link: INR; Int: 0
|  | Front Mounting Add-on Block(1NO+3NC) for MO 9-110/MO0 Contactor L&T CS94597 | Standard Buying | 283.5 | Nos | 1 | 1 | Front Mounting Add-on Block(1NO+3NC) for MO 9-110/MO0 Contactor L&T CS94597 | Electrical Components | Text: Front Mounting Add-on Block(1NO+3NC) for MO 9-110/MO0 Contactor L&T CS94597; Check: 1; Check: 0; Link: INR; Int: 0
|  | Front Mounting Add-on Block(4NC) for MO 9-110/MO0 Contactor L&T CS94598 | Standard Buying | 283.5 | Nos | 1 | 1 | Front Mounting Add-on Block(4NC) for MO 9-110/MO0 Contactor L&T CS94598 | Electrical Components | Text: Front Mounting Add-on Block(4NC) for MO 9-110/MO0 Contactor L&T CS94598; Check: 1; Check: 0; Link: INR; Int: 0
|  | Front Mounting Add-on Block(2NO) for MO 9-110/MO0 Contactor L&T CS94591 | Standard Buying | 189 | Nos | 1 | 1 | Front Mounting Add-on Block(2NO) for MO 9-110/MO0 Contactor L&T CS94591 | Electrical Components | Text: Front Mounting Add-on Block(2NO) for MO 9-110/MO0 Contactor L&T CS94591; Check: 1; Check: 0; Link: INR; Int: 0
|  | Front Mounting Add-on Block(1NO+1NC) for MO 9-110/MO0 Contactor L&T CS94592 | Standard Buying | 189 | Nos | 1 | 1 | Front Mounting Add-on Block(1NO+1NC) for MO 9-110/MO0 Contactor L&T CS94592 | Electrical Components | Text: Front Mounting Add-on Block(1NO+1NC) for MO 9-110/MO0 Contactor L&T CS94592; Check: 1; Check: 0; Link: INR; Int: 0
|  | Front Mounting Add-on Block(2NC) for MO 9-110/MO0 Contactor L&T CS94593 | Standard Buying | 94.5 | Nos | 1 | 1 | Front Mounting Add-on Block(2NC) for MO 9-110/MO0 Contactor L&T CS94593 | Electrical Components | Text: Front Mounting Add-on Block(2NC) for MO 9-110/MO0 Contactor L&T CS94593; Check: 1; Check: 0; Link: INR; Int: 0
|  | Front Mounting Add-on Block(1NO) for MO 9-110/MO0 Contactor L&T CS94585 | Standard Buying | 94.5 | Nos | 1 | 1 | Front Mounting Add-on Block(1NO) for MO 9-110/MO0 Contactor L&T CS94585 | Electrical Components | Text: Front Mounting Add-on Block(1NO) for MO 9-110/MO0 Contactor L&T CS94585; Check: 1; Check: 0; Link: INR; Int: 0
|  | Front Mounting Add-on Block(1NC) for MO 9-110/MO0 Contactor L&T CS94586 | Standard Buying | 330.75 | Nos | 1 | 1 | Front Mounting Add-on Block(1NC) for MO 9-110/MO0 Contactor L&T CS94586 | Electrical Components | Text: Front Mounting Add-on Block(1NC) for MO 9-110/MO0 Contactor L&T CS94586; Check: 1; Check: 0; Link: INR; Int: 0
|  | Front Mounting Add-on Block(2NO+2NC) for MDX Contactor L&T CS96569 | Standard Buying | 330.75 | Nos | 1 | 1 | Front Mounting Add-on Block(2NO+2NC) for MDX Contactor L&T CS96569 | Electrical Components | Text: Front Mounting Add-on Block(2NO+2NC) for MDX Contactor L&T CS96569; Check: 1; Check: 0; Link: INR; Int: 0
|  | Front Mounting Add-on Block(1NO+3NC) for MDX Contactor L&T CS90906 | Standard Buying | 192.15 | Nos | 1 | 1 | Front Mounting Add-on Block(1NO+3NC) for MDX Contactor L&T CS90906 | Electrical Components | Text: Front Mounting Add-on Block(1NO+3NC) for MDX Contactor L&T CS90906; Check: 1; Check: 0; Link: INR; Int: 0
|  | Front Mounting Add-on Block(1NO+1NC) for MDX Contactor L&T CS96568 | Standard Buying | 107.1 | Nos | 1 | 1 | Front Mounting Add-on Block(1NO+1NC) for MDX Contactor L&T CS96568 | Electrical Components | Text: Front Mounting Add-on Block(1NO+1NC) for MDX Contactor L&T CS96568; Check: 1; Check: 0; Link: INR; Int: 0
|  | Front Mounting Add-on Block for MDX Contactor L&T CS96586 | Standard Buying | 245.7 | Nos | 1 | 1 | Front Mounting Add-on Block for MDX Contactor L&T CS96586 | Electrical Components | Text: Front Mounting Add-on Block for MDX Contactor L&T CS96586; Check: 1; Check: 0; Link: INR; Int: 0
|  | Front Mounting Add-on Block(4NO) for MX 0 Contactor L&T CS94033 | Standard Buying | 245.7 | Nos | 1 | 1 | Front Mounting Add-on Block(4NO) for MX 0 Contactor L&T CS94033 | Electrical Components | Text: Front Mounting Add-on Block(4NO) for MX 0 Contactor L&T CS94033; Check: 1; Check: 0; Link: INR; Int: 0
|  | Front Mounting Add-on Block(3NO+1NC) for MX 0 Contactor L&T CS94034 | Standard Buying | 245.7 | Nos | 1 | 1 | Front Mounting Add-on Block(3NO+1NC) for MX 0 Contactor L&T CS94034 | Electrical Components | Text: Front Mounting Add-on Block(3NO+1NC) for MX 0 Contactor L&T CS94034; Check: 1; Check: 0; Link: INR; Int: 0
|  | Front Mounting Add-on Block(2NO+2NC) for MX 0 Contactor L&T CS94035 | Standard Buying | 245.7 | Nos | 1 | 1 | Front Mounting Add-on Block(2NO+2NC) for MX 0 Contactor L&T CS94035 | Electrical Components | Text: Front Mounting Add-on Block(2NO+2NC) for MX 0 Contactor L&T CS94035; Check: 1; Check: 0; Link: INR; Int: 0
|  | Front Mounting Add-on Block(1NO+3NC) for MX 0 Contactor L&T CS94036 | Standard Buying | 245.7 | Nos | 1 | 1 | Front Mounting Add-on Block(1NO+3NC) for MX 0 Contactor L&T CS94036 | Electrical Components | Text: Front Mounting Add-on Block(1NO+3NC) for MX 0 Contactor L&T CS94036; Check: 1; Check: 0; Link: INR; Int: 0
|  | Front Mounting Add-on Block(4NC) for MX 0 Contactor L&T CS94037 | Standard Buying | 245.7 | Nos | 1 | 1 | Front Mounting Add-on Block(4NC) for MX 0 Contactor L&T CS94037 | Electrical Components | Text: Front Mounting Add-on Block(4NC) for MX 0 Contactor L&T CS94037; Check: 1; Check: 0; Link: INR; Int: 0
|  | Front Mounting Add-on Block(2NO) for MX 0 Contactor L&T CS94030 | Standard Buying | 157.5 | Nos | 1 | 1 | Front Mounting Add-on Block(2NO) for MX 0 Contactor L&T CS94030 | Electrical Components | Text: Front Mounting Add-on Block(2NO) for MX 0 Contactor L&T CS94030; Check: 1; Check: 0; Link: INR; Int: 0
|  | Front Mounting Add-on Block(1NO+1NC) for MX 0 Contactor L&T CS94031 | Standard Buying | 157.5 | Nos | 1 | 1 | Front Mounting Add-on Block(1NO+1NC) for MX 0 Contactor L&T CS94031 | Electrical Components | Text: Front Mounting Add-on Block(1NO+1NC) for MX 0 Contactor L&T CS94031; Check: 1; Check: 0; Link: INR; Int: 0
|  | Front Mounting Add-on Block(2NC) for MX 0 Contactor L&T CS94032 | Standard Buying | 157.5 | Nos | 1 | 1 | Front Mounting Add-on Block(2NC) for MX 0 Contactor L&T CS94032 | Electrical Components | Text: Front Mounting Add-on Block(2NC) for MX 0 Contactor L&T CS94032; Check: 1; Check: 0; Link: INR; Int: 0
|  | Front Mounting Add-on Block(2NO) for MU-2P Contactor L&T CS90692 | Standard Buying | 182.7 | Nos | 1 | 1 | Front Mounting Add-on Block(2NO) for MU-2P Contactor L&T CS90692 | Electrical Components | Text: Front Mounting Add-on Block(2NO) for MU-2P Contactor L&T CS90692; Check: 1; Check: 0; Link: INR; Int: 0
|  | Front Mounting Add-on Block(1NO+1NC) for MU-2P Contactor L&T CS90693 | Standard Buying | 182.7 | Nos | 1 | 1 | Front Mounting Add-on Block(1NO+1NC) for MU-2P Contactor L&T CS90693 | Electrical Components | Text: Front Mounting Add-on Block(1NO+1NC) for MU-2P Contactor L&T CS90693; Check: 1; Check: 0; Link: INR; Int: 0
|  | Front Mounting Add-on Block(2NC) for MU-2P Contactor L&T CS90694 | Standard Buying | 182.7 | Nos | 1 | 1 | Front Mounting Add-on Block(2NC) for MU-2P Contactor L&T CS90694 | Electrical Components | Text: Front Mounting Add-on Block(2NC) for MU-2P Contactor L&T CS90694; Check: 1; Check: 0; Link: INR; Int: 0
|  | Front Mounting Add-on Block(1NO) for MU-2P Contactor L&T CS90695 | Standard Buying | 94.5 | Nos | 1 | 1 | Front Mounting Add-on Block(1NO) for MU-2P Contactor L&T CS90695 | Electrical Components | Text: Front Mounting Add-on Block(1NO) for MU-2P Contactor L&T CS90695; Check: 1; Check: 0; Link: INR; Int: 0
|  | Front Mounting Add-on Block(1NC) for MU-2P Contactor L&T CS90696 | Standard Buying | 94.5 | Nos | 1 | 1 | Front Mounting Add-on Block(1NC) for MU-2P Contactor L&T CS90696 | Electrical Components | Text: Front Mounting Add-on Block(1NC) for MU-2P Contactor L&T CS90696; Check: 1; Check: 0; Link: INR; Int: 0
|  | Front Mounting Add-on Block(4NO) for MN0 DC Contactor L&T SS94083 | Standard Buying | 258.3 | Nos | 1 | 1 | Front Mounting Add-on Block(4NO) for MN0 DC Contactor L&T SS94083 | Electrical Components | Text: Front Mounting Add-on Block(4NO) for MN0 DC Contactor L&T SS94083; Check: 1; Check: 0; Link: INR; Int: 0
|  | Front Mounting Add-on Block(3NO+1NC) for MN0 DC Contactor L&T SS94084 | Standard Buying | 258.3 | Nos | 1 | 1 | Front Mounting Add-on Block(3NO+1NC) for MN0 DC Contactor L&T SS94084 | Electrical Components | Text: Front Mounting Add-on Block(3NO+1NC) for MN0 DC Contactor L&T SS94084; Check: 1; Check: 0; Link: INR; Int: 0
|  | Front Mounting Add-on Block(2NO+2NC) for MN0 DC Contactor L&T SS94085 | Standard Buying | 258.3 | Nos | 1 | 1 | Front Mounting Add-on Block(2NO+2NC) for MN0 DC Contactor L&T SS94085 | Electrical Components | Text: Front Mounting Add-on Block(2NO+2NC) for MN0 DC Contactor L&T SS94085; Check: 1; Check: 0; Link: INR; Int: 0
|  | Front Mounting Add-on Block(1NO+3NC) for MN0 DC Contactor L&T SS94086 | Standard Buying | 258.3 | Nos | 1 | 1 | Front Mounting Add-on Block(1NO+3NC) for MN0 DC Contactor L&T SS94086 | Electrical Components | Text: Front Mounting Add-on Block(1NO+3NC) for MN0 DC Contactor L&T SS94086; Check: 1; Check: 0; Link: INR; Int: 0
|  | Front Mounting Add-on Block(4NC) for MN0 DC Contactor L&T SS94087 | Standard Buying | 258.3 | Nos | 1 | 1 | Front Mounting Add-on Block(4NC) for MN0 DC Contactor L&T SS94087 | Electrical Components | Text: Front Mounting Add-on Block(4NC) for MN0 DC Contactor L&T SS94087; Check: 1; Check: 0; Link: INR; Int: 0
|  | Front Mounting Add-on Block(2NO) for MN0 DC Contactor L&T SS94080 | Standard Buying | 258.3 | Nos | 1 | 1 | Front Mounting Add-on Block(2NO) for MN0 DC Contactor L&T SS94080 | Electrical Components | Text: Front Mounting Add-on Block(2NO) for MN0 DC Contactor L&T SS94080; Check: 1; Check: 0; Link: INR; Int: 0
|  | Front Mounting Add-on Block(1NO+1NC) for MN0 DC Contactor L&T SS94081 | Standard Buying | 176.4 | Nos | 1 | 1 | Front Mounting Add-on Block(1NO+1NC) for MN0 DC Contactor L&T SS94081 | Electrical Components | Text: Front Mounting Add-on Block(1NO+1NC) for MN0 DC Contactor L&T SS94081; Check: 1; Check: 0; Link: INR; Int: 0
|  | Front Mounting Add-on Block(2NC) for MN0 DC Contactor L&T SS94082 | Standard Buying | 176.4 | Nos | 1 | 1 | Front Mounting Add-on Block(2NC) for MN0 DC Contactor L&T SS94082 | Electrical Components | Text: Front Mounting Add-on Block(2NC) for MN0 DC Contactor L&T SS94082; Check: 1; Check: 0; Link: INR; Int: 0
|  | Front Mounting Add-on Block(1NO) for MN0 DC Contactor L&T SS94715 | Standard Buying | 88.2 | Nos | 1 | 1 | Front Mounting Add-on Block(1NO) for MN0 DC Contactor L&T SS94715 | Electrical Components | Text: Front Mounting Add-on Block(1NO) for MN0 DC Contactor L&T SS94715; Check: 1; Check: 0; Link: INR; Int: 0
|  | Front Mounting Add-on Block(1NC) for MN0 DC Contactor L&T S94716 | Standard Buying | 88.2 | Nos | 1 | 1 | Front Mounting Add-on Block(1NC) for MN0 DC Contactor L&T S94716 | Electrical Components | Text: Front Mounting Add-on Block(1NC) for MN0 DC Contactor L&T S94716; Check: 1; Check: 0; Link: INR; Int: 0
|  | First Left Side Mounting Add-on Block(1NO+1NC) for MNX 9-40/MCX 01-04 Contactor L&T CS94220 | Standard Buying | 283.5 | Nos | 1 | 1 | First Left Side Mounting Add-on Block(1NO+1NC) for MNX 9-40/MCX 01-04 Contactor L&T CS94220 | Electrical Components | Text: First Left Side Mounting Add-on Block(1NO+1NC) for MNX 9-40/MCX 01-04 Contactor L&T CS94220; Check: 1; Check: 0; Link: INR; Int: 0
|  | First Right Side Mounting Add-on Block(1NO+1NC) for MNX 9-40/MCX 01-04 Contactor L&T CS94221 | Standard Buying | 283.5 | Nos | 1 | 1 | First Right Side Mounting Add-on Block(1NO+1NC) for MNX 9-40/MCX 01-04 Contactor L&T CS94221 | Electrical Components | Text: First Right Side Mounting Add-on Block(1NO+1NC) for MNX 9-40/MCX 01-04 Contactor L&T CS94221; Check: 1; Check: 0; Link: INR; Int: 0
|  | First Left Side Mounting Add-on Block(1NO+1NC) for MNX 50-80/MCX 22-23/MCX Contactor L&T CS94201 | Standard Buying | 302.4 | Nos | 1 | 1 | First Left Side Mounting Add-on Block(1NO+1NC) for MNX 50-80/MCX 22-23/MCX Contactor L&T CS94201 | Electrical Components | Text: First Left Side Mounting Add-on Block(1NO+1NC) for MNX 50-80/MCX 22-23/MCX Contactor L&T CS94201; Check: 1; Check: 0; Link: INR; Int: 0
|  | First Right Side Mounting Add-on Block(1NO+1NC) for MNX 50-80/MCX 22-23/MCX Contactor L&T CS94202 | Standard Buying | 302.4 | Nos | 1 | 1 | First Right Side Mounting Add-on Block(1NO+1NC) for MNX 50-80/MCX 22-23/MCX Contactor L&T CS94202 | Electrical Components | Text: First Right Side Mounting Add-on Block(1NO+1NC) for MNX 50-80/MCX 22-23/MCX Contactor L&T CS94202; Check: 1; Check: 0; Link: INR; Int: 0
|  | Second Left Side Mounting Add-on Block(1NO+1NC) for MNX 50-80/MCX 22-23/MCX Contactor L&T CS94203 | Standard Buying | 302.4 | Nos | 1 | 1 | Second Left Side Mounting Add-on Block(1NO+1NC) for MNX 50-80/MCX 22-23/MCX Contactor L&T CS94203 | Electrical Components | Text: Second Left Side Mounting Add-on Block(1NO+1NC) for MNX 50-80/MCX 22-23/MCX Contactor L&T CS94203; Check: 1; Check: 0; Link: INR; Int: 0
|  | Second Right Side Mounting Add-on Block(1NO+1NC) for MNX 50-80/MCX 22-23/MCX Contactor L&T CS94204 | Standard Buying | 302.4 | Nos | 1 | 1 | Second Right Side Mounting Add-on Block(1NO+1NC) for MNX 50-80/MCX 22-23/MCX Contactor L&T CS94204 | Electrical Components | Text: Second Right Side Mounting Add-on Block(1NO+1NC) for MNX 50-80/MCX 22-23/MCX Contactor L&T CS94204; Check: 1; Check: 0; Link: INR; Int: 0
|  | Mechanical Interlock kit for MX 06 to MX 12/MX 0 Type Contactor L&T CS94038 | Standard Buying | 223.65 | Nos | 1 | 1 | Mechanical Interlock kit for MX 06 to MX 12/MX 0 Type Contactor L&T CS94038 | Electrical Components | Text: Mechanical Interlock kit for MX 06 to MX 12/MX 0 Type Contactor L&T CS94038; Check: 1; Check: 0; Link: INR; Int: 0
|  | Mechanical Interlock kit for MO 9-110 Type Contactor L&T CS94584 | Standard Buying | 296.1 | Nos | 1 | 1 | Mechanical Interlock kit for MO 9-110 Type Contactor L&T CS94584 | Electrical Components | Text: Mechanical Interlock kit for MO 9-110 Type Contactor L&T CS94584; Check: 1; Check: 0; Link: INR; Int: 0
|  | Mechanical Interlock kit for MDX 9-38 Type Contactor L&T CS96572 | Standard Buying | 239.4 | Nos | 1 | 1 | Mechanical Interlock kit for MDX 9-38 Type Contactor L&T CS96572 | Electrical Components | Text: Mechanical Interlock kit for MDX 9-38 Type Contactor L&T CS96572; Check: 1; Check: 0; Link: INR; Int: 0
|  | Mechanical Interlock kit for MDX 50-110 Type Contactor L&T CS96573 | Standard Buying | 737.1 | Nos | 1 | 1 | Mechanical Interlock kit for MDX 50-110 Type Contactor L&T CS96573 | Electrical Components | Text: Mechanical Interlock kit for MDX 50-110 Type Contactor L&T CS96573; Check: 1; Check: 0; Link: INR; Int: 0
|  | Mechanical Interlock kit for MNX 9-40 Type Contactor L&T CS94126 | Standard Buying | 239.4 | Nos | 1 | 1 | Mechanical Interlock kit for MNX 9-40 Type Contactor L&T CS94126 | Electrical Components | Text: Mechanical Interlock kit for MNX 9-40 Type Contactor L&T CS94126; Check: 1; Check: 0; Link: INR; Int: 0
|  | Mechanical Interlock kit for MNX 50-80 Type Contactor L&T CS94197 | Standard Buying | 1086.75 | Nos | 1 | 1 | Mechanical Interlock kit for MNX 50-80 Type Contactor L&T CS94197 | Electrical Components | Text: Mechanical Interlock kit for MNX 50-80 Type Contactor L&T CS94197; Check: 1; Check: 0; Link: INR; Int: 0
|  | Mechanical Interlock kit for MNX 95-140 Type Contactor L&T CS94198 | Standard Buying | 1691.55 | Nos | 1 | 1 | Mechanical Interlock kit for MNX 95-140 Type Contactor L&T CS94198 | Electrical Components | Text: Mechanical Interlock kit for MNX 95-140 Type Contactor L&T CS94198; Check: 1; Check: 0; Link: INR; Int: 0
|  | Mechanical Interlock kit for MNX 185-250 Type Contactor L&T CS94199 | Standard Buying | 1927.8 | Nos | 1 | 1 | Mechanical Interlock kit for MNX 185-250 Type Contactor L&T CS94199 | Electrical Components | Text: Mechanical Interlock kit for MNX 185-250 Type Contactor L&T CS94199; Check: 1; Check: 0; Link: INR; Int: 0
|  | Mechanical Interlock kit for MNX 300-650 Type Contactor L&T CS94200 | Standard Buying | 2186.1 | Nos | 1 | 1 | Mechanical Interlock kit for MNX 300-650 Type Contactor L&T CS94200 | Electrical Components | Text: Mechanical Interlock kit for MNX 300-650 Type Contactor L&T CS94200; Check: 1; Check: 0; Link: INR; Int: 0
|  | Mechanical Interlock kit for MCX 01-04 Type Contactor L&T CS94126 | Standard Buying | 239.4 | Nos | 1 | 1 | Mechanical Interlock kit for MCX 01-04 Type Contactor L&T CS94126 | Electrical Components | Text: Mechanical Interlock kit for MCX 01-04 Type Contactor L&T CS94126; Check: 1; Check: 0; Link: INR; Int: 0
|  | Mechanical Interlock kit for MCX 11-13 Type Contactor L&T ST50540 | Standard Buying | 453.6 | Nos | 1 | 1 | Mechanical Interlock kit for MCX 11-13 Type Contactor L&T ST50540 | Electrical Components | Text: Mechanical Interlock kit for MCX 11-13 Type Contactor L&T ST50540; Check: 1; Check: 0; Link: INR; Int: 0
|  | Mechanical Interlock kit for MCX 22-23 Type Contactor L&T CS93095 | Standard Buying | 1641.15 | Nos | 1 | 1 | Mechanical Interlock kit for MCX 22-23 Type Contactor L&T CS93095 | Electrical Components | Text: Mechanical Interlock kit for MCX 22-23 Type Contactor L&T CS93095; Check: 1; Check: 0; Link: INR; Int: 0
|  | Mechanical Interlock kit for MCX 32-34 Type Contactor L&T SS94992 | Standard Buying | 1697.85 | Nos | 1 | 1 | Mechanical Interlock kit for MCX 32-34 Type Contactor L&T SS94992 | Electrical Components | Text: Mechanical Interlock kit for MCX 32-34 Type Contactor L&T SS94992; Check: 1; Check: 0; Link: INR; Int: 0
|  | Mechanical Interlock kit for MCX 41-47 Type Contactor L&T CS94301 | Standard Buying | 2800.35 | Nos | 1 | 1 | Mechanical Interlock kit for MCX 41-47 Type Contactor L&T CS94301 | Electrical Components | Text: Mechanical Interlock kit for MCX 41-47 Type Contactor L&T CS94301; Check: 1; Check: 0; Link: INR; Int: 0
|  | MN2 Relay 0.2-0.33A L&T SS94141OOEO | Standard Buying | 774.9 | Nos | 1 | 1 | MN2 Relay 0.2-0.33A L&T SS94141OOEO | Electrical Components | Text: MN2 Relay 0.2-0.33A L&T SS94141OOEO; Check: 1; Check: 0; Link: INR; Int: 0
|  | MN2 Relay 0.3-0.5A L&T SS94141OOGO | Standard Buying | 774.9 | Nos | 1 | 1 | MN2 Relay 0.3-0.5A L&T SS94141OOGO | Electrical Components | Text: MN2 Relay 0.3-0.5A L&T SS94141OOGO; Check: 1; Check: 0; Link: INR; Int: 0
|  | MN2 Relay 0.45-0.75A L&T SS94141OOJO | Standard Buying | 774.9 | Nos | 1 | 1 | MN2 Relay 0.45-0.75A L&T SS94141OOJO | Electrical Components | Text: MN2 Relay 0.45-0.75A L&T SS94141OOJO; Check: 1; Check: 0; Link: INR; Int: 0
|  | MN2 Relay 0.6-1A L&T SS94141OOKO | Standard Buying | 774.9 | Nos | 1 | 1 | MN2 Relay 0.6-1A L&T SS94141OOKO | Electrical Components | Text: MN2 Relay 0.6-1A L&T SS94141OOKO; Check: 1; Check: 0; Link: INR; Int: 0
|  | MN2 Relay 0.9-1.5A L&T SS94141OOMO | Standard Buying | 781.2 | Nos | 1 | 1 | MN2 Relay 0.9-1.5A L&T SS94141OOMO | Electrical Components | Text: MN2 Relay 0.9-1.5A L&T SS94141OOMO; Check: 1; Check: 0; Link: INR; Int: 0
|  | MN2 Relay 1.4-2.3A L&T SS94141OOPO | Standard Buying | 781.2 | Nos | 1 | 1 | MN2 Relay 1.4-2.3A L&T SS94141OOPO | Electrical Components | Text: MN2 Relay 1.4-2.3A L&T SS94141OOPO; Check: 1; Check: 0; Link: INR; Int: 0
|  | MN2 Relay 2-3.3A L&T SS94141OOQO | Standard Buying | 781.2 | Nos | 1 | 1 | MN2 Relay 2-3.3A L&T SS94141OOQO | Electrical Components | Text: MN2 Relay 2-3.3A L&T SS94141OOQO; Check: 1; Check: 0; Link: INR; Int: 0
|  | MN2 Relay 3-5A L&T SS94141OOSO | Standard Buying | 781.2 | Nos | 1 | 1 | MN2 Relay 3-5A L&T SS94141OOSO | Electrical Components | Text: MN2 Relay 3-5A L&T SS94141OOSO; Check: 1; Check: 0; Link: INR; Int: 0
|  | MN2 Relay 4.5-7.5A L&T SS94141OOUO | Standard Buying | 781.2 | Nos | 1 | 1 | MN2 Relay 4.5-7.5A L&T SS94141OOUO | Electrical Components | Text: MN2 Relay 4.5-7.5A L&T SS94141OOUO; Check: 1; Check: 0; Link: INR; Int: 0
|  | MN2 Relay 6-10A L&T SS94142OOVO | Standard Buying | 781.2 | Nos | 1 | 1 | MN2 Relay 6-10A L&T SS94142OOVO | Electrical Components | Text: MN2 Relay 6-10A L&T SS94142OOVO; Check: 1; Check: 0; Link: INR; Int: 0
|  | MN2 Relay 9-15A L&T SS94142OOBO | Standard Buying | 800.1 | Nos | 1 | 1 | MN2 Relay 9-15A L&T SS94142OOBO | Electrical Components | Text: MN2 Relay 9-15A L&T SS94142OOBO; Check: 1; Check: 0; Link: INR; Int: 0
|  | MN2 Relay 14-23A L&T SS94144OODO | Standard Buying | 878.85 | Nos | 1 | 1 | MN2 Relay 14-23A L&T SS94144OODO | Electrical Components | Text: MN2 Relay 14-23A L&T SS94144OODO; Check: 1; Check: 0; Link: INR; Int: 0
|  | MN2 Relay 20-33A L&T SS94145OOEO | Standard Buying | 1272.6 | Nos | 1 | 1 | MN2 Relay 20-33A L&T SS94145OOEO | Electrical Components | Text: MN2 Relay 20-33A L&T SS94145OOEO; Check: 1; Check: 0; Link: INR; Int: 0
|  | MN2 Relay 24-40A L&T SS94145OOFO | Standard Buying | 1370.25 | Nos | 1 | 1 | MN2 Relay 24-40A L&T SS94145OOFO | Electrical Components | Text: MN2 Relay 24-40A L&T SS94145OOFO; Check: 1; Check: 0; Link: INR; Int: 0
|  | 63A TPN Change Over Switch L&T CO10630OOOO | Standard Buying | 2835 | Nos | 1 | 1 | 63A TPN Change Over Switch L&T CO10630OOOO | Electrical Components | Text: 63A TPN Change Over Switch L&T CO10630OOOO; Check: 1; Check: 0; Link: INR; Int: 0
|  | 63A TPN Change Over Switch L&T CO10630OOOD Direct Handle Version | Standard Buying | 2652.3 | Nos | 1 | 1 | 63A TPN Change Over Switch L&T CO10630OOOD Direct Handle Version | Electrical Components | Text: 63A TPN Change Over Switch L&T CO10630OOOD Direct Handle Version; Check: 1; Check: 0; Link: INR; Int: 0
|  | 100A TPN Change Over Switch L&T CO11000OOOO | Standard Buying | 3735.9 | Nos | 1 | 1 | 100A TPN Change Over Switch L&T CO11000OOOO | Electrical Components | Text: 100A TPN Change Over Switch L&T CO11000OOOO; Check: 1; Check: 0; Link: INR; Int: 0
|  | 100A TPN Change Over Switch L&T CO11000OOOD Direct Handle Version | Standard Buying | 3452.4 | Nos | 1 | 1 | 100A TPN Change Over Switch L&T CO11000OOOD Direct Handle Version | Electrical Components | Text: 100A TPN Change Over Switch L&T CO11000OOOD Direct Handle Version; Check: 1; Check: 0; Link: INR; Int: 0
|  | 125A TPN Change Over Switch L&T CO21250OOOO | Standard Buying | 4662 | Nos | 1 | 1 | 125A TPN Change Over Switch L&T CO21250OOOO | Electrical Components | Text: 125A TPN Change Over Switch L&T CO21250OOOO; Check: 1; Check: 0; Link: INR; Int: 0
|  | 160A TPN Change Over Switch L&T CO21600OOOO | Standard Buying | 6142.5 | Nos | 1 | 1 | 160A TPN Change Over Switch L&T CO21600OOOO | Electrical Components | Text: 160A TPN Change Over Switch L&T CO21600OOOO; Check: 1; Check: 0; Link: INR; Int: 0
|  | 200A TPN Change Over Switch L&T CO22000OOOA | Standard Buying | 7314.3 | Nos | 1 | 1 | 200A TPN Change Over Switch L&T CO22000OOOA | Electrical Components | Text: 200A TPN Change Over Switch L&T CO22000OOOA; Check: 1; Check: 0; Link: INR; Int: 0
|  | 250A TPN Change Over Switch L&T CO32500OOOO | Standard Buying | 10735.2 | Nos | 1 | 1 | 250A TPN Change Over Switch L&T CO32500OOOO | Electrical Components | Text: 250A TPN Change Over Switch L&T CO32500OOOO; Check: 1; Check: 0; Link: INR; Int: 0
|  | 315A TPN Change Over Switch L&T CO33150OOOO | Standard Buying | 11308.5 | Nos | 1 | 1 | 315A TPN Change Over Switch L&T CO33150OOOO | Electrical Components | Text: 315A TPN Change Over Switch L&T CO33150OOOO; Check: 1; Check: 0; Link: INR; Int: 0
|  | 400A TPN Change Over Switch L&T CO44000OOOO | Standard Buying | 16506 | Nos | 1 | 1 | 400A TPN Change Over Switch L&T CO44000OOOO | Electrical Components | Text: 400A TPN Change Over Switch L&T CO44000OOOO; Check: 1; Check: 0; Link: INR; Int: 0
|  | 630A TPN Change Over Switch L&T CO46300OOOO | Standard Buying | 19441.8 | Nos | 1 | 1 | 630A TPN Change Over Switch L&T CO46300OOOO | Electrical Components | Text: 630A TPN Change Over Switch L&T CO46300OOOO; Check: 1; Check: 0; Link: INR; Int: 0
|  | 630A TPN Change Over Switch L&T CO56300OOOOα Suitable for Fuse Mounting Kit CX56300OODO | Standard Buying | 20197.8 | Nos | 1 | 1 | 630A TPN Change Over Switch L&T CO56300OOOOα Suitable for Fuse Mounting Kit CX56300OODO | Electrical Components | Text: 630A TPN Change Over Switch L&T CO56300OOOOα Suitable for Fuse Mounting Kit CX56300OODO; Check: 1; Check: 0; Link: INR; Int: 0
|  | 800A TPN Change Over Switch L&T CO58000OOOO | Standard Buying | 28904.4 | Nos | 1 | 1 | 800A TPN Change Over Switch L&T CO58000OOOO | Electrical Components | Text: 800A TPN Change Over Switch L&T CO58000OOOO; Check: 1; Check: 0; Link: INR; Int: 0
|  | 1000A TPN Change Over Switch L&T CO51000OOOO | Standard Buying | 49436.1 | Nos | 1 | 1 | 1000A TPN Change Over Switch L&T CO51000OOOO | Electrical Components | Text: 1000A TPN Change Over Switch L&T CO51000OOOO; Check: 1; Check: 0; Link: INR; Int: 0
|  | 1250A TPN Change Over Switch L&T CO61250OOOO | Standard Buying | 64719.9 | Nos | 1 | 1 | 1250A TPN Change Over Switch L&T CO61250OOOO | Electrical Components | Text: 1250A TPN Change Over Switch L&T CO61250OOOO; Check: 1; Check: 0; Link: INR; Int: 0
|  | 1600A TPN Change Over Switch L&T CO61600OOOO | Standard Buying | 75757.5 | Nos | 1 | 1 | 1600A TPN Change Over Switch L&T CO61600OOOO | Electrical Components | Text: 1600A TPN Change Over Switch L&T CO61600OOOO; Check: 1; Check: 0; Link: INR; Int: 0
|  | 2000A TPN Change Over Switch L&T CO62000OOOO | Standard Buying | 91368.9 | Nos | 1 | 1 | 2000A TPN Change Over Switch L&T CO62000OOOO | Electrical Components | Text: 2000A TPN Change Over Switch L&T CO62000OOOO; Check: 1; Check: 0; Link: INR; Int: 0
|  | 32A 2P SFU L&T SK95594 | Standard Buying | 954.45 | Nos | 1 | 1 | 32A 2P SFU L&T SK95594 | Electrical Components | Text: 32A 2P SFU L&T SK95594; Check: 1; Check: 0; Link: INR; Int: 0
|  | 63A 2P SFU L&T SK95595 | Standard Buying | 1316.7 | Nos | 1 | 1 | 63A 2P SFU L&T SK95595 | Electrical Components | Text: 63A 2P SFU L&T SK95595; Check: 1; Check: 0; Link: INR; Int: 0
|  | 100A 2P SFU L&T ST35086 | Standard Buying | 2674.35 | Nos | 1 | 1 | 100A 2P SFU L&T ST35086 | Electrical Components | Text: 100A 2P SFU L&T ST35086; Check: 1; Check: 0; Link: INR; Int: 0
|  | 125A 2P SFU L&T ST35087 | Standard Buying | 3408.3 | Nos | 1 | 1 | 125A 2P SFU L&T ST35087 | Electrical Components | Text: 125A 2P SFU L&T ST35087; Check: 1; Check: 0; Link: INR; Int: 0
|  | 160A 2P SFU L&T ST35088 | Standard Buying | 3647.7 | Nos | 1 | 1 | 160A 2P SFU L&T ST35088 | Electrical Components | Text: 160A 2P SFU L&T ST35088; Check: 1; Check: 0; Link: INR; Int: 0
|  | 200A 2P SFU L&T ST35089 | Standard Buying | 4567.5 | Nos | 1 | 1 | 200A 2P SFU L&T ST35089 | Electrical Components | Text: 200A 2P SFU L&T ST35089; Check: 1; Check: 0; Link: INR; Int: 0
|  | 250A 2P SFU L&T ST31674 | Standard Buying | 5490.45 | Nos | 1 | 1 | 250A 2P SFU L&T ST31674 | Electrical Components | Text: 250A 2P SFU L&T ST31674; Check: 1; Check: 0; Link: INR; Int: 0
|  | 315A 2P SFU L&T ST38930 | Standard Buying | 7172.55 | Nos | 1 | 1 | 315A 2P SFU L&T ST38930 | Electrical Components | Text: 315A 2P SFU L&T ST38930; Check: 1; Check: 0; Link: INR; Int: 0
|  | 400A 2P SFU L&T ST31676 | Standard Buying | 8561.7 | Nos | 1 | 1 | 400A 2P SFU L&T ST31676 | Electrical Components | Text: 400A 2P SFU L&T ST31676; Check: 1; Check: 0; Link: INR; Int: 0
|  | 630A 2P SFU L&T ST35090 | Standard Buying | 13815.9 | Nos | 1 | 1 | 630A 2P SFU L&T ST35090 | Electrical Components | Text: 630A 2P SFU L&T ST35090; Check: 1; Check: 0; Link: INR; Int: 0
|  | 32A TPN Bolted Fuse Link SFU L&T SK95653 | Standard Buying | 1096.2 | Nos | 1 | 1 | 32A TPN Bolted Fuse Link SFU L&T SK95653 | Electrical Components | Text: 32A TPN Bolted Fuse Link SFU L&T SK95653; Check: 1; Check: 0; Link: INR; Int: 0
|  | 63A TPN Bolted Fuse Link SFU L&T SK95651 | Standard Buying | 1562.4 | Nos | 1 | 1 | 63A TPN Bolted Fuse Link SFU L&T SK95651 | Electrical Components | Text: 63A TPN Bolted Fuse Link SFU L&T SK95651; Check: 1; Check: 0; Link: INR; Int: 0
|  | 100A TPN Bolted Fuse Link SFU L&T SK95570 | Standard Buying | 3118.5 | Nos | 1 | 1 | 100A TPN Bolted Fuse Link SFU L&T SK95570 | Electrical Components | Text: 100A TPN Bolted Fuse Link SFU L&T SK95570; Check: 1; Check: 0; Link: INR; Int: 0
|  | 125A TPN Bolted Fuse Link SFU L&T SK95009 | Standard Buying | 4095 | Nos | 1 | 1 | 125A TPN Bolted Fuse Link SFU L&T SK95009 | Electrical Components | Text: 125A TPN Bolted Fuse Link SFU L&T SK95009; Check: 1; Check: 0; Link: INR; Int: 0
|  | 160A TPN Bolted Fuse Link SFU L&T SK95714 | Standard Buying | 4454.1 | Nos | 1 | 1 | 160A TPN Bolted Fuse Link SFU L&T SK95714 | Electrical Components | Text: 160A TPN Bolted Fuse Link SFU L&T SK95714; Check: 1; Check: 0; Link: INR; Int: 0
|  | 200A TPN Bolted Fuse Link SFU L&T SK95588 | Standard Buying | 5600.7 | Nos | 1 | 1 | 200A TPN Bolted Fuse Link SFU L&T SK95588 | Electrical Components | Text: 200A TPN Bolted Fuse Link SFU L&T SK95588; Check: 1; Check: 0; Link: INR; Int: 0
|  | 250A TPN Bolted Fuse Link SFU L&T SK95682 | Standard Buying | 7030.8 | Nos | 1 | 1 | 250A TPN Bolted Fuse Link SFU L&T SK95682 | Electrical Components | Text: 250A TPN Bolted Fuse Link SFU L&T SK95682; Check: 1; Check: 0; Link: INR; Int: 0
|  | 315A TPN Bolted Fuse Link SFU L&T SK95590 | Standard Buying | 8700.3 | Nos | 1 | 1 | 315A TPN Bolted Fuse Link SFU L&T SK95590 | Electrical Components | Text: 315A TPN Bolted Fuse Link SFU L&T SK95590; Check: 1; Check: 0; Link: INR; Int: 0
|  | 400A TPN Bolted Fuse Link SFU L&T SK95591 | Standard Buying | 10224.9 | Nos | 1 | 1 | 400A TPN Bolted Fuse Link SFU L&T SK95591 | Electrical Components | Text: 400A TPN Bolted Fuse Link SFU L&T SK95591; Check: 1; Check: 0; Link: INR; Int: 0
|  | 630A TPN Bolted Fuse Link SFU L&T SK95592 | Standard Buying | 16808.4 | Nos | 1 | 1 | 630A TPN Bolted Fuse Link SFU L&T SK95592 | Electrical Components | Text: 630A TPN Bolted Fuse Link SFU L&T SK95592; Check: 1; Check: 0; Link: INR; Int: 0
|  | 32A TPN DIN Fuse Link SFU L&T SK95518 | Standard Buying | 1174.95 | Nos | 1 | 1 | 32A TPN DIN Fuse Link SFU L&T SK95518 | Electrical Components | Text: 32A TPN DIN Fuse Link SFU L&T SK95518; Check: 1; Check: 0; Link: INR; Int: 0
|  | 32A TPN CE* DIN Fuse Link SFU L&T SK95703 | Standard Buying | 1058.4 | Nos | 1 | 1 | 32A TPN CE* DIN Fuse Link SFU L&T SK95703 | Electrical Components | Text: 32A TPN CE* DIN Fuse Link SFU L&T SK95703; Check: 1; Check: 0; Link: INR; Int: 0
|  | 63A TPN DIN Fuse Link SFU L&T SK95421 | Standard Buying | 1625.4 | Nos | 1 | 1 | 63A TPN DIN Fuse Link SFU L&T SK95421 | Electrical Components | Text: 63A TPN DIN Fuse Link SFU L&T SK95421; Check: 1; Check: 0; Link: INR; Int: 0
|  | 63A TPN CE* DIN Fuse Link SFU L&T SK95704 | Standard Buying | 1467.9 | Nos | 1 | 1 | 63A TPN CE* DIN Fuse Link SFU L&T SK95704 | Electrical Components | Text: 63A TPN CE* DIN Fuse Link SFU L&T SK95704; Check: 1; Check: 0; Link: INR; Int: 0
|  | 100A TPN DIN Fuse Link SFU L&T SK95568 | Standard Buying | 3351.6 | Nos | 1 | 1 | 100A TPN DIN Fuse Link SFU L&T SK95568 | Electrical Components | Text: 100A TPN DIN Fuse Link SFU L&T SK95568; Check: 1; Check: 0; Link: INR; Int: 0
|  | 125A TPN DIN Fuse Link SFU L&T SK95001 | Standard Buying | 4406.85 | Nos | 1 | 1 | 125A TPN DIN Fuse Link SFU L&T SK95001 | Electrical Components | Text: 125A TPN DIN Fuse Link SFU L&T SK95001; Check: 1; Check: 0; Link: INR; Int: 0
|  | 160A TPN DIN Fuse Link SFU L&T SK95713 | Standard Buying | 4778.55 | Nos | 1 | 1 | 160A TPN DIN Fuse Link SFU L&T SK95713 | Electrical Components | Text: 160A TPN DIN Fuse Link SFU L&T SK95713; Check: 1; Check: 0; Link: INR; Int: 0
|  | 200A TPN DIN Fuse Link SFU L&T SK95418 | Standard Buying | 6252.75 | Nos | 1 | 1 | 200A TPN DIN Fuse Link SFU L&T SK95418 | Electrical Components | Text: 200A TPN DIN Fuse Link SFU L&T SK95418; Check: 1; Check: 0; Link: INR; Int: 0
|  | 250A TPN DIN Fuse Link SFU L&T SK95642 | Standard Buying | 7421.4 | Nos | 1 | 1 | 250A TPN DIN Fuse Link SFU L&T SK95642 | Electrical Components | Text: 250A TPN DIN Fuse Link SFU L&T SK95642; Check: 1; Check: 0; Link: INR; Int: 0
|  | 315A TPN DIN Fuse Link SFU L&T SK95461 | Standard Buying | 9175.95 | Nos | 1 | 1 | 315A TPN DIN Fuse Link SFU L&T SK95461 | Electrical Components | Text: 315A TPN DIN Fuse Link SFU L&T SK95461; Check: 1; Check: 0; Link: INR; Int: 0
|  | 400A TPN DIN Fuse Link SFU L&T SK95481 | Standard Buying | 11053.35 | Nos | 1 | 1 | 400A TPN DIN Fuse Link SFU L&T SK95481 | Electrical Components | Text: 400A TPN DIN Fuse Link SFU L&T SK95481; Check: 1; Check: 0; Link: INR; Int: 0
|  | 630A TPN DIN Fuse Link SFU L&T SK95521 | Standard Buying | 17781.75 | Nos | 1 | 1 | 630A TPN DIN Fuse Link SFU L&T SK95521 | Electrical Components | Text: 630A TPN DIN Fuse Link SFU L&T SK95521; Check: 1; Check: 0; Link: INR; Int: 0
|  | 800A TPN DIN Fuse Link SFU L&T SK95679 | Standard Buying | 19296.9 | Nos | 1 | 1 | 800A TPN DIN Fuse Link SFU L&T SK95679 | Electrical Components | Text: 800A TPN DIN Fuse Link SFU L&T SK95679; Check: 1; Check: 0; Link: INR; Int: 0
|  | 32A FP DIN Fuse Link SFU L&T SK95518 | Standard Buying | 1174.95 | Nos | 1 | 1 | 32A FP DIN Fuse Link SFU L&T SK95518 | Electrical Components | Text: 32A FP DIN Fuse Link SFU L&T SK95518; Check: 1; Check: 0; Link: INR; Int: 0
|  | 32A FP CE* DIN Fuse Link SFU L&T SK95703 | Standard Buying | 1058.4 | Nos | 1 | 1 | 32A FP CE* DIN Fuse Link SFU L&T SK95703 | Electrical Components | Text: 32A FP CE* DIN Fuse Link SFU L&T SK95703; Check: 1; Check: 0; Link: INR; Int: 0
|  | 63A FP DIN Fuse Link SFU L&T SK95421 | Standard Buying | 1625.4 | Nos | 1 | 1 | 63A FP DIN Fuse Link SFU L&T SK95421 | Electrical Components | Text: 63A FP DIN Fuse Link SFU L&T SK95421; Check: 1; Check: 0; Link: INR; Int: 0
|  | 63A FP CE* DIN Fuse Link SFU L&T SK95704 | Standard Buying | 1467.9 | Nos | 1 | 1 | 63A FP CE* DIN Fuse Link SFU L&T SK95704 | Electrical Components | Text: 63A FP CE* DIN Fuse Link SFU L&T SK95704; Check: 1; Check: 0; Link: INR; Int: 0
|  | 100A FP DIN Fuse Link SFU L&T SK90496 | Standard Buying | 4025.7 | Nos | 1 | 1 | 100A FP DIN Fuse Link SFU L&T SK90496 | Electrical Components | Text: 100A FP DIN Fuse Link SFU L&T SK90496; Check: 1; Check: 0; Link: INR; Int: 0
|  | 125A FP DIN Fuse Link SFU L&T SK90497 | Standard Buying | 521.01 | Nos | 1 | 1 | 125A FP DIN Fuse Link SFU L&T SK90497 | Electrical Components | Text: 125A FP DIN Fuse Link SFU L&T SK90497; Check: 1; Check: 0; Link: INR; Int: 0
|  | 160A FP DIN Fuse Link SFU L&T SK90498 | Standard Buying | 5758.2 | Nos | 1 | 1 | 160A FP DIN Fuse Link SFU L&T SK90498 | Electrical Components | Text: 160A FP DIN Fuse Link SFU L&T SK90498; Check: 1; Check: 0; Link: INR; Int: 0
|  | 200A FP DIN Fuse Link SFU L&T SK90471 | Standard Buying | 6926.85 | Nos | 1 | 1 | 200A FP DIN Fuse Link SFU L&T SK90471 | Electrical Components | Text: 200A FP DIN Fuse Link SFU L&T SK90471; Check: 1; Check: 0; Link: INR; Int: 0
|  | 250A FP DIN Fuse Link SFU L&T SK90472 | Standard Buying | 8019.9 | Nos | 1 | 1 | 250A FP DIN Fuse Link SFU L&T SK90472 | Electrical Components | Text: 250A FP DIN Fuse Link SFU L&T SK90472; Check: 1; Check: 0; Link: INR; Int: 0
|  | 315A FP DIN Fuse Link SFU L&T SK90473 | Standard Buying | 9809.1 | Nos | 1 | 1 | 315A FP DIN Fuse Link SFU L&T SK90473 | Electrical Components | Text: 315A FP DIN Fuse Link SFU L&T SK90473; Check: 1; Check: 0; Link: INR; Int: 0
|  | 400A FP DIN Fuse Link SFU L&T SK90480 | Standard Buying | 11629.8 | Nos | 1 | 1 | 400A FP DIN Fuse Link SFU L&T SK90480 | Electrical Components | Text: 400A FP DIN Fuse Link SFU L&T SK90480; Check: 1; Check: 0; Link: INR; Int: 0
|  | 630A FP DIN Fuse Link SFU L&T SK90481 | Standard Buying | 18629.1 | Nos | 1 | 1 | 630A FP DIN Fuse Link SFU L&T SK90481 | Electrical Components | Text: 630A FP DIN Fuse Link SFU L&T SK90481; Check: 1; Check: 0; Link: INR; Int: 0
|  | 800A FP DIN Fuse Link SFU L&T SK90482 | Standard Buying | 20156.85 | Nos | 1 | 1 | 800A FP DIN Fuse Link SFU L&T SK90482 | Electrical Components | Text: 800A FP DIN Fuse Link SFU L&T SK90482; Check: 1; Check: 0; Link: INR; Int: 0
|  | 32A HRC Fuse Holder HF Type Fuse Link L&T SK91314 | Standard Buying | 119.7 | Nos | 1 | 1 | 32A HRC Fuse Holder HF Type Fuse Link L&T SK91314 | Electrical Components | Text: 32A HRC Fuse Holder HF Type Fuse Link L&T SK91314; Check: 1; Check: 0; Link: INR; Int: 0
|  | 63A HRC Fuse Holder HF Type Fuse Link L&T SK91043 | Standard Buying | 132.3 | Nos | 1 | 1 | 63A HRC Fuse Holder HF Type Fuse Link L&T SK91043 | Electrical Components | Text: 63A HRC Fuse Holder HF Type Fuse Link L&T SK91043; Check: 1; Check: 0; Link: INR; Int: 0
|  | 160A HRC Fuse Holder HN-Size 000 & 00 Type Fuse Link L&T SK90405 | Standard Buying | 207.9 | Nos | 1 | 1 | 160A HRC Fuse Holder HN-Size 000 & 00 Type Fuse Link L&T SK90405 | Electrical Components | Text: 160A HRC Fuse Holder HN-Size 000 & 00 Type Fuse Link L&T SK90405; Check: 1; Check: 0; Link: INR; Int: 0
|  | 250A HRC Fuse Holder HN-Size 0 & 1 L&T SK90406 | Standard Buying | 437.85 | Nos | 1 | 1 | 250A HRC Fuse Holder HN-Size 0 & 1 L&T SK90406 | Electrical Components | Text: 250A HRC Fuse Holder HN-Size 0 & 1 L&T SK90406; Check: 1; Check: 0; Link: INR; Int: 0
|  | 800A HRC Fuse Holder HN-Size 2 & 3 L&T SK91051 | Standard Buying | 834.75 | Nos | 1 | 1 | 800A HRC Fuse Holder HN-Size 2 & 3 L&T SK91051 | Electrical Components | Text: 800A HRC Fuse Holder HN-Size 2 & 3 L&T SK91051; Check: 1; Check: 0; Link: INR; Int: 0
|  | 2A Type HF HRC Fuse L&T SF90144 | Standard Buying | 63 | Nos | 1 | 1 | 2A Type HF HRC Fuse L&T SF90144 | Electrical Components | Text: 2A Type HF HRC Fuse L&T SF90144; Check: 1; Check: 0; Link: INR; Int: 0
|  | 4A Type HF HRC Fuse L&T SF90145 | Standard Buying | 63 | Nos | 1 | 1 | 4A Type HF HRC Fuse L&T SF90145 | Electrical Components | Text: 4A Type HF HRC Fuse L&T SF90145; Check: 1; Check: 0; Link: INR; Int: 0
|  | 6A Type HF HRC Fuse L&T SF90146 | Standard Buying | 63 | Nos | 1 | 1 | 6A Type HF HRC Fuse L&T SF90146 | Electrical Components | Text: 6A Type HF HRC Fuse L&T SF90146; Check: 1; Check: 0; Link: INR; Int: 0
|  | 8A Type HF HRC Fuse L&T SF90147 | Standard Buying | 63 | Nos | 1 | 1 | 8A Type HF HRC Fuse L&T SF90147 | Electrical Components | Text: 8A Type HF HRC Fuse L&T SF90147; Check: 1; Check: 0; Link: INR; Int: 0
|  | 10A Type HF HRC Fuse L&T SF90148 | Standard Buying | 63 | Nos | 1 | 1 | 10A Type HF HRC Fuse L&T SF90148 | Electrical Components | Text: 10A Type HF HRC Fuse L&T SF90148; Check: 1; Check: 0; Link: INR; Int: 0
|  | 16A Type HF HRC Fuse L&T SF90150 | Standard Buying | 63 | Nos | 1 | 1 | 16A Type HF HRC Fuse L&T SF90150 | Electrical Components | Text: 16A Type HF HRC Fuse L&T SF90150; Check: 1; Check: 0; Link: INR; Int: 0
|  | 20A Type HF HRC Fuse L&T SF90151 | Standard Buying | 63 | Nos | 1 | 1 | 20A Type HF HRC Fuse L&T SF90151 | Electrical Components | Text: 20A Type HF HRC Fuse L&T SF90151; Check: 1; Check: 0; Link: INR; Int: 0
|  | 25A Type HF HRC Fuse L&T SF90152 | Standard Buying | 63 | Nos | 1 | 1 | 25A Type HF HRC Fuse L&T SF90152 | Electrical Components | Text: 25A Type HF HRC Fuse L&T SF90152; Check: 1; Check: 0; Link: INR; Int: 0
|  | 32A Type HF HRC Fuse L&T SF90142 | Standard Buying | 63 | Nos | 1 | 1 | 32A Type HF HRC Fuse L&T SF90142 | Electrical Components | Text: 32A Type HF HRC Fuse L&T SF90142; Check: 1; Check: 0; Link: INR; Int: 0
|  | 40A Type HF HRC Fuse L&T SF90143 | Standard Buying | 69.3 | Nos | 1 | 1 | 40A Type HF HRC Fuse L&T SF90143 | Electrical Components | Text: 40A Type HF HRC Fuse L&T SF90143; Check: 1; Check: 0; Link: INR; Int: 0
|  | 50A Type HF HRC Fuse L&T SF90158 | Standard Buying | 148.68 | Nos | 1 | 1 | 50A Type HF HRC Fuse L&T SF90158 | Electrical Components | Text: 50A Type HF HRC Fuse L&T SF90158; Check: 1; Check: 0; Link: INR; Int: 0
|  | 63A Type HF HRC Fuse L&T SF90159 | Standard Buying | 186.48 | Nos | 1 | 1 | 63A Type HF HRC Fuse L&T SF90159 | Electrical Components | Text: 63A Type HF HRC Fuse L&T SF90159; Check: 1; Check: 0; Link: INR; Int: 0
|  | 63A Size 000 Type HN HRC Fuse L&T SF94940 | Standard Buying | 195.3 | Nos | 1 | 1 | 63A Size 000 Type HN HRC Fuse L&T SF94940 | Electrical Components | Text: 63A Size 000 Type HN HRC Fuse L&T SF94940; Check: 1; Check: 0; Link: INR; Int: 0
|  | 80A Size 000 Type HN HRC Fuse L&T SF94941 | Standard Buying | 207.9 | Nos | 1 | 1 | 80A Size 000 Type HN HRC Fuse L&T SF94941 | Electrical Components | Text: 80A Size 000 Type HN HRC Fuse L&T SF94941; Check: 1; Check: 0; Link: INR; Int: 0
|  | 100A Size 000 Type HN HRC Fuse L&T SF94942 | Standard Buying | 207.9 | Nos | 1 | 1 | 100A Size 000 Type HN HRC Fuse L&T SF94942 | Electrical Components | Text: 100A Size 000 Type HN HRC Fuse L&T SF94942; Check: 1; Check: 0; Link: INR; Int: 0
|  | 125A Size 000 Type HN HRC Fuse L&T SF94946 | Standard Buying | 245.7 | Nos | 1 | 1 | 125A Size 000 Type HN HRC Fuse L&T SF94946 | Electrical Components | Text: 125A Size 000 Type HN HRC Fuse L&T SF94946; Check: 1; Check: 0; Link: INR; Int: 0
|  | 63A Size 00 Type HN HRC Fuse L&T SF94027 | Standard Buying | 264.6 | Nos | 1 | 1 | 63A Size 00 Type HN HRC Fuse L&T SF94027 | Electrical Components | Text: 63A Size 00 Type HN HRC Fuse L&T SF94027; Check: 1; Check: 0; Link: INR; Int: 0
|  | 80A Size 00 Type HN HRC Fuse L&T SF94028 | Standard Buying | 264.6 | Nos | 1 | 1 | 80A Size 00 Type HN HRC Fuse L&T SF94028 | Electrical Components | Text: 80A Size 00 Type HN HRC Fuse L&T SF94028; Check: 1; Check: 0; Link: INR; Int: 0
|  | 100A Size 00 Type HN HRC Fuse L&T SF94029 | Standard Buying | 264.6 | Nos | 1 | 1 | 100A Size 00 Type HN HRC Fuse L&T SF94029 | Electrical Components | Text: 100A Size 00 Type HN HRC Fuse L&T SF94029; Check: 1; Check: 0; Link: INR; Int: 0
|  | 125A Size 00 Type HN HRC Fuse L&T SF94030 | Standard Buying | 274.05 | Nos | 1 | 1 | 125A Size 00 Type HN HRC Fuse L&T SF94030 | Electrical Components | Text: 125A Size 00 Type HN HRC Fuse L&T SF94030; Check: 1; Check: 0; Link: INR; Int: 0
|  | 160A Size 00 Type HN HRC Fuse L&T SF94939 | Standard Buying | 274.05 | Nos | 1 | 1 | 160A Size 00 Type HN HRC Fuse L&T SF94939 | Electrical Components | Text: 160A Size 00 Type HN HRC Fuse L&T SF94939; Check: 1; Check: 0; Link: INR; Int: 0
|  | 80A Size 0 Type HN HRC Fuse L&T SF94128 | Standard Buying | 352.8 | Nos | 1 | 1 | 80A Size 0 Type HN HRC Fuse L&T SF94128 | Electrical Components | Text: 80A Size 0 Type HN HRC Fuse L&T SF94128; Check: 1; Check: 0; Link: INR; Int: 0
|  | 100A Size 0 Type HN HRC Fuse L&T SF94129 | Standard Buying | 3529.26 | Nos | 1 | 1 | 100A Size 0 Type HN HRC Fuse L&T SF94129 | Electrical Components | Text: 100A Size 0 Type HN HRC Fuse L&T SF94129; Check: 1; Check: 0; Link: INR; Int: 0
|  | 125A Size 0 Type HN HRC Fuse L&T SF94130 | Standard Buying | 352.8 | Nos | 1 | 1 | 125A Size 0 Type HN HRC Fuse L&T SF94130 | Electrical Components | Text: 125A Size 0 Type HN HRC Fuse L&T SF94130; Check: 1; Check: 0; Link: INR; Int: 0
|  | 160A Size 0 Type HN HRC Fuse L&T SF94131 | Standard Buying | 359.1 | Nos | 1 | 1 | 160A Size 0 Type HN HRC Fuse L&T SF94131 | Electrical Components | Text: 160A Size 0 Type HN HRC Fuse L&T SF94131; Check: 1; Check: 0; Link: INR; Int: 0
|  | 200A Size 0 Type HN HRC Fuse L&T SF94132 | Standard Buying | 359.1 | Nos | 1 | 1 | 200A Size 0 Type HN HRC Fuse L&T SF94132 | Electrical Components | Text: 200A Size 0 Type HN HRC Fuse L&T SF94132; Check: 1; Check: 0; Link: INR; Int: 0
|  | 125A Size 1 Type HN HRC Fuse L&T SF94230 | Standard Buying | 371.7 | Nos | 1 | 1 | 125A Size 1 Type HN HRC Fuse L&T SF94230 | Electrical Components | Text: 125A Size 1 Type HN HRC Fuse L&T SF94230; Check: 1; Check: 0; Link: INR; Int: 0
|  | 160A Size 1 Type HN HRC Fuse L&T SF94231 | Standard Buying | 390.6 | Nos | 1 | 1 | 160A Size 1 Type HN HRC Fuse L&T SF94231 | Electrical Components | Text: 160A Size 1 Type HN HRC Fuse L&T SF94231; Check: 1; Check: 0; Link: INR; Int: 0
|  | 200A Size 1 Type HN HRC Fuse L&T SF94232 | Standard Buying | 393.75 | Nos | 1 | 1 | 200A Size 1 Type HN HRC Fuse L&T SF94232 | Electrical Components | Text: 200A Size 1 Type HN HRC Fuse L&T SF94232; Check: 1; Check: 0; Link: INR; Int: 0
|  | 250A Size 1 Type HN HRC Fuse L&T SF94233 | Standard Buying | 431.55 | Nos | 1 | 1 | 250A Size 1 Type HN HRC Fuse L&T SF94233 | Electrical Components | Text: 250A Size 1 Type HN HRC Fuse L&T SF94233; Check: 1; Check: 0; Link: INR; Int: 0
|  | 315A Size 1 Type HN HRC Fuse L&T SF94234 | Standard Buying | 510.3 | Nos | 1 | 1 | 315A Size 1 Type HN HRC Fuse L&T SF94234 | Electrical Components | Text: 315A Size 1 Type HN HRC Fuse L&T SF94234; Check: 1; Check: 0; Link: INR; Int: 0
|  | 200A Size 2 Type HN HRC Fuse L&T SF94332 | Standard Buying | 535.5 | Nos | 1 | 1 | 200A Size 2 Type HN HRC Fuse L&T SF94332 | Electrical Components | Text: 200A Size 2 Type HN HRC Fuse L&T SF94332; Check: 1; Check: 0; Link: INR; Int: 0
|  | 250A Size 2 Type HN HRC Fuse L&T SF94333 | Standard Buying | 557.55 | Nos | 1 | 1 | 250A Size 2 Type HN HRC Fuse L&T SF94333 | Electrical Components | Text: 250A Size 2 Type HN HRC Fuse L&T SF94333; Check: 1; Check: 0; Link: INR; Int: 0
|  | 315A Size 2 Type HN HRC Fuse L&T SF94334 | Standard Buying | 560.7 | Nos | 1 | 1 | 315A Size 2 Type HN HRC Fuse L&T SF94334 | Electrical Components | Text: 315A Size 2 Type HN HRC Fuse L&T SF94334; Check: 1; Check: 0; Link: INR; Int: 0
|  | 400A Size 2 Type HN HRC Fuse L&T SF94335 | Standard Buying | 563.85 | Nos | 1 | 1 | 400A Size 2 Type HN HRC Fuse L&T SF94335 | Electrical Components | Text: 400A Size 2 Type HN HRC Fuse L&T SF94335; Check: 1; Check: 0; Link: INR; Int: 0
|  | 315A Size 3 Type HN HRC Fuse L&T SF94434 | Standard Buying | 793.8 | Nos | 1 | 1 | 315A Size 3 Type HN HRC Fuse L&T SF94434 | Electrical Components | Text: 315A Size 3 Type HN HRC Fuse L&T SF94434; Check: 1; Check: 0; Link: INR; Int: 0
|  | 400A Size 3 Type HN HRC Fuse L&T SF94435 | Standard Buying | 793.8 | Nos | 1 | 1 | 400A Size 3 Type HN HRC Fuse L&T SF94435 | Electrical Components | Text: 400A Size 3 Type HN HRC Fuse L&T SF94435; Check: 1; Check: 0; Link: INR; Int: 0
|  | 500A Size 3 Type HN HRC Fuse L&T SF94436 | Standard Buying | 894.6 | Nos | 1 | 1 | 500A Size 3 Type HN HRC Fuse L&T SF94436 | Electrical Components | Text: 500A Size 3 Type HN HRC Fuse L&T SF94436; Check: 1; Check: 0; Link: INR; Int: 0
|  | 630A Size 3 Type HN HRC Fuse L&T SF94437 | Standard Buying | 910.35 | Nos | 1 | 1 | 630A Size 3 Type HN HRC Fuse L&T SF94437 | Electrical Components | Text: 630A Size 3 Type HN HRC Fuse L&T SF94437; Check: 1; Check: 0; Link: INR; Int: 0
|  | 800A Size 3 Type HN HRC Fuse L&T SF94938 | Standard Buying | 1108.8 | Nos | 1 | 1 | 800A Size 3 Type HN HRC Fuse L&T SF94938 | Electrical Components | Text: 800A Size 3 Type HN HRC Fuse L&T SF94938; Check: 1; Check: 0; Link: INR; Int: 0
|  | 32A TPN Isolator L&T SK95541OOOO | Standard Buying | 1212.75 | Nos | 1 | 1 | 32A TPN Isolator L&T SK95541OOOO | Electrical Components | Text: 32A TPN Isolator L&T SK95541OOOO; Check: 1; Check: 0; Link: INR; Int: 0
|  | 63A TPN Isolator L&T SK95540OOOO | Standard Buying | 1697.85 | Nos | 1 | 1 | 63A TPN Isolator L&T SK95540OOOO | Electrical Components | Text: 63A TPN Isolator L&T SK95540OOOO; Check: 1; Check: 0; Link: INR; Int: 0
|  | 100A TPN Isolator L&T SK95571OOOO | Standard Buying | 3027.15 | Nos | 1 | 1 | 100A TPN Isolator L&T SK95571OOOO | Electrical Components | Text: 100A TPN Isolator L&T SK95571OOOO; Check: 1; Check: 0; Link: INR; Int: 0
|  | 125A TPN Isolator L&T SK95405OOOO | Standard Buying | 3767.4 | Nos | 1 | 1 | 125A TPN Isolator L&T SK95405OOOO | Electrical Components | Text: 125A TPN Isolator L&T SK95405OOOO; Check: 1; Check: 0; Link: INR; Int: 0
|  | 200A TPN Isolator L&T SK95607OOOO | Standard Buying | 5143.95 | Nos | 1 | 1 | 200A TPN Isolator L&T SK95607OOOO | Electrical Components | Text: 200A TPN Isolator L&T SK95607OOOO; Check: 1; Check: 0; Link: INR; Int: 0
|  | 250A TPN Isolator L&T SK95683OOOO | Standard Buying | 6545.7 | Nos | 1 | 1 | 250A TPN Isolator L&T SK95683OOOO | Electrical Components | Text: 250A TPN Isolator L&T SK95683OOOO; Check: 1; Check: 0; Link: INR; Int: 0
|  | 315A TPN Isolator L&T SK95609OOOO | Standard Buying | 7273.35 | Nos | 1 | 1 | 315A TPN Isolator L&T SK95609OOOO | Electrical Components | Text: 315A TPN Isolator L&T SK95609OOOO; Check: 1; Check: 0; Link: INR; Int: 0
|  | 400A TPN Isolator L&T SK95610OOOO | Standard Buying | 9651.6 | Nos | 1 | 1 | 400A TPN Isolator L&T SK95610OOOO | Electrical Components | Text: 400A TPN Isolator L&T SK95610OOOO; Check: 1; Check: 0; Link: INR; Int: 0
|  | 630A TPN Isolator L&T SK95611OOOO | Standard Buying | 14080.5 | Nos | 1 | 1 | 630A TPN Isolator L&T SK95611OOOO | Electrical Components | Text: 630A TPN Isolator L&T SK95611OOOO; Check: 1; Check: 0; Link: INR; Int: 0
|  | 800A TPN Isolator L&T SK95551OOOO | Standard Buying | 15762.6 | Nos | 1 | 1 | 800A TPN Isolator L&T SK95551OOOO | Electrical Components | Text: 800A TPN Isolator L&T SK95551OOOO; Check: 1; Check: 0; Link: INR; Int: 0
|  | 1000A TPN Isolator L&T SK95710OOOO | Standard Buying | 20764.8 | Nos | 1 | 1 | 1000A TPN Isolator L&T SK95710OOOO | Electrical Components | Text: 1000A TPN Isolator L&T SK95710OOOO; Check: 1; Check: 0; Link: INR; Int: 0
|  | 1000ACOS SD 1000 4P Isolator L&T COS1000OO40 | Standard Buying | 24103.8 | Nos | 1 | 1 | 1000ACOS SD 1000 4P Isolator L&T COS1000OO40 | Electrical Components | Text: 1000ACOS SD 1000 4P Isolator L&T COS1000OO40; Check: 1; Check: 0; Link: INR; Int: 0
|  | 1250ACOS SD 1250 4P Isolator L&T COS1250OO40 | Standard Buying | 27033.3 | Nos | 1 | 1 | 1250ACOS SD 1250 4P Isolator L&T COS1250OO40 | Electrical Components | Text: 1250ACOS SD 1250 4P Isolator L&T COS1250OO40; Check: 1; Check: 0; Link: INR; Int: 0
|  | 1600ACOS SD 1600 4P Isolator L&T COS1600OO40 | Standard Buying | 37541.7 | Nos | 1 | 1 | 1600ACOS SD 1600 4P Isolator L&T COS1600OO40 | Electrical Components | Text: 1600ACOS SD 1600 4P Isolator L&T COS1600OO40; Check: 1; Check: 0; Link: INR; Int: 0
|  | 2000ACOS SD 2000 4P Isolator L&T COS2000OO40 | Standard Buying | 46626.3 | Nos | 1 | 1 | 2000ACOS SD 2000 4P Isolator L&T COS2000OO40 | Electrical Components | Text: 2000ACOS SD 2000 4P Isolator L&T COS2000OO40; Check: 1; Check: 0; Link: INR; Int: 0
|  | Neutral Kit FN100/125/160 L&T SK95233 | Standard Buying | 2218.5 | Nos | 1 | 1 | Neutral Kit FN100/125/160 L&T SK95233 | Electrical Components | Text: Neutral Kit FN100/125/160 L&T SK95233; Check: 1; Check: 0; Link: INR; Int: 0
|  | Neutral Kit FN200/250 L&T SK95516 | Standard Buying | 2278 | Nos | 1 | 1 | Neutral Kit FN200/250 L&T SK95516 | Electrical Components | Text: Neutral Kit FN200/250 L&T SK95516; Check: 1; Check: 0; Link: INR; Int: 0
|  | Neutral Kit FN315/400 L&T SK95517 | Standard Buying | 2371.5 | Nos | 1 | 1 | Neutral Kit FN315/400 L&T SK95517 | Electrical Components | Text: Neutral Kit FN315/400 L&T SK95517; Check: 1; Check: 0; Link: INR; Int: 0
|  | Neutral Kit FN630/800 L&T SK95546 | Standard Buying | 3213 | Nos | 1 | 1 | Neutral Kit FN630/800 L&T SK95546 | Electrical Components | Text: Neutral Kit FN630/800 L&T SK95546; Check: 1; Check: 0; Link: INR; Int: 0
|  | 20A 18kA Triple Pole DU100D TMR MCCB L&T CM90517OOCO | Standard Buying | 2007.2 | Nos | 1 | 1 | 20A 18kA Triple Pole DU100D TMR MCCB L&T CM90517OOCO | Electrical Components | Text: 20A 18kA Triple Pole DU100D TMR MCCB L&T CM90517OOCO; Check: 1; Check: 0; Link: INR; Int: 0
|  | 25A 18kA Triple Pole DU100D TMR MCCB L&T CM90517OODO | Standard Buying | 2238.8 | Nos | 1 | 1 | 25A 18kA Triple Pole DU100D TMR MCCB L&T CM90517OODO | Electrical Components | Text: 25A 18kA Triple Pole DU100D TMR MCCB L&T CM90517OODO; Check: 1; Check: 0; Link: INR; Int: 0
|  | 32A 18kA Triple Pole DU100D TMR MCCB L&T CM90517OOEO | Standard Buying | 2238.8 | Nos | 1 | 1 | 32A 18kA Triple Pole DU100D TMR MCCB L&T CM90517OOEO | Electrical Components | Text: 32A 18kA Triple Pole DU100D TMR MCCB L&T CM90517OOEO; Check: 1; Check: 0; Link: INR; Int: 0
|  | 40A 18kA Triple Pole DU100D TMR MCCB L&T CM90517OOFO | Standard Buying | 2238.8 | Nos | 1 | 1 | 40A 18kA Triple Pole DU100D TMR MCCB L&T CM90517OOFO | Electrical Components | Text: 40A 18kA Triple Pole DU100D TMR MCCB L&T CM90517OOFO; Check: 1; Check: 0; Link: INR; Int: 0
|  | 50A 18kA Triple Pole DU100D TMR MCCB L&T CM90517OOGO | Standard Buying | 2238.8 | Nos | 1 | 1 | 50A 18kA Triple Pole DU100D TMR MCCB L&T CM90517OOGO | Electrical Components | Text: 50A 18kA Triple Pole DU100D TMR MCCB L&T CM90517OOGO; Check: 1; Check: 0; Link: INR; Int: 0
|  | 63A 18kA Triple Pole DU100D TMR MCCB L&T CM90517OOHO | Standard Buying | 2238.8 | Nos | 1 | 1 | 63A 18kA Triple Pole DU100D TMR MCCB L&T CM90517OOHO | Electrical Components | Text: 63A 18kA Triple Pole DU100D TMR MCCB L&T CM90517OOHO; Check: 1; Check: 0; Link: INR; Int: 0
|  | 80A 18kA Triple Pole DU100D TMR MCCB L&T CM90517OOJO | Standard Buying | 2238.8 | Nos | 1 | 1 | 80A 18kA Triple Pole DU100D TMR MCCB L&T CM90517OOJO | Electrical Components | Text: 80A 18kA Triple Pole DU100D TMR MCCB L&T CM90517OOJO; Check: 1; Check: 0; Link: INR; Int: 0
|  | 100A 18kA Triple Pole DU100D TMR MCCB L&T CM90517OOKO | Standard Buying | 2238.8 | Nos | 1 | 1 | 100A 18kA Triple Pole DU100D TMR MCCB L&T CM90517OOKO | Electrical Components | Text: 100A 18kA Triple Pole DU100D TMR MCCB L&T CM90517OOKO; Check: 1; Check: 0; Link: INR; Int: 0
|  | 125A 18kA Triple Pole DU125D TMR MCCB L&T CM90676OOLO | Standard Buying | 2459.2 | Nos | 1 | 1 | 125A 18kA Triple Pole DU125D TMR MCCB L&T CM90676OOLO | Electrical Components | Text: 125A 18kA Triple Pole DU125D TMR MCCB L&T CM90676OOLO; Check: 1; Check: 0; Link: INR; Int: 0
|  | 20A 18kA Four Pole DU100D TMR MCCB L&T CM90518OOCO | Standard Buying | 2859.4 | Nos | 1 | 1 | 20A 18kA Four Pole DU100D TMR MCCB L&T CM90518OOCO | Electrical Components | Text: 20A 18kA Four Pole DU100D TMR MCCB L&T CM90518OOCO; Check: 1; Check: 0; Link: INR; Int: 0
|  | 25A 18kA Four Pole DU100D TMR MCCB L&T CM90518OODO | Standard Buying | 2859.4 | Nos | 1 | 1 | 25A 18kA Four Pole DU100D TMR MCCB L&T CM90518OODO | Electrical Components | Text: 25A 18kA Four Pole DU100D TMR MCCB L&T CM90518OODO; Check: 1; Check: 0; Link: INR; Int: 0
|  | 32A 18kA Four Pole DU100D TMR MCCB L&T CM90518OOEO | Standard Buying | 2859.4 | Nos | 1 | 1 | 32A 18kA Four Pole DU100D TMR MCCB L&T CM90518OOEO | Electrical Components | Text: 32A 18kA Four Pole DU100D TMR MCCB L&T CM90518OOEO; Check: 1; Check: 0; Link: INR; Int: 0
|  | 40A 18kA Four Pole DU100D TMR MCCB L&T CM90518OOFO | Standard Buying | 2859.4 | Nos | 1 | 1 | 40A 18kA Four Pole DU100D TMR MCCB L&T CM90518OOFO | Electrical Components | Text: 40A 18kA Four Pole DU100D TMR MCCB L&T CM90518OOFO; Check: 1; Check: 0; Link: INR; Int: 0
|  | 50A 18kA Four Pole DU100D TMR MCCB L&T CM90518OOGO | Standard Buying | 2859.4 | Nos | 1 | 1 | 50A 18kA Four Pole DU100D TMR MCCB L&T CM90518OOGO | Electrical Components | Text: 50A 18kA Four Pole DU100D TMR MCCB L&T CM90518OOGO; Check: 1; Check: 0; Link: INR; Int: 0
|  | 63A 18kA Four Pole DU100D TMR MCCB L&T CM90518OOHO | Standard Buying | 2859.4 | Nos | 1 | 1 | 63A 18kA Four Pole DU100D TMR MCCB L&T CM90518OOHO | Electrical Components | Text: 63A 18kA Four Pole DU100D TMR MCCB L&T CM90518OOHO; Check: 1; Check: 0; Link: INR; Int: 0
|  | 80A 18kA Four Pole DU100D TMR MCCB L&T CM90518OOJO | Standard Buying | 2859.4 | Nos | 1 | 1 | 80A 18kA Four Pole DU100D TMR MCCB L&T CM90518OOJO | Electrical Components | Text: 80A 18kA Four Pole DU100D TMR MCCB L&T CM90518OOJO; Check: 1; Check: 0; Link: INR; Int: 0
|  | 100A 18kA Four Pole DU100D TMR MCCB L&T CM90518OOKO | Standard Buying | 2859.4 | Nos | 1 | 1 | 100A 18kA Four Pole DU100D TMR MCCB L&T CM90518OOKO | Electrical Components | Text: 100A 18kA Four Pole DU100D TMR MCCB L&T CM90518OOKO; Check: 1; Check: 0; Link: INR; Int: 0
|  | 125A 18kA Four Pole DU125D TMR MCCB L&T CM90677OOLO | Standard Buying | 3195.8 | Nos | 1 | 1 | 125A 18kA Four Pole DU125D TMR MCCB L&T CM90677OOLO | Electrical Components | Text: 125A 18kA Four Pole DU125D TMR MCCB L&T CM90677OOLO; Check: 1; Check: 0; Link: INR; Int: 0
|  | 20A 30kA Triple Pole DU100H TMR MCCB L&T CM97894OOC2 | Standard Buying | 2575.2 | Nos | 1 | 1 | 20A 30kA Triple Pole DU100H TMR MCCB L&T CM97894OOC2 | Electrical Components | Text: 20A 30kA Triple Pole DU100H TMR MCCB L&T CM97894OOC2; Check: 1; Check: 0; Link: INR; Int: 0
|  | 25A 30kA Triple Pole DU100H TMR MCCB L&T CM97894OOD2 | Standard Buying | 2575.2 | Nos | 1 | 1 | 25A 30kA Triple Pole DU100H TMR MCCB L&T CM97894OOD2 | Electrical Components | Text: 25A 30kA Triple Pole DU100H TMR MCCB L&T CM97894OOD2; Check: 1; Check: 0; Link: INR; Int: 0
|  | 32A 30kA Triple Pole DU100H TMR MCCB L&T CM97894OOE2 | Standard Buying | 2575.2 | Nos | 1 | 1 | 32A 30kA Triple Pole DU100H TMR MCCB L&T CM97894OOE2 | Electrical Components | Text: 32A 30kA Triple Pole DU100H TMR MCCB L&T CM97894OOE2; Check: 1; Check: 0; Link: INR; Int: 0
|  | 40A 30kA Triple Pole DU100H TMR MCCB L&T CM97894OOF2 | Standard Buying | 2575.2 | Nos | 1 | 1 | 40A 30kA Triple Pole DU100H TMR MCCB L&T CM97894OOF2 | Electrical Components | Text: 40A 30kA Triple Pole DU100H TMR MCCB L&T CM97894OOF2; Check: 1; Check: 0; Link: INR; Int: 0
|  | 50A 30kA Triple Pole DU100H TMR MCCB L&T CM97894OOG2 | Standard Buying | 2575.2 | Nos | 1 | 1 | 50A 30kA Triple Pole DU100H TMR MCCB L&T CM97894OOG2 | Electrical Components | Text: 50A 30kA Triple Pole DU100H TMR MCCB L&T CM97894OOG2; Check: 1; Check: 0; Link: INR; Int: 0
|  | 63A 30kA Triple Pole DU100H TMR MCCB L&T CM97894OOH2 | Standard Buying | 2575.2 | Nos | 1 | 1 | 63A 30kA Triple Pole DU100H TMR MCCB L&T CM97894OOH2 | Electrical Components | Text: 63A 30kA Triple Pole DU100H TMR MCCB L&T CM97894OOH2; Check: 1; Check: 0; Link: INR; Int: 0
|  | 80A 30kA Triple Pole DU100H TMR MCCB L&T CM97894OOJ2 | Standard Buying | 2575.2 | Nos | 1 | 1 | 80A 30kA Triple Pole DU100H TMR MCCB L&T CM97894OOJ2 | Electrical Components | Text: 80A 30kA Triple Pole DU100H TMR MCCB L&T CM97894OOJ2; Check: 1; Check: 0; Link: INR; Int: 0
|  | 100A 30kA Triple Pole DU100H TMR MCCB L&T CM97894OOK2 | Standard Buying | 2575.2 | Nos | 1 | 1 | 100A 30kA Triple Pole DU100H TMR MCCB L&T CM97894OOK2 | Electrical Components | Text: 100A 30kA Triple Pole DU100H TMR MCCB L&T CM97894OOK2; Check: 1; Check: 0; Link: INR; Int: 0
|  | 125A 30kA Triple Pole DU125H TMR MCCB L&T CM97894OOLO | Standard Buying | 2813 | Nos | 1 | 1 | 125A 30kA Triple Pole DU125H TMR MCCB L&T CM97894OOLO | Electrical Components | Text: 125A 30kA Triple Pole DU125H TMR MCCB L&T CM97894OOLO; Check: 1; Check: 0; Link: INR; Int: 0
|  | 20A 30kA Four Pole DU100H TMR MCCB L&T CM97933OOC2 | Standard Buying | 3410.4 | Nos | 1 | 1 | 20A 30kA Four Pole DU100H TMR MCCB L&T CM97933OOC2 | Electrical Components | Text: 20A 30kA Four Pole DU100H TMR MCCB L&T CM97933OOC2; Check: 1; Check: 0; Link: INR; Int: 0
|  | 25A 30kA Four Pole DU100H TMR MCCB L&T CM97933OOD2 | Standard Buying | 3410.4 | Nos | 1 | 1 | 25A 30kA Four Pole DU100H TMR MCCB L&T CM97933OOD2 | Electrical Components | Text: 25A 30kA Four Pole DU100H TMR MCCB L&T CM97933OOD2; Check: 1; Check: 0; Link: INR; Int: 0
|  | 32A 30kA Four Pole DU100H TMR MCCB L&T CM97933OOE2 | Standard Buying | 3410.4 | Nos | 1 | 1 | 32A 30kA Four Pole DU100H TMR MCCB L&T CM97933OOE2 | Electrical Components | Text: 32A 30kA Four Pole DU100H TMR MCCB L&T CM97933OOE2; Check: 1; Check: 0; Link: INR; Int: 0
|  | 40A 30kA Four Pole DU100H TMR MCCB L&T CM97933OOF2 | Standard Buying | 3410.4 | Nos | 1 | 1 | 40A 30kA Four Pole DU100H TMR MCCB L&T CM97933OOF2 | Electrical Components | Text: 40A 30kA Four Pole DU100H TMR MCCB L&T CM97933OOF2; Check: 1; Check: 0; Link: INR; Int: 0
|  | 50A 30kA Four Pole DU100H TMR MCCB L&T CM97933OOG2 | Standard Buying | 3410.4 | Nos | 1 | 1 | 50A 30kA Four Pole DU100H TMR MCCB L&T CM97933OOG2 | Electrical Components | Text: 50A 30kA Four Pole DU100H TMR MCCB L&T CM97933OOG2; Check: 1; Check: 0; Link: INR; Int: 0
|  | 63A 30kA Four Pole DU100H TMR MCCB L&T CM97933OOH2 | Standard Buying | 3410.4 | Nos | 1 | 1 | 63A 30kA Four Pole DU100H TMR MCCB L&T CM97933OOH2 | Electrical Components | Text: 63A 30kA Four Pole DU100H TMR MCCB L&T CM97933OOH2; Check: 1; Check: 0; Link: INR; Int: 0
|  | 80A 30kA Four Pole DU100H TMR MCCB L&T CM97933OOJ2 | Standard Buying | 3410.4 | Nos | 1 | 1 | 80A 30kA Four Pole DU100H TMR MCCB L&T CM97933OOJ2 | Electrical Components | Text: 80A 30kA Four Pole DU100H TMR MCCB L&T CM97933OOJ2; Check: 1; Check: 0; Link: INR; Int: 0
|  | 100A 30kA Four Pole DU100H TMR MCCB L&T CM9793300K2 | Standard Buying | 3410.4 | Nos | 1 | 1 | 100A 30kA Four Pole DU100H TMR MCCB L&T CM9793300K2 | Electrical Components | Text: 100A 30kA Four Pole DU100H TMR MCCB L&T CM9793300K2; Check: 1; Check: 0; Link: INR; Int: 0
|  | 125A 30kA Four Pole DU125H TMR MCCB L&T CM90679OOLO | Standard Buying | 3752.6 | Nos | 1 | 1 | 125A 30kA Four Pole DU125H TMR MCCB L&T CM90679OOLO | Electrical Components | Text: 125A 30kA Four Pole DU125H TMR MCCB L&T CM90679OOLO; Check: 1; Check: 0; Link: INR; Int: 0
|  | 160A 25kA Triple Pole DU250C TMR MCCB L&T CM90631OOMO | Standard Buying | 3659.8 | Nos | 1 | 1 | 160A 25kA Triple Pole DU250C TMR MCCB L&T CM90631OOMO | Electrical Components | Text: 160A 25kA Triple Pole DU250C TMR MCCB L&T CM90631OOMO; Check: 1; Check: 0; Link: INR; Int: 0
|  | 200A 25kA Triple Pole DU250C TMR MCCB L&T CM90631OONO | Standard Buying | 4303.6 | Nos | 1 | 1 | 200A 25kA Triple Pole DU250C TMR MCCB L&T CM90631OONO | Electrical Components | Text: 200A 25kA Triple Pole DU250C TMR MCCB L&T CM90631OONO; Check: 1; Check: 0; Link: INR; Int: 0
|  | 250A 25kA Triple Pole DU250C TMR MCCB L&T CM90631OOPO | Standard Buying | 4895.2 | Nos | 1 | 1 | 250A 25kA Triple Pole DU250C TMR MCCB L&T CM90631OOPO | Electrical Components | Text: 250A 25kA Triple Pole DU250C TMR MCCB L&T CM90631OOPO; Check: 1; Check: 0; Link: INR; Int: 0
|  | 160A 36kA Triple Pole DU250 TMR MCCB L&T CM98062OOOO | Standard Buying | 4703.8 | Nos | 1 | 1 | 160A 36kA Triple Pole DU250 TMR MCCB L&T CM98062OOOO | Electrical Components | Text: 160A 36kA Triple Pole DU250 TMR MCCB L&T CM98062OOOO; Check: 1; Check: 0; Link: INR; Int: 0
|  | 200A 36kA Triple Pole DU250 TMR MCCB L&T CM98061OOOO | Standard Buying | 6090 | Nos | 1 | 1 | 200A 36kA Triple Pole DU250 TMR MCCB L&T CM98061OOOO | Electrical Components | Text: 200A 36kA Triple Pole DU250 TMR MCCB L&T CM98061OOOO; Check: 1; Check: 0; Link: INR; Int: 0
|  | 250A 36kA Triple Pole DU250 TMR MCCB L&T CM98060OOOO | Standard Buying | 7000.6 | Nos | 1 | 1 | 250A 36kA Triple Pole DU250 TMR MCCB L&T CM98060OOOO | Electrical Components | Text: 250A 36kA Triple Pole DU250 TMR MCCB L&T CM98060OOOO; Check: 1; Check: 0; Link: INR; Int: 0
|  | 320A 50kA Triple Pole DU400N TMR MCCB L&T CM98402OOQO | Standard Buying | 9239.4 | Nos | 1 | 1 | 320A 50kA Triple Pole DU400N TMR MCCB L&T CM98402OOQO | Electrical Components | Text: 320A 50kA Triple Pole DU400N TMR MCCB L&T CM98402OOQO; Check: 1; Check: 0; Link: INR; Int: 0
|  | 400A 50kA Triple Pole DU400N TMR MCCB L&T CM98402OORO | Standard Buying | 9291.6 | Nos | 1 | 1 | 400A 50kA Triple Pole DU400N TMR MCCB L&T CM98402OORO | Electrical Components | Text: 400A 50kA Triple Pole DU400N TMR MCCB L&T CM98402OORO; Check: 1; Check: 0; Link: INR; Int: 0
|  | 160A 25kA Four Pole DU250CTMR MCCB L&T CM90634OOMO | Standard Buying | 4854.6 | Nos | 1 | 1 | 160A 25kA Four Pole DU250CTMR MCCB L&T CM90634OOMO | Electrical Components | Text: 160A 25kA Four Pole DU250CTMR MCCB L&T CM90634OOMO; Check: 1; Check: 0; Link: INR; Int: 0
|  | 200A 25kA Four Pole DU250C TMR MCCB L&T CM90634OONO | Standard Buying | 5475.2 | Nos | 1 | 1 | 200A 25kA Four Pole DU250C TMR MCCB L&T CM90634OONO | Electrical Components | Text: 200A 25kA Four Pole DU250C TMR MCCB L&T CM90634OONO; Check: 1; Check: 0; Link: INR; Int: 0
|  | 250A 25kA Four Pole DU250C TMR MCCB L&T CM90634OOPO | Standard Buying | 6443.8 | Nos | 1 | 1 | 250A 25kA Four Pole DU250C TMR MCCB L&T CM90634OOPO | Electrical Components | Text: 250A 25kA Four Pole DU250C TMR MCCB L&T CM90634OOPO; Check: 1; Check: 0; Link: INR; Int: 0
|  | 160A 36kA Four Pole DU250 TMR MCCB L&T CM98065OOMO | Standard Buying | 5718.8 | Nos | 1 | 1 | 160A 36kA Four Pole DU250 TMR MCCB L&T CM98065OOMO | Electrical Components | Text: 160A 36kA Four Pole DU250 TMR MCCB L&T CM98065OOMO; Check: 1; Check: 0; Link: INR; Int: 0
|  | 200A 36kA Four Pole DU250 TMR MCCB L&T CM98065OONO | Standard Buying | 7859 | Nos | 1 | 1 | 200A 36kA Four Pole DU250 TMR MCCB L&T CM98065OONO | Electrical Components | Text: 200A 36kA Four Pole DU250 TMR MCCB L&T CM98065OONO; Check: 1; Check: 0; Link: INR; Int: 0
|  | 250A 36kA Four Pole DU250 TMR MCCB L&T CM98404OOPO | Standard Buying | 9007.4 | Nos | 1 | 1 | 250A 36kA Four Pole DU250 TMR MCCB L&T CM98404OOPO | Electrical Components | Text: 250A 36kA Four Pole DU250 TMR MCCB L&T CM98404OOPO; Check: 1; Check: 0; Link: INR; Int: 0
|  | 320A 50kA Four Pole DU400N TMR MCCB L&T CM98404OOQO | Standard Buying | 11426 | Nos | 1 | 1 | 320A 50kA Four Pole DU400N TMR MCCB L&T CM98404OOQO | Electrical Components | Text: 320A 50kA Four Pole DU400N TMR MCCB L&T CM98404OOQO; Check: 1; Check: 0; Link: INR; Int: 0
|  | 400A 50kA Four Pole DU400NTMR MCCB L&T CM98404OORO | Standard Buying | 11617.4 | Nos | 1 | 1 | 400A 50kA Four Pole DU400NTMR MCCB L&T CM98404OORO | Electrical Components | Text: 400A 50kA Four Pole DU400NTMR MCCB L&T CM98404OORO; Check: 1; Check: 0; Link: INR; Int: 0
|  | Extended Rotary Handle DU100D/DU125D/DU100H/DU125H L&T CM97896OOOO | Standard Buying | 748.2 | Nos | 1 | 1 | Extended Rotary Handle DU100D/DU125D/DU100H/DU125H L&T CM97896OOOO | Electrical Components | Text: Extended Rotary Handle DU100D/DU125D/DU100H/DU125H L&T CM97896OOOO; Check: 1; Check: 0; Link: INR; Int: 0
|  | Extended Rotary Handle DU250C/DU250 L&T CM98041OOOO | Standard Buying | 870 | Nos | 1 | 1 | Extended Rotary Handle DU250C/DU250 L&T CM98041OOOO | Electrical Components | Text: Extended Rotary Handle DU250C/DU250 L&T CM98041OOOO; Check: 1; Check: 0; Link: INR; Int: 0
|  | Two Pole Spreader Terminal DU100H L&T CM97785OOO2 | Standard Buying | 98.6 | Nos | 1 | 1 | Two Pole Spreader Terminal DU100H L&T CM97785OOO2 | Electrical Components | Text: Two Pole Spreader Terminal DU100H L&T CM97785OOO2; Check: 1; Check: 0; Link: INR; Int: 0
|  | Two Pole Spreader Terminal DU125H L&T CM91199OOLO | Standard Buying | 127.6 | Nos | 1 | 1 | Two Pole Spreader Terminal DU125H L&T CM91199OOLO | Electrical Components | Text: Two Pole Spreader Terminal DU125H L&T CM91199OOLO; Check: 1; Check: 0; Link: INR; Int: 0
|  | Two Pole Spreader Terminal DU250 L&T CM90960OOOO | Standard Buying | 139.2 | Nos | 1 | 1 | Two Pole Spreader Terminal DU250 L&T CM90960OOOO | Electrical Components | Text: Two Pole Spreader Terminal DU250 L&T CM90960OOOO; Check: 1; Check: 0; Link: INR; Int: 0
|  | Triple Pole Spreader Terminal DU100D/DU100H L&T CM97785OOOO | Standard Buying | 197.2 | Nos | 1 | 1 | Triple Pole Spreader Terminal DU100D/DU100H L&T CM97785OOOO | Electrical Components | Text: Triple Pole Spreader Terminal DU100D/DU100H L&T CM97785OOOO; Check: 1; Check: 0; Link: INR; Int: 0
|  | Triple Pole Spreader Terminal DU125D/125H L&T CM90687OOLO | Standard Buying | 234.9 | Nos | 1 | 1 | Triple Pole Spreader Terminal DU125D/125H L&T CM90687OOLO | Electrical Components | Text: Triple Pole Spreader Terminal DU125D/125H L&T CM90687OOLO; Check: 1; Check: 0; Link: INR; Int: 0
|  | Triple Pole Spreader Terminal DU250C/DU250 L&T ST98053OOOO | Standard Buying | 275.5 | Nos | 1 | 1 | Triple Pole Spreader Terminal DU250C/DU250 L&T ST98053OOOO | Electrical Components | Text: Triple Pole Spreader Terminal DU250C/DU250 L&T ST98053OOOO; Check: 1; Check: 0; Link: INR; Int: 0
|  | Triple Pole Spreader Terminal DU400N L&T ST98065OOOO | Standard Buying | 1249.9 | Nos | 1 | 1 | Triple Pole Spreader Terminal DU400N L&T ST98065OOOO | Electrical Components | Text: Triple Pole Spreader Terminal DU400N L&T ST98065OOOO; Check: 1; Check: 0; Link: INR; Int: 0
|  | Four Pole Spreader Terminal DU100D/DU100H L&T CM97921OOOO | Standard Buying | 1792.2 | Nos | 1 | 1 | Four Pole Spreader Terminal DU100D/DU100H L&T CM97921OOOO | Electrical Components | Text: Four Pole Spreader Terminal DU100D/DU100H L&T CM97921OOOO; Check: 1; Check: 0; Link: INR; Int: 0
|  | Four Pole Spreader Terminal DU125D/DU125H L&T CM90688OOLO | Standard Buying | 275.5 | Nos | 1 | 1 | Four Pole Spreader Terminal DU125D/DU125H L&T CM90688OOLO | Electrical Components | Text: Four Pole Spreader Terminal DU125D/DU125H L&T CM90688OOLO; Check: 1; Check: 0; Link: INR; Int: 0
|  | Four Pole Spreader Terminal DU250C/DU250 L&T CM92007OOOO | Standard Buying | 872.9 | Nos | 1 | 1 | Four Pole Spreader Terminal DU250C/DU250 L&T CM92007OOOO | Electrical Components | Text: Four Pole Spreader Terminal DU250C/DU250 L&T CM92007OOOO; Check: 1; Check: 0; Link: INR; Int: 0
|  | Shunt Release Type DU100H And DU250 MCCB L&T CM97883OOMO | Standard Buying | 719.2 | Nos | 1 | 1 | Shunt Release Type DU100H And DU250 MCCB L&T CM97883OOMO | Electrical Components | Text: Shunt Release Type DU100H And DU250 MCCB L&T CM97883OOMO; Check: 1; Check: 0; Link: INR; Int: 0
|  | AuxiliaryContact 1NO For DU MCCB L&T CM97886OOOO | Standard Buying | 411.8 | Nos | 1 | 1 | AuxiliaryContact 1NO For DU MCCB L&T CM97886OOOO | Electrical Components | Text: AuxiliaryContact 1NO For DU MCCB L&T CM97886OOOO; Check: 1; Check: 0; Link: INR; Int: 0
|  | 20A 25kA Triple Pole DN0 TMR MCCB L&T CM91612OODOOG | Standard Buying | 3174.7 | Nos | 1 | 1 | 20A 25kA Triple Pole DN0 TMR MCCB L&T CM91612OODOOG | Electrical Components | Text: 20A 25kA Triple Pole DN0 TMR MCCB L&T CM91612OODOOG; Check: 1; Check: 0; Link: INR; Int: 0
|  | 25A 25kA Triple Pole DN0 TMR MCCB L&T CM91612OODOOG | Standard Buying | 3174.7 | Nos | 1 | 1 | 25A 25kA Triple Pole DN0 TMR MCCB L&T CM91612OODOOG | Electrical Components | Text: 25A 25kA Triple Pole DN0 TMR MCCB L&T CM91612OODOOG; Check: 1; Check: 0; Link: INR; Int: 0
|  | 32A 25kA Triple Pole DN0 TMR MCCB L&T CM91612OOEOOG | Standard Buying | 3174.7 | Nos | 1 | 1 | 32A 25kA Triple Pole DN0 TMR MCCB L&T CM91612OOEOOG | Electrical Components | Text: 32A 25kA Triple Pole DN0 TMR MCCB L&T CM91612OOEOOG; Check: 1; Check: 0; Link: INR; Int: 0
|  | 40A 25kA Triple Pole DN0 TMR MCCB L&T CM91612OOFOOG | Standard Buying | 3174.7 | Nos | 1 | 1 | 40A 25kA Triple Pole DN0 TMR MCCB L&T CM91612OOFOOG | Electrical Components | Text: 40A 25kA Triple Pole DN0 TMR MCCB L&T CM91612OOFOOG; Check: 1; Check: 0; Link: INR; Int: 0
|  | 50A 25kA Triple Pole DN0 TMR MCCB L&T CM91612OOGOOG | Standard Buying | 3174.7 | Nos | 1 | 1 | 50A 25kA Triple Pole DN0 TMR MCCB L&T CM91612OOGOOG | Electrical Components | Text: 50A 25kA Triple Pole DN0 TMR MCCB L&T CM91612OOGOOG; Check: 1; Check: 0; Link: INR; Int: 0
|  | 63A 25kA Triple Pole DN0 TMR MCCB L&T CM91612OOHOOG | Standard Buying | 3174.7 | Nos | 1 | 1 | 63A 25kA Triple Pole DN0 TMR MCCB L&T CM91612OOHOOG | Electrical Components | Text: 63A 25kA Triple Pole DN0 TMR MCCB L&T CM91612OOHOOG; Check: 1; Check: 0; Link: INR; Int: 0
|  | 80A 25kA Triple Pole DN0 TMR MCCB L&T CM91612OOJOOG | Standard Buying | 3174.7 | Nos | 1 | 1 | 80A 25kA Triple Pole DN0 TMR MCCB L&T CM91612OOJOOG | Electrical Components | Text: 80A 25kA Triple Pole DN0 TMR MCCB L&T CM91612OOJOOG; Check: 1; Check: 0; Link: INR; Int: 0
|  | 100A 25kA Triple Pole DN0 TMR MCCB L&T CM91612OOKOOG | Standard Buying | 3174.7 | Nos | 1 | 1 | 100A 25kA Triple Pole DN0 TMR MCCB L&T CM91612OOKOOG | Electrical Components | Text: 100A 25kA Triple Pole DN0 TMR MCCB L&T CM91612OOKOOG; Check: 1; Check: 0; Link: INR; Int: 0
|  | 125A 25kA Triple Pole DN1 TMR MCCB L&T CM90638OOLO | Standard Buying | 4330 | Nos | 1 | 1 | 125A 25kA Triple Pole DN1 TMR MCCB L&T CM90638OOLO | Electrical Components | Text: 125A 25kA Triple Pole DN1 TMR MCCB L&T CM90638OOLO; Check: 1; Check: 0; Link: INR; Int: 0
|  | 160A 25kA Triple Pole DN1 TMR MCCB L&T CM90638OOMO | Standard Buying | 5620 | Nos | 1 | 1 | 160A 25kA Triple Pole DN1 TMR MCCB L&T CM90638OOMO | Electrical Components | Text: 160A 25kA Triple Pole DN1 TMR MCCB L&T CM90638OOMO; Check: 1; Check: 0; Link: INR; Int: 0
|  | 200A 25kA Triple Pole DN1 TMR MCCB L&T CM90638OONO | Standard Buying | 7275 | Nos | 1 | 1 | 200A 25kA Triple Pole DN1 TMR MCCB L&T CM90638OONO | Electrical Components | Text: 200A 25kA Triple Pole DN1 TMR MCCB L&T CM90638OONO; Check: 1; Check: 0; Link: INR; Int: 0
|  | 250A 25kA Triple Pole DN1 TMR MCCB L&T CM90638OOPO | Standard Buying | 8465 | Nos | 1 | 1 | 250A 25kA Triple Pole DN1 TMR MCCB L&T CM90638OOPO | Electrical Components | Text: 250A 25kA Triple Pole DN1 TMR MCCB L&T CM90638OOPO; Check: 1; Check: 0; Link: INR; Int: 0
|  | 20A 25kA Four Pole DN0 TMR MCCB L&T CM91712OOCOOG | Standard Buying | 4393.7 | Nos | 1 | 1 | 20A 25kA Four Pole DN0 TMR MCCB L&T CM91712OOCOOG | Electrical Components | Text: 20A 25kA Four Pole DN0 TMR MCCB L&T CM91712OOCOOG; Check: 1; Check: 0; Link: INR; Int: 0
|  | 25A 25kA Four Pole DN0 TMR MCCB L&T CM91712OODOOG | Standard Buying | 4393.7 | Nos | 1 | 1 | 25A 25kA Four Pole DN0 TMR MCCB L&T CM91712OODOOG | Electrical Components | Text: 25A 25kA Four Pole DN0 TMR MCCB L&T CM91712OODOOG; Check: 1; Check: 0; Link: INR; Int: 0
|  | 32A 25kA Four Pole DN0 TMR MCCB L&T CM91712OOEOOG | Standard Buying | 4393.7 | Nos | 1 | 1 | 32A 25kA Four Pole DN0 TMR MCCB L&T CM91712OOEOOG | Electrical Components | Text: 32A 25kA Four Pole DN0 TMR MCCB L&T CM91712OOEOOG; Check: 1; Check: 0; Link: INR; Int: 0
|  | 40A 25kA Four Pole DN0 TMR MCCB L&T CM91712OOFOOG | Standard Buying | 4393.7 | Nos | 1 | 1 | 40A 25kA Four Pole DN0 TMR MCCB L&T CM91712OOFOOG | Electrical Components | Text: 40A 25kA Four Pole DN0 TMR MCCB L&T CM91712OOFOOG; Check: 1; Check: 0; Link: INR; Int: 0
|  | 50A 25kA Four Pole DN0 TMR MCCB L&T CM91712OOGOOG | Standard Buying | 4393.7 | Nos | 1 | 1 | 50A 25kA Four Pole DN0 TMR MCCB L&T CM91712OOGOOG | Electrical Components | Text: 50A 25kA Four Pole DN0 TMR MCCB L&T CM91712OOGOOG; Check: 1; Check: 0; Link: INR; Int: 0
|  | 63A 25kA Four Pole DN0 TMR MCCB L&T CM91712OOHOOG | Standard Buying | 4393.7 | Nos | 1 | 1 | 63A 25kA Four Pole DN0 TMR MCCB L&T CM91712OOHOOG | Electrical Components | Text: 63A 25kA Four Pole DN0 TMR MCCB L&T CM91712OOHOOG; Check: 1; Check: 0; Link: INR; Int: 0
|  | 80A 25kA Four Pole DN0 TMR MCCB L&T CM91712OOJOOG | Standard Buying | 4393.7 | Nos | 1 | 1 | 80A 25kA Four Pole DN0 TMR MCCB L&T CM91712OOJOOG | Electrical Components | Text: 80A 25kA Four Pole DN0 TMR MCCB L&T CM91712OOJOOG; Check: 1; Check: 0; Link: INR; Int: 0
|  | 100A 25kA Four Pole DN0 TMR MCCB L&T CM91712OOKOOG | Standard Buying | 4393.7 | Nos | 1 | 1 | 100A 25kA Four Pole DN0 TMR MCCB L&T CM91712OOKOOG | Electrical Components | Text: 100A 25kA Four Pole DN0 TMR MCCB L&T CM91712OOKOOG; Check: 1; Check: 0; Link: INR; Int: 0
|  | 125A 25kA Four Pole DN1 TMR MCCB L&T CM90642OOLO | Standard Buying | 5245 | Nos | 1 | 1 | 125A 25kA Four Pole DN1 TMR MCCB L&T CM90642OOLO | Electrical Components | Text: 125A 25kA Four Pole DN1 TMR MCCB L&T CM90642OOLO; Check: 1; Check: 0; Link: INR; Int: 0
|  | 160A 25kA Four Pole DN1 TMR MCCB L&T CM90642OOMO | Standard Buying | 6665 | Nos | 1 | 1 | 160A 25kA Four Pole DN1 TMR MCCB L&T CM90642OOMO | Electrical Components | Text: 160A 25kA Four Pole DN1 TMR MCCB L&T CM90642OOMO; Check: 1; Check: 0; Link: INR; Int: 0
|  | 200A 25kA Four Pole DN1 TMR MCCB L&T CM90642OONO | Standard Buying | 9245 | Nos | 1 | 1 | 200A 25kA Four Pole DN1 TMR MCCB L&T CM90642OONO | Electrical Components | Text: 200A 25kA Four Pole DN1 TMR MCCB L&T CM90642OONO; Check: 1; Check: 0; Link: INR; Int: 0
|  | 250A 25kA Four Pole DN1 TMR MCCB L&T CM90642OOPO | Standard Buying | 10515 | Nos | 1 | 1 | 250A 25kA Four Pole DN1 TMR MCCB L&T CM90642OOPO | Electrical Components | Text: 250A 25kA Four Pole DN1 TMR MCCB L&T CM90642OOPO; Check: 1; Check: 0; Link: INR; Int: 0
|  | 20A 36kA Triple Pole DN0 TMR MCCB L&T CM97893OOC2OG | Standard Buying | 3016 | Nos | 1 | 1 | 20A 36kA Triple Pole DN0 TMR MCCB L&T CM97893OOC2OG | Electrical Components | Text: 20A 36kA Triple Pole DN0 TMR MCCB L&T CM97893OOC2OG; Check: 1; Check: 0; Link: INR; Int: 0
|  | 25A 36kA Triple Pole DN0 TMR MCCB L&T CM97893OOD2OG | Standard Buying | 3016 | Nos | 1 | 1 | 25A 36kA Triple Pole DN0 TMR MCCB L&T CM97893OOD2OG | Electrical Components | Text: 25A 36kA Triple Pole DN0 TMR MCCB L&T CM97893OOD2OG; Check: 1; Check: 0; Link: INR; Int: 0
|  | 32A 36kA Triple Pole DN0 TMR MCCB L&T CM97893OOE2OG | Standard Buying | 3016 | Nos | 1 | 1 | 32A 36kA Triple Pole DN0 TMR MCCB L&T CM97893OOE2OG | Electrical Components | Text: 32A 36kA Triple Pole DN0 TMR MCCB L&T CM97893OOE2OG; Check: 1; Check: 0; Link: INR; Int: 0
|  | 40A 36kA Triple Pole DN0 TMR MCCB L&T CM97893OOF2OG | Standard Buying | 3016 | Nos | 1 | 1 | 40A 36kA Triple Pole DN0 TMR MCCB L&T CM97893OOF2OG | Electrical Components | Text: 40A 36kA Triple Pole DN0 TMR MCCB L&T CM97893OOF2OG; Check: 1; Check: 0; Link: INR; Int: 0
|  | 50A 36kA Triple Pole DN0 TMR MCCB L&T CM97893OOG2OG | Standard Buying | 3016 | Nos | 1 | 1 | 50A 36kA Triple Pole DN0 TMR MCCB L&T CM97893OOG2OG | Electrical Components | Text: 50A 36kA Triple Pole DN0 TMR MCCB L&T CM97893OOG2OG; Check: 1; Check: 0; Link: INR; Int: 0
|  | 63A 36kA Triple Pole DN0 TMR MCCB L&T CM97893OOH2OG | Standard Buying | 3016 | Nos | 1 | 1 | 63A 36kA Triple Pole DN0 TMR MCCB L&T CM97893OOH2OG | Electrical Components | Text: 63A 36kA Triple Pole DN0 TMR MCCB L&T CM97893OOH2OG; Check: 1; Check: 0; Link: INR; Int: 0
|  | 80A 36kA Triple Pole DN0 TMR MCCB L&T CM97893OOJ2OG | Standard Buying | 3016 | Nos | 1 | 1 | 80A 36kA Triple Pole DN0 TMR MCCB L&T CM97893OOJ2OG | Electrical Components | Text: 80A 36kA Triple Pole DN0 TMR MCCB L&T CM97893OOJ2OG; Check: 1; Check: 0; Link: INR; Int: 0
|  | 100A 36kA Triple Pole DN0 TMR MCCB L&TCM97893OOK2OG | Standard Buying | 3016 | Nos | 1 | 1 | 100A 36kA Triple Pole DN0 TMR MCCB L&TCM97893OOK2OG | Electrical Components | Text: 100A 36kA Triple Pole DN0 TMR MCCB L&TCM97893OOK2OG; Check: 1; Check: 0; Link: INR; Int: 0
|  | 125A 36kA Triple Pole DN0 TMR MCCB L&T CM90680OOLOOG | Standard Buying | 3416.4 | Nos | 1 | 1 | 125A 36kA Triple Pole DN0 TMR MCCB L&T CM90680OOLOOG | Electrical Components | Text: 125A 36kA Triple Pole DN0 TMR MCCB L&T CM90680OOLOOG; Check: 1; Check: 0; Link: INR; Int: 0
|  | 20A 36kA Four Pole DN0 TMR MCCB L&T CM97919OOC2OG | Standard Buying | 4186 | Nos | 1 | 1 | 20A 36kA Four Pole DN0 TMR MCCB L&T CM97919OOC2OG | Electrical Components | Text: 20A 36kA Four Pole DN0 TMR MCCB L&T CM97919OOC2OG; Check: 1; Check: 0; Link: INR; Int: 0
|  | 25A 36kA Four Pole DN0 TMR MCCB L&T CM97919OOD2OG | Standard Buying | 4186 | Nos | 1 | 1 | 25A 36kA Four Pole DN0 TMR MCCB L&T CM97919OOD2OG | Electrical Components | Text: 25A 36kA Four Pole DN0 TMR MCCB L&T CM97919OOD2OG; Check: 1; Check: 0; Link: INR; Int: 0
|  | 32A 36kA Four Pole DN0 TMR MCCB L&T CM97919OOE2OG | Standard Buying | 4186 | Nos | 1 | 1 | 32A 36kA Four Pole DN0 TMR MCCB L&T CM97919OOE2OG | Electrical Components | Text: 32A 36kA Four Pole DN0 TMR MCCB L&T CM97919OOE2OG; Check: 1; Check: 0; Link: INR; Int: 0
|  | 40A 36kA Four Pole DN0 TMR MCCB L&T CM97919OOF2OG | Standard Buying | 4186 | Nos | 1 | 1 | 40A 36kA Four Pole DN0 TMR MCCB L&T CM97919OOF2OG | Electrical Components | Text: 40A 36kA Four Pole DN0 TMR MCCB L&T CM97919OOF2OG; Check: 1; Check: 0; Link: INR; Int: 0
|  | 50A 36kA Four Pole DN0 TMR MCCB L&T CM97919OOG2OG | Standard Buying | 4186 | Nos | 1 | 1 | 50A 36kA Four Pole DN0 TMR MCCB L&T CM97919OOG2OG | Electrical Components | Text: 50A 36kA Four Pole DN0 TMR MCCB L&T CM97919OOG2OG; Check: 1; Check: 0; Link: INR; Int: 0
|  | 63A 36kA Four Pole DN0 TMR MCCB L&T CM97919OOH2OG | Standard Buying | 4186 | Nos | 1 | 1 | 63A 36kA Four Pole DN0 TMR MCCB L&T CM97919OOH2OG | Electrical Components | Text: 63A 36kA Four Pole DN0 TMR MCCB L&T CM97919OOH2OG; Check: 1; Check: 0; Link: INR; Int: 0
|  | 80A 36kA Four Pole DN0 TMR MCCB L&T CM97919OOJ2OG | Standard Buying | 4186 | Nos | 1 | 1 | 80A 36kA Four Pole DN0 TMR MCCB L&T CM97919OOJ2OG | Electrical Components | Text: 80A 36kA Four Pole DN0 TMR MCCB L&T CM97919OOJ2OG; Check: 1; Check: 0; Link: INR; Int: 0
|  | 100A 36kA Four Pole DN0 TMR MCCB L&TCM97919OOK2OG | Standard Buying | 4186 | Nos | 1 | 1 | 100A 36kA Four Pole DN0 TMR MCCB L&TCM97919OOK2OG | Electrical Components | Text: 100A 36kA Four Pole DN0 TMR MCCB L&TCM97919OOK2OG; Check: 1; Check: 0; Link: INR; Int: 0
|  | 125A 36kA Four Pole DN0 TMR MCCB L&TCM90681OOLOOG | Standard Buying | 4550 | Nos | 1 | 1 | 125A 36kA Four Pole DN0 TMR MCCB L&TCM90681OOLOOG | Electrical Components | Text: 125A 36kA Four Pole DN0 TMR MCCB L&TCM90681OOLOOG; Check: 1; Check: 0; Link: INR; Int: 0
|  | 125A 36kA Triple Pole DN2 TMR MCCB L&T CM92008OOL1OG | Standard Buying | 4689.6 | Nos | 1 | 1 | 125A 36kA Triple Pole DN2 TMR MCCB L&T CM92008OOL1OG | Electrical Components | Text: 125A 36kA Triple Pole DN2 TMR MCCB L&T CM92008OOL1OG; Check: 1; Check: 0; Link: INR; Int: 0
|  | 160A 36kA Triple Pole DN2 TMR MCCB L&T CM92008OOM1OG | Standard Buying | 6235.2 | Nos | 1 | 1 | 160A 36kA Triple Pole DN2 TMR MCCB L&T CM92008OOM1OG | Electrical Components | Text: 160A 36kA Triple Pole DN2 TMR MCCB L&T CM92008OOM1OG; Check: 1; Check: 0; Link: INR; Int: 0
|  | 200A 36kA Triple Pole DN2 TMR MCCB L&T CM92009OON1OG | Standard Buying | 8236.8 | Nos | 1 | 1 | 200A 36kA Triple Pole DN2 TMR MCCB L&T CM92009OON1OG | Electrical Components | Text: 200A 36kA Triple Pole DN2 TMR MCCB L&T CM92009OON1OG; Check: 1; Check: 0; Link: INR; Int: 0
|  | 250A 36kA Triple Pole DN2 TMR MCCB L&T CM92009OOP1OG | Standard Buying | 9024 | Nos | 1 | 1 | 250A 36kA Triple Pole DN2 TMR MCCB L&T CM92009OOP1OG | Electrical Components | Text: 250A 36kA Triple Pole DN2 TMR MCCB L&T CM92009OOP1OG; Check: 1; Check: 0; Link: INR; Int: 0
|  | 320A 36kA Triple Pole DN3B TMR MCCB L&T CM98401OOQOOG | Standard Buying | 10516.8 | Nos | 1 | 1 | 320A 36kA Triple Pole DN3B TMR MCCB L&T CM98401OOQOOG | Electrical Components | Text: 320A 36kA Triple Pole DN3B TMR MCCB L&T CM98401OOQOOG; Check: 1; Check: 0; Link: INR; Int: 0
|  | 400A 36kA Triple Pole DN3B TMR MCCB L&T CM98401OOROOG | Standard Buying | 10526.4 | Nos | 1 | 1 | 400A 36kA Triple Pole DN3B TMR MCCB L&T CM98401OOROOG | Electrical Components | Text: 400A 36kA Triple Pole DN3B TMR MCCB L&T CM98401OOROOG; Check: 1; Check: 0; Link: INR; Int: 0
|  | 500A 36kA Triple Pole DN3 TMR MCCB L&T CM94006OOS1OG | Standard Buying | 12796.8 | Nos | 1 | 1 | 500A 36kA Triple Pole DN3 TMR MCCB L&T CM94006OOS1OG | Electrical Components | Text: 500A 36kA Triple Pole DN3 TMR MCCB L&T CM94006OOS1OG; Check: 1; Check: 0; Link: INR; Int: 0
|  | 630A 36kA Triple Pole DN3 TMR MCCB L&T CM94006OOT1OG | Standard Buying | 14068.8 | Nos | 1 | 1 | 630A 36kA Triple Pole DN3 TMR MCCB L&T CM94006OOT1OG | Electrical Components | Text: 630A 36kA Triple Pole DN3 TMR MCCB L&T CM94006OOT1OG; Check: 1; Check: 0; Link: INR; Int: 0
|  | 125A 36kA Four Pole DN2 TMR MCCB L&T CM92108OOL1OG | Standard Buying | 5764.8 | Nos | 1 | 1 | 125A 36kA Four Pole DN2 TMR MCCB L&T CM92108OOL1OG | Electrical Components | Text: 125A 36kA Four Pole DN2 TMR MCCB L&T CM92108OOL1OG; Check: 1; Check: 0; Link: INR; Int: 0
|  | 160A 36kA Four Pole DN2 TMR MCCB L&T CM92108OOM1OG | Standard Buying | 7406.4 | Nos | 1 | 1 | 160A 36kA Four Pole DN2 TMR MCCB L&T CM92108OOM1OG | Electrical Components | Text: 160A 36kA Four Pole DN2 TMR MCCB L&T CM92108OOM1OG; Check: 1; Check: 0; Link: INR; Int: 0
|  | 200A 36kA Four Pole DN2 TMR MCCB L&T CM92109OON1OG | Standard Buying | 10233.6 | Nos | 1 | 1 | 200A 36kA Four Pole DN2 TMR MCCB L&T CM92109OON1OG | Electrical Components | Text: 200A 36kA Four Pole DN2 TMR MCCB L&T CM92109OON1OG; Check: 1; Check: 0; Link: INR; Int: 0
|  | 250A 36kA Four Pole DN2 TMR MCCB L&T CM92109OOP1OG | Standard Buying | 11025.6 | Nos | 1 | 1 | 250A 36kA Four Pole DN2 TMR MCCB L&T CM92109OOP1OG | Electrical Components | Text: 250A 36kA Four Pole DN2 TMR MCCB L&T CM92109OOP1OG; Check: 1; Check: 0; Link: INR; Int: 0
|  | 320A 36kA Four Pole DN3 TMR MCCB L&T CM98403OOQOOG | Standard Buying | 12820.8 | Nos | 1 | 1 | 320A 36kA Four Pole DN3 TMR MCCB L&T CM98403OOQOOG | Electrical Components | Text: 320A 36kA Four Pole DN3 TMR MCCB L&T CM98403OOQOOG; Check: 1; Check: 0; Link: INR; Int: 0
|  | 400A 36kA Four Pole DN3 TMR MCCB L&T CM98403OOROOG | Standard Buying | 13032 | Nos | 1 | 1 | 400A 36kA Four Pole DN3 TMR MCCB L&T CM98403OOROOG | Electrical Components | Text: 400A 36kA Four Pole DN3 TMR MCCB L&T CM98403OOROOG; Check: 1; Check: 0; Link: INR; Int: 0
|  | 500A 36kA Four Pole DN3 TMR MCCB L&T CM94106OOS1OG | Standard Buying | 15984 | Nos | 1 | 1 | 500A 36kA Four Pole DN3 TMR MCCB L&T CM94106OOS1OG | Electrical Components | Text: 500A 36kA Four Pole DN3 TMR MCCB L&T CM94106OOS1OG; Check: 1; Check: 0; Link: INR; Int: 0
|  | 630A 36kA Four Pole DN3 TMR MCCB L&T CM94106OOT1OG | Standard Buying | 17366.4 | Nos | 1 | 1 | 630A 36kA Four Pole DN3 TMR MCCB L&T CM94106OOT1OG | Electrical Components | Text: 630A 36kA Four Pole DN3 TMR MCCB L&T CM94106OOT1OG; Check: 1; Check: 0; Link: INR; Int: 0
|  | 125A 50kA Triple Pole DN2 TMR MCCB L&T CM92005OOL1OG | Standard Buying | 6604.8 | Nos | 1 | 1 | 125A 50kA Triple Pole DN2 TMR MCCB L&T CM92005OOL1OG | Electrical Components | Text: 125A 50kA Triple Pole DN2 TMR MCCB L&T CM92005OOL1OG; Check: 1; Check: 0; Link: INR; Int: 0
|  | 160A 50kA Triple Pole DN2 TMR MCCB L&T CM92005OOM1OG | Standard Buying | 7660.8 | Nos | 1 | 1 | 160A 50kA Triple Pole DN2 TMR MCCB L&T CM92005OOM1OG | Electrical Components | Text: 160A 50kA Triple Pole DN2 TMR MCCB L&T CM92005OOM1OG; Check: 1; Check: 0; Link: INR; Int: 0
|  | 200A 50kA Triple Pole DN2 TMR MCCB L&T CM92006OON1OG | Standard Buying | 9216 | Nos | 1 | 1 | 200A 50kA Triple Pole DN2 TMR MCCB L&T CM92006OON1OG | Electrical Components | Text: 200A 50kA Triple Pole DN2 TMR MCCB L&T CM92006OON1OG; Check: 1; Check: 0; Link: INR; Int: 0
|  | 250A 50kA Triple Pole DN2 TMR MCCB L&T CM92006OOP1OG | Standard Buying | 9969.6 | Nos | 1 | 1 | 250A 50kA Triple Pole DN2 TMR MCCB L&T CM92006OOP1OG | Electrical Components | Text: 250A 50kA Triple Pole DN2 TMR MCCB L&T CM92006OOP1OG; Check: 1; Check: 0; Link: INR; Int: 0
|  | 320A 50kA Triple Pole DN3 TMR MCCB L&T CM94003OOQ1OG | Standard Buying | 11784 | Nos | 1 | 1 | 320A 50kA Triple Pole DN3 TMR MCCB L&T CM94003OOQ1OG | Electrical Components | Text: 320A 50kA Triple Pole DN3 TMR MCCB L&T CM94003OOQ1OG; Check: 1; Check: 0; Link: INR; Int: 0
|  | 400A 50kA Triple Pole DN3 TMR MCCB L&T CM94003OOR1OG | Standard Buying | 11822.4 | Nos | 1 | 1 | 400A 50kA Triple Pole DN3 TMR MCCB L&T CM94003OOR1OG | Electrical Components | Text: 400A 50kA Triple Pole DN3 TMR MCCB L&T CM94003OOR1OG; Check: 1; Check: 0; Link: INR; Int: 0
|  | 500A 50kA Triple Pole DN3 TMR MCCB L&T CM94004OOS1OG | Standard Buying | 13905.6 | Nos | 1 | 1 | 500A 50kA Triple Pole DN3 TMR MCCB L&T CM94004OOS1OG | Electrical Components | Text: 500A 50kA Triple Pole DN3 TMR MCCB L&T CM94004OOS1OG; Check: 1; Check: 0; Link: INR; Int: 0
|  | 630A 50kA Triple Pole DN3 TMR MCCB L&T CM94004OOT1OG | Standard Buying | 14692.8 | Nos | 1 | 1 | 630A 50kA Triple Pole DN3 TMR MCCB L&T CM94004OOT1OG | Electrical Components | Text: 630A 50kA Triple Pole DN3 TMR MCCB L&T CM94004OOT1OG; Check: 1; Check: 0; Link: INR; Int: 0
|  | 125A 50kA Four Pole DN2 TMR MCCB L&T CM92105OOL1OG | Standard Buying | 7929.6 | Nos | 1 | 1 | 125A 50kA Four Pole DN2 TMR MCCB L&T CM92105OOL1OG | Electrical Components | Text: 125A 50kA Four Pole DN2 TMR MCCB L&T CM92105OOL1OG; Check: 1; Check: 0; Link: INR; Int: 0
|  | 160A 50kA Four Pole DN2 TMR MCCB L&T CM92105OOM1OG | Standard Buying | 8899.2 | Nos | 1 | 1 | 160A 50kA Four Pole DN2 TMR MCCB L&T CM92105OOM1OG | Electrical Components | Text: 160A 50kA Four Pole DN2 TMR MCCB L&T CM92105OOM1OG; Check: 1; Check: 0; Link: INR; Int: 0
|  | 200A 50kA Four Pole DN2 TMR MCCB L&T CM92106OON1OG | Standard Buying | 11520 | Nos | 1 | 1 | 200A 50kA Four Pole DN2 TMR MCCB L&T CM92106OON1OG | Electrical Components | Text: 200A 50kA Four Pole DN2 TMR MCCB L&T CM92106OON1OG; Check: 1; Check: 0; Link: INR; Int: 0
|  | 250A 50kA Four Pole DN2 TMR MCCB L&T CM92106OOP1OG | Standard Buying | 12235.2 | Nos | 1 | 1 | 250A 50kA Four Pole DN2 TMR MCCB L&T CM92106OOP1OG | Electrical Components | Text: 250A 50kA Four Pole DN2 TMR MCCB L&T CM92106OOP1OG; Check: 1; Check: 0; Link: INR; Int: 0
|  | 320A 50kA Four Pole DN3 TMR MCCB L&T CM94103OOQ1OG | Standard Buying | 14563.2 | Nos | 1 | 1 | 320A 50kA Four Pole DN3 TMR MCCB L&T CM94103OOQ1OG | Electrical Components | Text: 320A 50kA Four Pole DN3 TMR MCCB L&T CM94103OOQ1OG; Check: 1; Check: 0; Link: INR; Int: 0
|  | 400A 50kA Four Pole DN3 TMR MCCB L&T CM94103OOR1OG | Standard Buying | 14764.8 | Nos | 1 | 1 | 400A 50kA Four Pole DN3 TMR MCCB L&T CM94103OOR1OG | Electrical Components | Text: 400A 50kA Four Pole DN3 TMR MCCB L&T CM94103OOR1OG; Check: 1; Check: 0; Link: INR; Int: 0
|  | 500A 50kA Four Pole DN3 TMR MCCB L&T CM94104OOS1OG | Standard Buying | 17558.4 | Nos | 1 | 1 | 500A 50kA Four Pole DN3 TMR MCCB L&T CM94104OOS1OG | Electrical Components | Text: 500A 50kA Four Pole DN3 TMR MCCB L&T CM94104OOS1OG; Check: 1; Check: 0; Link: INR; Int: 0
|  | 630A 50kA Four Pole DN3 TMR MCCB L&T CM94104OOT1OG | Standard Buying | 18720 | Nos | 1 | 1 | 630A 50kA Four Pole DN3 TMR MCCB L&T CM94104OOT1OG | Electrical Components | Text: 630A 50kA Four Pole DN3 TMR MCCB L&T CM94104OOT1OG; Check: 1; Check: 0; Link: INR; Int: 0
|  | 125A 70kA Triple Pole DN2 TMR MCCB L&T CM92002OOL1OG | Standard Buying | 9676.8 | Nos | 1 | 1 | 125A 70kA Triple Pole DN2 TMR MCCB L&T CM92002OOL1OG | Electrical Components | Text: 125A 70kA Triple Pole DN2 TMR MCCB L&T CM92002OOL1OG; Check: 1; Check: 0; Link: INR; Int: 0
|  | 160A 70kA Triple Pole DN2 TMR MCCB L&T CM92002OOM1OG | Standard Buying | 10790.4 | Nos | 1 | 1 | 160A 70kA Triple Pole DN2 TMR MCCB L&T CM92002OOM1OG | Electrical Components | Text: 160A 70kA Triple Pole DN2 TMR MCCB L&T CM92002OOM1OG; Check: 1; Check: 0; Link: INR; Int: 0
|  | 200A 70kA Triple Pole DN2 TMR MCCB L&T CM92003OON1OG | Standard Buying | 11793.6 | Nos | 1 | 1 | 200A 70kA Triple Pole DN2 TMR MCCB L&T CM92003OON1OG | Electrical Components | Text: 200A 70kA Triple Pole DN2 TMR MCCB L&T CM92003OON1OG; Check: 1; Check: 0; Link: INR; Int: 0
|  | 250A 70kA Triple Pole DN2 TMR MCCB L&T CM92003OOP1OG | Standard Buying | 12604.8 | Nos | 1 | 1 | 250A 70kA Triple Pole DN2 TMR MCCB L&T CM92003OOP1OG | Electrical Components | Text: 250A 70kA Triple Pole DN2 TMR MCCB L&T CM92003OOP1OG; Check: 1; Check: 0; Link: INR; Int: 0
|  | 320A 70kA Triple Pole DN3 TMR MCCB L&T CM94001OOQ1OG | Standard Buying | 13876.8 | Nos | 1 | 1 | 320A 70kA Triple Pole DN3 TMR MCCB L&T CM94001OOQ1OG | Electrical Components | Text: 320A 70kA Triple Pole DN3 TMR MCCB L&T CM94001OOQ1OG; Check: 1; Check: 0; Link: INR; Int: 0
|  | 400A 70kA Triple Pole DN3 TMR MCCB L&T CM94001OOR1OG | Standard Buying | 14011.2 | Nos | 1 | 1 | 400A 70kA Triple Pole DN3 TMR MCCB L&T CM94001OOR1OG | Electrical Components | Text: 400A 70kA Triple Pole DN3 TMR MCCB L&T CM94001OOR1OG; Check: 1; Check: 0; Link: INR; Int: 0
|  | 500A 70kA Triple Pole DN3 TMR MCCB L&T CM94002OOS1OG | Standard Buying | 17784 | Nos | 1 | 1 | 500A 70kA Triple Pole DN3 TMR MCCB L&T CM94002OOS1OG | Electrical Components | Text: 500A 70kA Triple Pole DN3 TMR MCCB L&T CM94002OOS1OG; Check: 1; Check: 0; Link: INR; Int: 0
|  | 630A 70kA Triple Pole DN3 TMR MCCB L&T CM94002OOT1OG | Standard Buying | 18091.2 | Nos | 1 | 1 | 630A 70kA Triple Pole DN3 TMR MCCB L&T CM94002OOT1OG | Electrical Components | Text: 630A 70kA Triple Pole DN3 TMR MCCB L&T CM94002OOT1OG; Check: 1; Check: 0; Link: INR; Int: 0
|  | 125A 70kA Four Pole DN2 TMR MCCB L&T CM92102OOL1OG | Standard Buying | 10708.8 | Nos | 1 | 1 | 125A 70kA Four Pole DN2 TMR MCCB L&T CM92102OOL1OG | Electrical Components | Text: 125A 70kA Four Pole DN2 TMR MCCB L&T CM92102OOL1OG; Check: 1; Check: 0; Link: INR; Int: 0
|  | 160A 70kA Four Pole DN2 TMR MCCB L&T CM92102OOM1OG | Standard Buying | 12206.4 | Nos | 1 | 1 | 160A 70kA Four Pole DN2 TMR MCCB L&T CM92102OOM1OG | Electrical Components | Text: 160A 70kA Four Pole DN2 TMR MCCB L&T CM92102OOM1OG; Check: 1; Check: 0; Link: INR; Int: 0
|  | 200A 70kA Four Pole DN2 TMR MCCB L&T CM92103OON1OG | Standard Buying | 14520 | Nos | 1 | 1 | 200A 70kA Four Pole DN2 TMR MCCB L&T CM92103OON1OG | Electrical Components | Text: 200A 70kA Four Pole DN2 TMR MCCB L&T CM92103OON1OG; Check: 1; Check: 0; Link: INR; Int: 0
|  | 250A 70kA Four Pole DN2 TMR MCCB L&T CM92103OOP1OG | Standard Buying | 15316.8 | Nos | 1 | 1 | 250A 70kA Four Pole DN2 TMR MCCB L&T CM92103OOP1OG | Electrical Components | Text: 250A 70kA Four Pole DN2 TMR MCCB L&T CM92103OOP1OG; Check: 1; Check: 0; Link: INR; Int: 0
|  | 320A 70kA Four Pole DN3 TMR MCCB L&T CM94101OOQ1OG | Standard Buying | 16104 | Nos | 1 | 1 | 320A 70kA Four Pole DN3 TMR MCCB L&T CM94101OOQ1OG | Electrical Components | Text: 320A 70kA Four Pole DN3 TMR MCCB L&T CM94101OOQ1OG; Check: 1; Check: 0; Link: INR; Int: 0
|  | 400A 70kA Four Pole DN3 TMR MCCB L&T CM94101OOR1OG | Standard Buying | 16156.8 | Nos | 1 | 1 | 400A 70kA Four Pole DN3 TMR MCCB L&T CM94101OOR1OG | Electrical Components | Text: 400A 70kA Four Pole DN3 TMR MCCB L&T CM94101OOR1OG; Check: 1; Check: 0; Link: INR; Int: 0
|  | 500A 70kA Four Pole DN3 TMR MCCB L&T CM94102OOS1OG | Standard Buying | 21681.6 | Nos | 1 | 1 | 500A 70kA Four Pole DN3 TMR MCCB L&T CM94102OOS1OG | Electrical Components | Text: 500A 70kA Four Pole DN3 TMR MCCB L&T CM94102OOS1OG; Check: 1; Check: 0; Link: INR; Int: 0
|  | 630A 70kA Four Pole DN3 TMR MCCB L&T CM94102OOT1OG | Standard Buying | 22579.2 | Nos | 1 | 1 | 630A 70kA Four Pole DN3 TMR MCCB L&T CM94102OOT1OG | Electrical Components | Text: 630A 70kA Four Pole DN3 TMR MCCB L&T CM94102OOT1OG; Check: 1; Check: 0; Link: INR; Int: 0
|  | 40A 36kA Triple Pole DN2 MPR MTX1.0 MCCB L&T CM92063OOOOX1 | Standard Buying | 6697.6 | Nos | 1 | 1 | 40A 36kA Triple Pole DN2 MPR MTX1.0 MCCB L&T CM92063OOOOX1 | Electrical Components | Text: 40A 36kA Triple Pole DN2 MPR MTX1.0 MCCB L&T CM92063OOOOX1; Check: 1; Check: 0; Link: INR; Int: 0
|  | 63A 36kA Triple Pole DN2 MPR MTX1.0 MCCB L&T CM92071OOOOX1 | Standard Buying | 6697.6 | Nos | 1 | 1 | 63A 36kA Triple Pole DN2 MPR MTX1.0 MCCB L&T CM92071OOOOX1 | Electrical Components | Text: 63A 36kA Triple Pole DN2 MPR MTX1.0 MCCB L&T CM92071OOOOX1; Check: 1; Check: 0; Link: INR; Int: 0
|  | 100A 36kA Triple Pole DN2 MPR MTX1.0 MCCB L&TCM92051OOOOX1 | Standard Buying | 6697.6 | Nos | 1 | 1 | 100A 36kA Triple Pole DN2 MPR MTX1.0 MCCB L&TCM92051OOOOX1 | Electrical Components | Text: 100A 36kA Triple Pole DN2 MPR MTX1.0 MCCB L&TCM92051OOOOX1; Check: 1; Check: 0; Link: INR; Int: 0
|  | 160A 36kA Triple Pole DN2 MPR MTX1.0 MCCB L&T CM92074OOOOX1 | Standard Buying | 8556 | Nos | 1 | 1 | 160A 36kA Triple Pole DN2 MPR MTX1.0 MCCB L&T CM92074OOOOX1 | Electrical Components | Text: 160A 36kA Triple Pole DN2 MPR MTX1.0 MCCB L&T CM92074OOOOX1; Check: 1; Check: 0; Link: INR; Int: 0
|  | 250A 36kA Triple Pole DN2 MPR MTX1.0 MCCB L&T CM92054OOOOX1 | Standard Buying | 10731.8 | Nos | 1 | 1 | 250A 36kA Triple Pole DN2 MPR MTX1.0 MCCB L&T CM92054OOOOX1 | Electrical Components | Text: 250A 36kA Triple Pole DN2 MPR MTX1.0 MCCB L&T CM92054OOOOX1; Check: 1; Check: 0; Link: INR; Int: 0
|  | 400A 36kA Triple Pole DN3 MPR MTX1.0 MCCB L&T CM93001OOOOX1 | Standard Buying | 12663.8 | Nos | 1 | 1 | 400A 36kA Triple Pole DN3 MPR MTX1.0 MCCB L&T CM93001OOOOX1 | Electrical Components | Text: 400A 36kA Triple Pole DN3 MPR MTX1.0 MCCB L&T CM93001OOOOX1; Check: 1; Check: 0; Link: INR; Int: 0
|  | 630A 36kA Triple Pole DN3 MPR MTX1.0 MCCB L&T CM93005OOOOX1 | Standard Buying | 13629.8 | Nos | 1 | 1 | 630A 36kA Triple Pole DN3 MPR MTX1.0 MCCB L&T CM93005OOOOX1 | Electrical Components | Text: 630A 36kA Triple Pole DN3 MPR MTX1.0 MCCB L&T CM93005OOOOX1; Check: 1; Check: 0; Link: INR; Int: 0
|  | 40A 36kA Four Pole DN2 MPR MTX1.0 MCCB L&T CM92155OOOOX1 | Standard Buying | 8583.6 | Nos | 1 | 1 | 40A 36kA Four Pole DN2 MPR MTX1.0 MCCB L&T CM92155OOOOX1 | Electrical Components | Text: 40A 36kA Four Pole DN2 MPR MTX1.0 MCCB L&T CM92155OOOOX1; Check: 1; Check: 0; Link: INR; Int: 0
|  | 63A 36kA Four Pole DN2 MPR MTX1.0 MCCB L&T CM92154OOOOX1 | Standard Buying | 8675.6 | Nos | 1 | 1 | 63A 36kA Four Pole DN2 MPR MTX1.0 MCCB L&T CM92154OOOOX1 | Electrical Components | Text: 63A 36kA Four Pole DN2 MPR MTX1.0 MCCB L&T CM92154OOOOX1; Check: 1; Check: 0; Link: INR; Int: 0
|  | 100A 36kA Four Pole DN2 MPR MTX1.0 MCCB L&TCM92153OOOOX1 | Standard Buying | 8675.6 | Nos | 1 | 1 | 100A 36kA Four Pole DN2 MPR MTX1.0 MCCB L&TCM92153OOOOX1 | Electrical Components | Text: 100A 36kA Four Pole DN2 MPR MTX1.0 MCCB L&TCM92153OOOOX1; Check: 1; Check: 0; Link: INR; Int: 0
|  | 160A 36kA Four Pole DN2 MPR MTX1.0 MCCB L&T CM92152OOOOX1 | Standard Buying | 11891 | Nos | 1 | 1 | 160A 36kA Four Pole DN2 MPR MTX1.0 MCCB L&T CM92152OOOOX1 | Electrical Components | Text: 160A 36kA Four Pole DN2 MPR MTX1.0 MCCB L&T CM92152OOOOX1; Check: 1; Check: 0; Link: INR; Int: 0
|  | 250A 36kA Four Pole DN2 MPR MTX1.0 MCCB L&T CM92151OOOOX1 | Standard Buying | 13997.8 | Nos | 1 | 1 | 250A 36kA Four Pole DN2 MPR MTX1.0 MCCB L&T CM92151OOOOX1 | Electrical Components | Text: 250A 36kA Four Pole DN2 MPR MTX1.0 MCCB L&T CM92151OOOOX1; Check: 1; Check: 0; Link: INR; Int: 0
|  | 400A 36kA Four Pole DN3 MPR MTX1.0 MCCB L&T CM93003OOOOX1 | Standard Buying | 15635.4 | Nos | 1 | 1 | 400A 36kA Four Pole DN3 MPR MTX1.0 MCCB L&T CM93003OOOOX1 | Electrical Components | Text: 400A 36kA Four Pole DN3 MPR MTX1.0 MCCB L&T CM93003OOOOX1; Check: 1; Check: 0; Link: INR; Int: 0
|  | 630A 36kA Four Pole DN3 MPR MTX1.0 MCCB L&T CM93007OOOOX1 | Standard Buying | 18432.2 | Nos | 1 | 1 | 630A 36kA Four Pole DN3 MPR MTX1.0 MCCB L&T CM93007OOOOX1 | Electrical Components | Text: 630A 36kA Four Pole DN3 MPR MTX1.0 MCCB L&T CM93007OOOOX1; Check: 1; Check: 0; Link: INR; Int: 0
|  | 40A 50kA Triple Pole DN2 MPR MTX1.0 MCCB L&T CM92064OOOOX1 | Standard Buying | 7985.6 | Nos | 1 | 1 | 40A 50kA Triple Pole DN2 MPR MTX1.0 MCCB L&T CM92064OOOOX1 | Electrical Components | Text: 40A 50kA Triple Pole DN2 MPR MTX1.0 MCCB L&T CM92064OOOOX1; Check: 1; Check: 0; Link: INR; Int: 0
|  | 63A 50kA Triple Pole DN2 MPR MTX1.0 MCCB L&T CM92072OOOOX1 | Standard Buying | 7985.6 | Nos | 1 | 1 | 63A 50kA Triple Pole DN2 MPR MTX1.0 MCCB L&T CM92072OOOOX1 | Electrical Components | Text: 63A 50kA Triple Pole DN2 MPR MTX1.0 MCCB L&T CM92072OOOOX1; Check: 1; Check: 0; Link: INR; Int: 0
|  | 100A 50kA Triple Pole DN2 MPR MTX1.0 MCCB L&TCM92052OOOOX1 | Standard Buying | 7985.6 | Nos | 1 | 1 | 100A 50kA Triple Pole DN2 MPR MTX1.0 MCCB L&TCM92052OOOOX1 | Electrical Components | Text: 100A 50kA Triple Pole DN2 MPR MTX1.0 MCCB L&TCM92052OOOOX1; Check: 1; Check: 0; Link: INR; Int: 0
|  | 160A 50kA Triple Pole DN2 MPR MTX1.0 MCCB L&T CM92075OOOOX1 | Standard Buying | 10156.8 | Nos | 1 | 1 | 160A 50kA Triple Pole DN2 MPR MTX1.0 MCCB L&T CM92075OOOOX1 | Electrical Components | Text: 160A 50kA Triple Pole DN2 MPR MTX1.0 MCCB L&T CM92075OOOOX1; Check: 1; Check: 0; Link: INR; Int: 0
|  | 250A 50kA Triple Pole DN2 MPR MTX1.0 MCCB L&T CM92055OOOOX1 | Standard Buying | 12047.4 | Nos | 1 | 1 | 250A 50kA Triple Pole DN2 MPR MTX1.0 MCCB L&T CM92055OOOOX1 | Electrical Components | Text: 250A 50kA Triple Pole DN2 MPR MTX1.0 MCCB L&T CM92055OOOOX1; Check: 1; Check: 0; Link: INR; Int: 0
|  | 400A 50kA Triple Pole DN3 MPR MTX1.0 MCCB L&T CM93002OOOOX1 | Standard Buying | 13915 | Nos | 1 | 1 | 400A 50kA Triple Pole DN3 MPR MTX1.0 MCCB L&T CM93002OOOOX1 | Electrical Components | Text: 400A 50kA Triple Pole DN3 MPR MTX1.0 MCCB L&T CM93002OOOOX1; Check: 1; Check: 0; Link: INR; Int: 0
|  | 630A 50kA Triple Pole DN3 MPR MTX1.0 MCCB L&T CM93006OOOOX1 | Standard Buying | 15124.8 | Nos | 1 | 1 | 630A 50kA Triple Pole DN3 MPR MTX1.0 MCCB L&T CM93006OOOOX1 | Electrical Components | Text: 630A 50kA Triple Pole DN3 MPR MTX1.0 MCCB L&T CM93006OOOOX1; Check: 1; Check: 0; Link: INR; Int: 0
|  | 800A 50kA Triple Pole DN4 MPR MTX1.0 MCCB L&T CM96021OOOOX1 | Standard Buying | 22121.4 | Nos | 1 | 1 | 800A 50kA Triple Pole DN4 MPR MTX1.0 MCCB L&T CM96021OOOOX1 | Electrical Components | Text: 800A 50kA Triple Pole DN4 MPR MTX1.0 MCCB L&T CM96021OOOOX1; Check: 1; Check: 0; Link: INR; Int: 0
|  | 1000A 50kA Triple Pole DN4 MPR MTX1.0 MCCB L&T CM96022OOOOX1 | Standard Buying | 34113.6 | Nos | 1 | 1 | 1000A 50kA Triple Pole DN4 MPR MTX1.0 MCCB L&T CM96022OOOOX1 | Electrical Components | Text: 1000A 50kA Triple Pole DN4 MPR MTX1.0 MCCB L&T CM96022OOOOX1; Check: 1; Check: 0; Link: INR; Int: 0
|  | 1250A 50kA Triple Pole DN4 MPR MTX1.0 MCCB L&T CM96023OOOOX1 | Standard Buying | 41740.4 | Nos | 1 | 1 | 1250A 50kA Triple Pole DN4 MPR MTX1.0 MCCB L&T CM96023OOOOX1 | Electrical Components | Text: 1250A 50kA Triple Pole DN4 MPR MTX1.0 MCCB L&T CM96023OOOOX1; Check: 1; Check: 0; Link: INR; Int: 0
|  | 40A 50kA Four Pole DN2 MPR MTX1.0 MCCB L&T CM92160OOOOX1 | Standard Buying | 10966.4 | Nos | 1 | 1 | 40A 50kA Four Pole DN2 MPR MTX1.0 MCCB L&T CM92160OOOOX1 | Electrical Components | Text: 40A 50kA Four Pole DN2 MPR MTX1.0 MCCB L&T CM92160OOOOX1; Check: 1; Check: 0; Link: INR; Int: 0
|  | 63A 50kA Four Pole DN2 MPR MTX1.0 MCCB L&T CM92159OOOOX1 | Standard Buying | 10966.4 | Nos | 1 | 1 | 63A 50kA Four Pole DN2 MPR MTX1.0 MCCB L&T CM92159OOOOX1 | Electrical Components | Text: 63A 50kA Four Pole DN2 MPR MTX1.0 MCCB L&T CM92159OOOOX1; Check: 1; Check: 0; Link: INR; Int: 0
|  | 100A 50kA Four Pole DN2 MPR MTX1.0 MCCB L&TCM92158OOOOX1 | Standard Buying | 10966.4 | Nos | 1 | 1 | 100A 50kA Four Pole DN2 MPR MTX1.0 MCCB L&TCM92158OOOOX1 | Electrical Components | Text: 100A 50kA Four Pole DN2 MPR MTX1.0 MCCB L&TCM92158OOOOX1; Check: 1; Check: 0; Link: INR; Int: 0
|  | 160A 50kA Four Pole DN2 MPR MTX1.0 MCCB L&T CM92157OOOOX1 | Standard Buying | 13169.8 | Nos | 1 | 1 | 160A 50kA Four Pole DN2 MPR MTX1.0 MCCB L&T CM92157OOOOX1 | Electrical Components | Text: 160A 50kA Four Pole DN2 MPR MTX1.0 MCCB L&T CM92157OOOOX1; Check: 1; Check: 0; Link: INR; Int: 0
|  | 250A 50kA Four Pole DN2 MPR MTX1.0 MCCB L&T CM92156OOOOX1 | Standard Buying | 15571 | Nos | 1 | 1 | 250A 50kA Four Pole DN2 MPR MTX1.0 MCCB L&T CM92156OOOOX1 | Electrical Components | Text: 250A 50kA Four Pole DN2 MPR MTX1.0 MCCB L&T CM92156OOOOX1; Check: 1; Check: 0; Link: INR; Int: 0
|  | 400A 50kA Four Pole DN3 MPR MTX1.0 MCCB L&T CM93004OOOOX1 | Standard Buying | 17774.4 | Nos | 1 | 1 | 400A 50kA Four Pole DN3 MPR MTX1.0 MCCB L&T CM93004OOOOX1 | Electrical Components | Text: 400A 50kA Four Pole DN3 MPR MTX1.0 MCCB L&T CM93004OOOOX1; Check: 1; Check: 0; Link: INR; Int: 0
|  | 630A 50kA Four Pole DN3 MPR MTX1.0 MCCB L&T CM93008OOOOX1 | Standard Buying | 19743.2 | Nos | 1 | 1 | 630A 50kA Four Pole DN3 MPR MTX1.0 MCCB L&T CM93008OOOOX1 | Electrical Components | Text: 630A 50kA Four Pole DN3 MPR MTX1.0 MCCB L&T CM93008OOOOX1; Check: 1; Check: 0; Link: INR; Int: 0
|  | 800A 50kA Four Pole DN4 MPR MTX1.0 MCCB L&T CM96111OOOOX1 | Standard Buying | 26698.4 | Nos | 1 | 1 | 800A 50kA Four Pole DN4 MPR MTX1.0 MCCB L&T CM96111OOOOX1 | Electrical Components | Text: 800A 50kA Four Pole DN4 MPR MTX1.0 MCCB L&T CM96111OOOOX1; Check: 1; Check: 0; Link: INR; Int: 0
|  | 1000A 50kA Four Pole DN4 MPR MTX1.0 MCCB L&T CM96112OOOOX1 | Standard Buying | 48405.8 | Nos | 1 | 1 | 1000A 50kA Four Pole DN4 MPR MTX1.0 MCCB L&T CM96112OOOOX1 | Electrical Components | Text: 1000A 50kA Four Pole DN4 MPR MTX1.0 MCCB L&T CM96112OOOOX1; Check: 1; Check: 0; Link: INR; Int: 0
|  | 1250A 50kA Four Pole DN4 MPR MTX1.0 MCCB L&T CM96113OOOOX1 | Standard Buying | 61138.6 | Nos | 1 | 1 | 1250A 50kA Four Pole DN4 MPR MTX1.0 MCCB L&T CM96113OOOOX1 | Electrical Components | Text: 1250A 50kA Four Pole DN4 MPR MTX1.0 MCCB L&T CM96113OOOOX1; Check: 1; Check: 0; Link: INR; Int: 0
|  | 40A 70kA Triple Pole DN2 MPR MTX1.0 MCCB L&T CM92065OOOOX1 | Standard Buying | 8675.6 | Nos | 1 | 1 | 40A 70kA Triple Pole DN2 MPR MTX1.0 MCCB L&T CM92065OOOOX1 | Electrical Components | Text: 40A 70kA Triple Pole DN2 MPR MTX1.0 MCCB L&T CM92065OOOOX1; Check: 1; Check: 0; Link: INR; Int: 0
|  | 63A 70kA Triple Pole DN2 MPR MTX1.0 MCCB L&T CM92073OOOOX1 | Standard Buying | 8675.6 | Nos | 1 | 1 | 63A 70kA Triple Pole DN2 MPR MTX1.0 MCCB L&T CM92073OOOOX1 | Electrical Components | Text: 63A 70kA Triple Pole DN2 MPR MTX1.0 MCCB L&T CM92073OOOOX1; Check: 1; Check: 0; Link: INR; Int: 0
|  | 100A 70kA Triple Pole DN2 MPR MTX1.0 MCCB L&TCM92059OOOOX1 | Standard Buying | 8675.6 | Nos | 1 | 1 | 100A 70kA Triple Pole DN2 MPR MTX1.0 MCCB L&TCM92059OOOOX1 | Electrical Components | Text: 100A 70kA Triple Pole DN2 MPR MTX1.0 MCCB L&TCM92059OOOOX1; Check: 1; Check: 0; Link: INR; Int: 0
|  | 160A 70kA Triple Pole DN2 MPR MTX1.0 MCCB L&T CM92076OOOOX1 | Standard Buying | 11693.2 | Nos | 1 | 1 | 160A 70kA Triple Pole DN2 MPR MTX1.0 MCCB L&T CM92076OOOOX1 | Electrical Components | Text: 160A 70kA Triple Pole DN2 MPR MTX1.0 MCCB L&T CM92076OOOOX1; Check: 1; Check: 0; Link: INR; Int: 0
|  | 250A 70kA Triple Pole DN2 MPR MTX1.0 MCCB L&T CM92056OOOOX1 | Standard Buying | 14039.2 | Nos | 1 | 1 | 250A 70kA Triple Pole DN2 MPR MTX1.0 MCCB L&T CM92056OOOOX1 | Electrical Components | Text: 250A 70kA Triple Pole DN2 MPR MTX1.0 MCCB L&T CM92056OOOOX1; Check: 1; Check: 0; Link: INR; Int: 0
|  | 400A 70kA Triple Pole DN3 MPR MTX1.0 MCCB L&T CM94053OOOOX1 | Standard Buying | 16799.2 | Nos | 1 | 1 | 400A 70kA Triple Pole DN3 MPR MTX1.0 MCCB L&T CM94053OOOOX1 | Electrical Components | Text: 400A 70kA Triple Pole DN3 MPR MTX1.0 MCCB L&T CM94053OOOOX1; Check: 1; Check: 0; Link: INR; Int: 0
|  | 630A 70kA Triple Pole DN3 MPR MTX1.0 MCCB L&T CM94079OOOOX1 | Standard Buying | 18703.6 | Nos | 1 | 1 | 630A 70kA Triple Pole DN3 MPR MTX1.0 MCCB L&T CM94079OOOOX1 | Electrical Components | Text: 630A 70kA Triple Pole DN3 MPR MTX1.0 MCCB L&T CM94079OOOOX1; Check: 1; Check: 0; Link: INR; Int: 0
|  | 800A 70kA Triple Pole DN4 MPR MTX1.0 MCCB L&T CM96025OOOOX1 | Standard Buying | 30203.6 | Nos | 1 | 1 | 800A 70kA Triple Pole DN4 MPR MTX1.0 MCCB L&T CM96025OOOOX1 | Electrical Components | Text: 800A 70kA Triple Pole DN4 MPR MTX1.0 MCCB L&T CM96025OOOOX1; Check: 1; Check: 0; Link: INR; Int: 0
|  | 1000A 70kA Triple Pole DN4 MPR MTX1.0 MCCB L&T CM96026OOOOX1 | Standard Buying | 42945.6 | Nos | 1 | 1 | 1000A 70kA Triple Pole DN4 MPR MTX1.0 MCCB L&T CM96026OOOOX1 | Electrical Components | Text: 1000A 70kA Triple Pole DN4 MPR MTX1.0 MCCB L&T CM96026OOOOX1; Check: 1; Check: 0; Link: INR; Int: 0
|  | 1250A 70kA Triple Pole DN4 MPR MTX1.0 MCCB L&T CM96027OOOOX1 | Standard Buying | 52039.8 | Nos | 1 | 1 | 1250A 70kA Triple Pole DN4 MPR MTX1.0 MCCB L&T CM96027OOOOX1 | Electrical Components | Text: 1250A 70kA Triple Pole DN4 MPR MTX1.0 MCCB L&T CM96027OOOOX1; Check: 1; Check: 0; Link: INR; Int: 0
|  | 40A 70kA Four Pole DN2 MPR MTX1.0 MCCB L&T CM92165OOOOX1 | Standard Buying | 11044.6 | Nos | 1 | 1 | 40A 70kA Four Pole DN2 MPR MTX1.0 MCCB L&T CM92165OOOOX1 | Electrical Components | Text: 40A 70kA Four Pole DN2 MPR MTX1.0 MCCB L&T CM92165OOOOX1; Check: 1; Check: 0; Link: INR; Int: 0
|  | 63A 70kA Four Pole DN2 MPR MTX1.0 MCCB L&T CM92164OOOOX1 | Standard Buying | 11044.6 | Nos | 1 | 1 | 63A 70kA Four Pole DN2 MPR MTX1.0 MCCB L&T CM92164OOOOX1 | Electrical Components | Text: 63A 70kA Four Pole DN2 MPR MTX1.0 MCCB L&T CM92164OOOOX1; Check: 1; Check: 0; Link: INR; Int: 0
|  | 100A 70kA Four Pole DN2 MPR MTX1.0 MCCB L&TCM92163OOOOX1 | Standard Buying | 11044.6 | Nos | 1 | 1 | 100A 70kA Four Pole DN2 MPR MTX1.0 MCCB L&TCM92163OOOOX1 | Electrical Components | Text: 100A 70kA Four Pole DN2 MPR MTX1.0 MCCB L&TCM92163OOOOX1; Check: 1; Check: 0; Link: INR; Int: 0
|  | 160A 70kA Four Pole DN2 MPR MTX1.0 MCCB L&T CM92162OOOOX1 | Standard Buying | 14927 | Nos | 1 | 1 | 160A 70kA Four Pole DN2 MPR MTX1.0 MCCB L&T CM92162OOOOX1 | Electrical Components | Text: 160A 70kA Four Pole DN2 MPR MTX1.0 MCCB L&T CM92162OOOOX1; Check: 1; Check: 0; Link: INR; Int: 0
|  | 250A 70kA Four Pole DN2 MPR MTX1.0 MCCB L&T CM92161OOOOX1 | Standard Buying | 16923.4 | Nos | 1 | 1 | 250A 70kA Four Pole DN2 MPR MTX1.0 MCCB L&T CM92161OOOOX1 | Electrical Components | Text: 250A 70kA Four Pole DN2 MPR MTX1.0 MCCB L&T CM92161OOOOX1; Check: 1; Check: 0; Link: INR; Int: 0
|  | 400A 70kA Four Pole DN3 MPR MTX1.0 MCCB L&T CM94153OOOOX1 | Standard Buying | 21219.8 | Nos | 1 | 1 | 400A 70kA Four Pole DN3 MPR MTX1.0 MCCB L&T CM94153OOOOX1 | Electrical Components | Text: 400A 70kA Four Pole DN3 MPR MTX1.0 MCCB L&T CM94153OOOOX1; Check: 1; Check: 0; Link: INR; Int: 0
|  | 630A 70kA Four Pole DN3 MPR MTX1.0 MCCB L&T CM94179OOOOX1 | Standard Buying | 24398.4 | Nos | 1 | 1 | 630A 70kA Four Pole DN3 MPR MTX1.0 MCCB L&T CM94179OOOOX1 | Electrical Components | Text: 630A 70kA Four Pole DN3 MPR MTX1.0 MCCB L&T CM94179OOOOX1; Check: 1; Check: 0; Link: INR; Int: 0
|  | 800A 70kA Four Pole DN4 MPR MTX1.0 MCCB L&T CM961150OOOOX1 | Standard Buying | 37545.2 | Nos | 1 | 1 | 800A 70kA Four Pole DN4 MPR MTX1.0 MCCB L&T CM961150OOOOX1 | Electrical Components | Text: 800A 70kA Four Pole DN4 MPR MTX1.0 MCCB L&T CM961150OOOOX1; Check: 1; Check: 0; Link: INR; Int: 0
|  | 1000A 70kA Four Pole DN4 MPR MTX1.0 MCCB L&T CM96116OOOOX1 | Standard Buying | 61368.6 | Nos | 1 | 1 | 1000A 70kA Four Pole DN4 MPR MTX1.0 MCCB L&T CM96116OOOOX1 | Electrical Components | Text: 1000A 70kA Four Pole DN4 MPR MTX1.0 MCCB L&T CM96116OOOOX1; Check: 1; Check: 0; Link: INR; Int: 0
|  | 1250A 70kA Four Pole DN4 MPR MTX1.0 MCCB L&T CM96117OOOOX1 | Standard Buying | 72210.8 | Nos | 1 | 1 | 1250A 70kA Four Pole DN4 MPR MTX1.0 MCCB L&T CM96117OOOOX1 | Electrical Components | Text: 1250A 70kA Four Pole DN4 MPR MTX1.0 MCCB L&T CM96117OOOOX1; Check: 1; Check: 0; Link: INR; Int: 0
|  | 40A 36kA Triple Pole DN2 MPR MTX2.0 MCCB L&T CM92063OOOOAG | Standard Buying | 10589.2 | Nos | 1 | 1 | 40A 36kA Triple Pole DN2 MPR MTX2.0 MCCB L&T CM92063OOOOAG | Electrical Components | Text: 40A 36kA Triple Pole DN2 MPR MTX2.0 MCCB L&T CM92063OOOOAG; Check: 1; Check: 0; Link: INR; Int: 0
|  | 63A 36kA Triple Pole DN2 MPR MTX2.0 MCCB L&T CM92071OOOOAG | Standard Buying | 10589.2 | Nos | 1 | 1 | 63A 36kA Triple Pole DN2 MPR MTX2.0 MCCB L&T CM92071OOOOAG | Electrical Components | Text: 63A 36kA Triple Pole DN2 MPR MTX2.0 MCCB L&T CM92071OOOOAG; Check: 1; Check: 0; Link: INR; Int: 0
|  | 100A 36kA Triple Pole DN2 MPR MTX2.0 MCCB L&TCM92051OOOOAG | Standard Buying | 10589.2 | Nos | 1 | 1 | 100A 36kA Triple Pole DN2 MPR MTX2.0 MCCB L&TCM92051OOOOAG | Electrical Components | Text: 100A 36kA Triple Pole DN2 MPR MTX2.0 MCCB L&TCM92051OOOOAG; Check: 1; Check: 0; Link: INR; Int: 0
|  | 160A 36kA Triple Pole DN2 MPR MTX2.0 MCCB L&T CM92074OOOOAG | Standard Buying | 12125.6 | Nos | 1 | 1 | 160A 36kA Triple Pole DN2 MPR MTX2.0 MCCB L&T CM92074OOOOAG | Electrical Components | Text: 160A 36kA Triple Pole DN2 MPR MTX2.0 MCCB L&T CM92074OOOOAG; Check: 1; Check: 0; Link: INR; Int: 0
|  | 250A 36kA Triple Pole DN2 MPR MTX2.0 MCCB L&T CM92054OOOOAG | Standard Buying | 14333.6 | Nos | 1 | 1 | 250A 36kA Triple Pole DN2 MPR MTX2.0 MCCB L&T CM92054OOOOAG | Electrical Components | Text: 250A 36kA Triple Pole DN2 MPR MTX2.0 MCCB L&T CM92054OOOOAG; Check: 1; Check: 0; Link: INR; Int: 0
|  | 400A 36kA Triple Pole DN3 MPR MTX2.0 MCCB L&T CM93001OOOOAG | Standard Buying | 17213.2 | Nos | 1 | 1 | 400A 36kA Triple Pole DN3 MPR MTX2.0 MCCB L&T CM93001OOOOAG | Electrical Components | Text: 400A 36kA Triple Pole DN3 MPR MTX2.0 MCCB L&T CM93001OOOOAG; Check: 1; Check: 0; Link: INR; Int: 0
|  | 630A 36kA Triple Pole DN3 MPR MTX2.0 MCCB L&T CM93005OOOOAG | Standard Buying | 18547.2 | Nos | 1 | 1 | 630A 36kA Triple Pole DN3 MPR MTX2.0 MCCB L&T CM93005OOOOAG | Electrical Components | Text: 630A 36kA Triple Pole DN3 MPR MTX2.0 MCCB L&T CM93005OOOOAG; Check: 1; Check: 0; Link: INR; Int: 0
|  | 40A 36kA Four Pole DN2 MPR MTX2.0 MCCB L&T CM92155OOOOAG | Standard Buying | 12295.8 | Nos | 1 | 1 | 40A 36kA Four Pole DN2 MPR MTX2.0 MCCB L&T CM92155OOOOAG | Electrical Components | Text: 40A 36kA Four Pole DN2 MPR MTX2.0 MCCB L&T CM92155OOOOAG; Check: 1; Check: 0; Link: INR; Int: 0
|  | 63A 36kA Four Pole DN2 MPR MTX2.0 MCCB L&T CM92154OOOOAG | Standard Buying | 12295.8 | Nos | 1 | 1 | 63A 36kA Four Pole DN2 MPR MTX2.0 MCCB L&T CM92154OOOOAG | Electrical Components | Text: 63A 36kA Four Pole DN2 MPR MTX2.0 MCCB L&T CM92154OOOOAG; Check: 1; Check: 0; Link: INR; Int: 0
|  | 100A 36kA Four Pole DN2 MPR MTX2.0 MCCB L&TCM92153OOOOAG | Standard Buying | 12295.8 | Nos | 1 | 1 | 100A 36kA Four Pole DN2 MPR MTX2.0 MCCB L&TCM92153OOOOAG | Electrical Components | Text: 100A 36kA Four Pole DN2 MPR MTX2.0 MCCB L&TCM92153OOOOAG; Check: 1; Check: 0; Link: INR; Int: 0
|  | 160A 36kA Four Pole DN2 MPR MTX2.0 MCCB L&T CM92152OOOOAG | Standard Buying | 15032.8 | Nos | 1 | 1 | 160A 36kA Four Pole DN2 MPR MTX2.0 MCCB L&T CM92152OOOOAG | Electrical Components | Text: 160A 36kA Four Pole DN2 MPR MTX2.0 MCCB L&T CM92152OOOOAG; Check: 1; Check: 0; Link: INR; Int: 0
|  | 250A 36kA Four Pole DN2 MPR MTX2.0 MCCB L&T CM92151OOOOAG | Standard Buying | 17641 | Nos | 1 | 1 | 250A 36kA Four Pole DN2 MPR MTX2.0 MCCB L&T CM92151OOOOAG | Electrical Components | Text: 250A 36kA Four Pole DN2 MPR MTX2.0 MCCB L&T CM92151OOOOAG; Check: 1; Check: 0; Link: INR; Int: 0
|  | 400A 36kA Four Pole DN3 MPR MTX2.0 MCCB L&T CM93003OOOOAG | Standard Buying | 20125 | Nos | 1 | 1 | 400A 36kA Four Pole DN3 MPR MTX2.0 MCCB L&T CM93003OOOOAG | Electrical Components | Text: 400A 36kA Four Pole DN3 MPR MTX2.0 MCCB L&T CM93003OOOOAG; Check: 1; Check: 0; Link: INR; Int: 0
|  | 630A 36kA Four Pole DN3 MPR MTX2.0 MCCB L&T CM93007OOOOAG | Standard Buying | 22949.4 | Nos | 1 | 1 | 630A 36kA Four Pole DN3 MPR MTX2.0 MCCB L&T CM93007OOOOAG | Electrical Components | Text: 630A 36kA Four Pole DN3 MPR MTX2.0 MCCB L&T CM93007OOOOAG; Check: 1; Check: 0; Link: INR; Int: 0
|  | 40A 50kA Triple Pole DN2 MPR MTX2.0 MCCB L&T CM92064OOOOAG | Standard Buying | 11610.4 | Nos | 1 | 1 | 40A 50kA Triple Pole DN2 MPR MTX2.0 MCCB L&T CM92064OOOOAG | Electrical Components | Text: 40A 50kA Triple Pole DN2 MPR MTX2.0 MCCB L&T CM92064OOOOAG; Check: 1; Check: 0; Link: INR; Int: 0
|  | 63A 50kA Triple Pole DN2 MPR MTX2.0 MCCB L&T CM92072OOOOAG | Standard Buying | 11610.4 | Nos | 1 | 1 | 63A 50kA Triple Pole DN2 MPR MTX2.0 MCCB L&T CM92072OOOOAG | Electrical Components | Text: 63A 50kA Triple Pole DN2 MPR MTX2.0 MCCB L&T CM92072OOOOAG; Check: 1; Check: 0; Link: INR; Int: 0
|  | 100A 50kA Triple Pole DN2 MPR MTX2.0 MCCB L&TCM92052OOOOAG | Standard Buying | 11610.4 | Nos | 1 | 1 | 100A 50kA Triple Pole DN2 MPR MTX2.0 MCCB L&TCM92052OOOOAG | Electrical Components | Text: 100A 50kA Triple Pole DN2 MPR MTX2.0 MCCB L&TCM92052OOOOAG; Check: 1; Check: 0; Link: INR; Int: 0
|  | 160A 50kA Triple Pole DN2 MPR MTX2.0 MCCB L&T CM92075OOOOAG | Standard Buying | 13731 | Nos | 1 | 1 | 160A 50kA Triple Pole DN2 MPR MTX2.0 MCCB L&T CM92075OOOOAG | Electrical Components | Text: 160A 50kA Triple Pole DN2 MPR MTX2.0 MCCB L&T CM92075OOOOAG; Check: 1; Check: 0; Link: INR; Int: 0
|  | 250A 50kA Triple Pole DN2 MPR MTX2.0 MCCB L&T CM92055OOOOAG | Standard Buying | 15161.6 | Nos | 1 | 1 | 250A 50kA Triple Pole DN2 MPR MTX2.0 MCCB L&T CM92055OOOOAG | Electrical Components | Text: 250A 50kA Triple Pole DN2 MPR MTX2.0 MCCB L&T CM92055OOOOAG; Check: 1; Check: 0; Link: INR; Int: 0
|  | 400A 50kA Triple Pole DN3 MPR MTX2.0 MCCB L&T CM93002OOOOAG | Standard Buying | 17884.8 | Nos | 1 | 1 | 400A 50kA Triple Pole DN3 MPR MTX2.0 MCCB L&T CM93002OOOOAG | Electrical Components | Text: 400A 50kA Triple Pole DN3 MPR MTX2.0 MCCB L&T CM93002OOOOAG; Check: 1; Check: 0; Link: INR; Int: 0
|  | 630A 50kA Triple Pole DN3 MPR MTX2.0 MCCB L&T CM93006OOOOAG | Standard Buying | 19784.6 | Nos | 1 | 1 | 630A 50kA Triple Pole DN3 MPR MTX2.0 MCCB L&T CM93006OOOOAG | Electrical Components | Text: 630A 50kA Triple Pole DN3 MPR MTX2.0 MCCB L&T CM93006OOOOAG; Check: 1; Check: 0; Link: INR; Int: 0
|  | 800A 50kA Triple Pole DN4MPR MTX2.0 MCCB L&T CM96021OOOOAG | Standard Buying | 34113.6 | Nos | 1 | 1 | 800A 50kA Triple Pole DN4MPR MTX2.0 MCCB L&T CM96021OOOOAG | Electrical Components | Text: 800A 50kA Triple Pole DN4MPR MTX2.0 MCCB L&T CM96021OOOOAG; Check: 1; Check: 0; Link: INR; Int: 0
|  | 1000A 50kA Triple Pole DN4 MPR MTX2.0 MCCB L&T CM96022OOOOAG | Standard Buying | 42163.6 | Nos | 1 | 1 | 1000A 50kA Triple Pole DN4 MPR MTX2.0 MCCB L&T CM96022OOOOAG | Electrical Components | Text: 1000A 50kA Triple Pole DN4 MPR MTX2.0 MCCB L&T CM96022OOOOAG; Check: 1; Check: 0; Link: INR; Int: 0
|  | 1250A 50kA Triple Pole DN4 MPR MTX2.0 MCCB L&T CM96023OOOOAG | Standard Buying | 49381 | Nos | 1 | 1 | 1250A 50kA Triple Pole DN4 MPR MTX2.0 MCCB L&T CM96023OOOOAG | Electrical Components | Text: 1250A 50kA Triple Pole DN4 MPR MTX2.0 MCCB L&T CM96023OOOOAG; Check: 1; Check: 0; Link: INR; Int: 0
|  | 40A 50kA Four Pole DN2 MPR MTX2.0 MCCB L&T CM92160OOOOAG | Standard Buying | 13850.6 | Nos | 1 | 1 | 40A 50kA Four Pole DN2 MPR MTX2.0 MCCB L&T CM92160OOOOAG | Electrical Components | Text: 40A 50kA Four Pole DN2 MPR MTX2.0 MCCB L&T CM92160OOOOAG; Check: 1; Check: 0; Link: INR; Int: 0
|  | 63A 50kA Four Pole DN2 MPR MTX2.0 MCCB L&T CM92159OOOOAG | Standard Buying | 13850.6 | Nos | 1 | 1 | 63A 50kA Four Pole DN2 MPR MTX2.0 MCCB L&T CM92159OOOOAG | Electrical Components | Text: 63A 50kA Four Pole DN2 MPR MTX2.0 MCCB L&T CM92159OOOOAG; Check: 1; Check: 0; Link: INR; Int: 0
|  | 100A 50kA Four Pole DN2 MPR MTX2.0 MCCB L&TCM92158OOOOAG | Standard Buying | 13850.6 | Nos | 1 | 1 | 100A 50kA Four Pole DN2 MPR MTX2.0 MCCB L&TCM92158OOOOAG | Electrical Components | Text: 100A 50kA Four Pole DN2 MPR MTX2.0 MCCB L&TCM92158OOOOAG; Check: 1; Check: 0; Link: INR; Int: 0
|  | 160A 50kA Four Pole DN2 MPR MTX2.0 MCCB L&T CM92157OOOOAG | Standard Buying | 16362.2 | Nos | 1 | 1 | 160A 50kA Four Pole DN2 MPR MTX2.0 MCCB L&T CM92157OOOOAG | Electrical Components | Text: 160A 50kA Four Pole DN2 MPR MTX2.0 MCCB L&T CM92157OOOOAG; Check: 1; Check: 0; Link: INR; Int: 0
|  | 250A 50kA Four Pole DN2 MPR MTX2.0 MCCB L&T CM92156OOOOAG | Standard Buying | 18275.8 | Nos | 1 | 1 | 250A 50kA Four Pole DN2 MPR MTX2.0 MCCB L&T CM92156OOOOAG | Electrical Components | Text: 250A 50kA Four Pole DN2 MPR MTX2.0 MCCB L&T CM92156OOOOAG; Check: 1; Check: 0; Link: INR; Int: 0
|  | 400A 50kA Four Pole DN3 MPR MTX2.0 MCCB L&T CM93004OOOOAG | Standard Buying | 21334.8 | Nos | 1 | 1 | 400A 50kA Four Pole DN3 MPR MTX2.0 MCCB L&T CM93004OOOOAG | Electrical Components | Text: 400A 50kA Four Pole DN3 MPR MTX2.0 MCCB L&T CM93004OOOOAG; Check: 1; Check: 0; Link: INR; Int: 0
|  | 630A 50kA Four Pole DN3 MPR MTX2.0 MCCB L&T CM93008OOOOAG | Standard Buying | 25576 | Nos | 1 | 1 | 630A 50kA Four Pole DN3 MPR MTX2.0 MCCB L&T CM93008OOOOAG | Electrical Components | Text: 630A 50kA Four Pole DN3 MPR MTX2.0 MCCB L&T CM93008OOOOAG; Check: 1; Check: 0; Link: INR; Int: 0
|  | 800A 50kA Four Pole DN4 MPR MTX2.0 MCCB L&T CM96111OOOOAG | Standard Buying | 39518.6 | Nos | 1 | 1 | 800A 50kA Four Pole DN4 MPR MTX2.0 MCCB L&T CM96111OOOOAG | Electrical Components | Text: 800A 50kA Four Pole DN4 MPR MTX2.0 MCCB L&T CM96111OOOOAG; Check: 1; Check: 0; Link: INR; Int: 0
|  | 1000A 50kA Four Pole DN4 MPR MTX2.0 MCCB L&T CM96112OOOOAG | Standard Buying | 56419 | Nos | 1 | 1 | 1000A 50kA Four Pole DN4 MPR MTX2.0 MCCB L&T CM96112OOOOAG | Electrical Components | Text: 1000A 50kA Four Pole DN4 MPR MTX2.0 MCCB L&T CM96112OOOOAG; Check: 1; Check: 0; Link: INR; Int: 0
|  | 1250A 50kA Four Pole DN4 MPR MTX2.0 MCCB L&T CM96113OOOOAG | Standard Buying | 70665.2 | Nos | 1 | 1 | 1250A 50kA Four Pole DN4 MPR MTX2.0 MCCB L&T CM96113OOOOAG | Electrical Components | Text: 1250A 50kA Four Pole DN4 MPR MTX2.0 MCCB L&T CM96113OOOOAG; Check: 1; Check: 0; Link: INR; Int: 0
|  | 40A 70kA Triple Pole DN2 MPR MTX2.0 MCCB L&T CM92065OOOOAG | Standard Buying | 13740.2 | Nos | 1 | 1 | 40A 70kA Triple Pole DN2 MPR MTX2.0 MCCB L&T CM92065OOOOAG | Electrical Components | Text: 40A 70kA Triple Pole DN2 MPR MTX2.0 MCCB L&T CM92065OOOOAG; Check: 1; Check: 0; Link: INR; Int: 0
|  | 63A 70kA Triple Pole DN2 MPR MTX2.0 MCCB L&T CM92073OOOOAG | Standard Buying | 13740.2 | Nos | 1 | 1 | 63A 70kA Triple Pole DN2 MPR MTX2.0 MCCB L&T CM92073OOOOAG | Electrical Components | Text: 63A 70kA Triple Pole DN2 MPR MTX2.0 MCCB L&T CM92073OOOOAG; Check: 1; Check: 0; Link: INR; Int: 0
|  | 100A 70kA Triple Pole DN2 MPR MTX2.0 MCCB L&TCM92059OOOOAG | Standard Buying | 13740.2 | Nos | 1 | 1 | 100A 70kA Triple Pole DN2 MPR MTX2.0 MCCB L&TCM92059OOOOAG | Electrical Components | Text: 100A 70kA Triple Pole DN2 MPR MTX2.0 MCCB L&TCM92059OOOOAG; Check: 1; Check: 0; Link: INR; Int: 0
|  | 160A 70kA Triple Pole DN2 MPR MTX2.0 MCCB L&T CM92076OOOOAG | Standard Buying | 17250 | Nos | 1 | 1 | 160A 70kA Triple Pole DN2 MPR MTX2.0 MCCB L&T CM92076OOOOAG | Electrical Components | Text: 160A 70kA Triple Pole DN2 MPR MTX2.0 MCCB L&T CM92076OOOOAG; Check: 1; Check: 0; Link: INR; Int: 0
|  | 250A 70kA Triple Pole DN2 MPR MTX2.0 MCCB L&T CM92056OOOOAG | Standard Buying | 18611.6 | Nos | 1 | 1 | 250A 70kA Triple Pole DN2 MPR MTX2.0 MCCB L&T CM92056OOOOAG | Electrical Components | Text: 250A 70kA Triple Pole DN2 MPR MTX2.0 MCCB L&T CM92056OOOOAG; Check: 1; Check: 0; Link: INR; Int: 0
|  | 400A 70kA Triple Pole DN3 MPR MTX2.0 MCCB L&T CM94053OOOOAG | Standard Buying | 22342.2 | Nos | 1 | 1 | 400A 70kA Triple Pole DN3 MPR MTX2.0 MCCB L&T CM94053OOOOAG | Electrical Components | Text: 400A 70kA Triple Pole DN3 MPR MTX2.0 MCCB L&T CM94053OOOOAG; Check: 1; Check: 0; Link: INR; Int: 0
|  | 630A 70kA Triple Pole DN3 MPR MTX2.0 MCCB L&T CM94079OOOOAG | Standard Buying | 25327.6 | Nos | 1 | 1 | 630A 70kA Triple Pole DN3 MPR MTX2.0 MCCB L&T CM94079OOOOAG | Electrical Components | Text: 630A 70kA Triple Pole DN3 MPR MTX2.0 MCCB L&T CM94079OOOOAG; Check: 1; Check: 0; Link: INR; Int: 0
|  | 800A 70kA Triple Pole DN4 MPR MTX2.0 MCCB L&T CM96025OOOOAG | Standard Buying | 38667.6 | Nos | 1 | 1 | 800A 70kA Triple Pole DN4 MPR MTX2.0 MCCB L&T CM96025OOOOAG | Electrical Components | Text: 800A 70kA Triple Pole DN4 MPR MTX2.0 MCCB L&T CM96025OOOOAG; Check: 1; Check: 0; Link: INR; Int: 0
|  | 1000A 70kA Triple Pole DN4 MPR MTX2.0 MCCB L&T CM96026OOOOAG | Standard Buying | 52113.4 | Nos | 1 | 1 | 1000A 70kA Triple Pole DN4 MPR MTX2.0 MCCB L&T CM96026OOOOAG | Electrical Components | Text: 1000A 70kA Triple Pole DN4 MPR MTX2.0 MCCB L&T CM96026OOOOAG; Check: 1; Check: 0; Link: INR; Int: 0
|  | 1250A 70kA Triple Pole DN4 MPR MTX2.0 MCCB L&T CM96027OOOOAG | Standard Buying | 60674 | Nos | 1 | 1 | 1250A 70kA Triple Pole DN4 MPR MTX2.0 MCCB L&T CM96027OOOOAG | Electrical Components | Text: 1250A 70kA Triple Pole DN4 MPR MTX2.0 MCCB L&T CM96027OOOOAG; Check: 1; Check: 0; Link: INR; Int: 0
|  | 40A 70kA Four Pole DN2 MPR MTX2.0 MCCB L&T CM92165OOOOAG | Standard Buying | 15906.8 | Nos | 1 | 1 | 40A 70kA Four Pole DN2 MPR MTX2.0 MCCB L&T CM92165OOOOAG | Electrical Components | Text: 40A 70kA Four Pole DN2 MPR MTX2.0 MCCB L&T CM92165OOOOAG; Check: 1; Check: 0; Link: INR; Int: 0
|  | 63A 70kA Four Pole DN2 MPR MTX2.0 MCCB L&T CM92164OOOOAG | Standard Buying | 15906.8 | Nos | 1 | 1 | 63A 70kA Four Pole DN2 MPR MTX2.0 MCCB L&T CM92164OOOOAG | Electrical Components | Text: 63A 70kA Four Pole DN2 MPR MTX2.0 MCCB L&T CM92164OOOOAG; Check: 1; Check: 0; Link: INR; Int: 0
|  | 100A 70kA Four Pole DN2 MPR MTX2.0 MCCB L&TCM92163OOOOAG | Standard Buying | 15906.8 | Nos | 1 | 1 | 100A 70kA Four Pole DN2 MPR MTX2.0 MCCB L&TCM92163OOOOAG | Electrical Components | Text: 100A 70kA Four Pole DN2 MPR MTX2.0 MCCB L&TCM92163OOOOAG; Check: 1; Check: 0; Link: INR; Int: 0
|  | 160A 70kA Four Pole DN2 MPR MTX2.0 MCCB L&T CM92162OOOOAG | Standard Buying | 20943.8 | Nos | 1 | 1 | 160A 70kA Four Pole DN2 MPR MTX2.0 MCCB L&T CM92162OOOOAG | Electrical Components | Text: 160A 70kA Four Pole DN2 MPR MTX2.0 MCCB L&T CM92162OOOOAG; Check: 1; Check: 0; Link: INR; Int: 0
|  | 250A 70kA Four Pole DN2 MPR MTX2.0 MCCB L&T CM92161OOOOAG | Standard Buying | 23234.6 | Nos | 1 | 1 | 250A 70kA Four Pole DN2 MPR MTX2.0 MCCB L&T CM92161OOOOAG | Electrical Components | Text: 250A 70kA Four Pole DN2 MPR MTX2.0 MCCB L&T CM92161OOOOAG; Check: 1; Check: 0; Link: INR; Int: 0
|  | 400A 70kA Four Pole DN3 MPR MTX2.0 MCCB L&T CM94153OOOOAG | Standard Buying | 27416 | Nos | 1 | 1 | 400A 70kA Four Pole DN3 MPR MTX2.0 MCCB L&T CM94153OOOOAG | Electrical Components | Text: 400A 70kA Four Pole DN3 MPR MTX2.0 MCCB L&T CM94153OOOOAG; Check: 1; Check: 0; Link: INR; Int: 0
|  | 630A 70kA Four Pole DN3 MPR MTX2.0 MCCB L&T CM94179OOOOAG | Standard Buying | 34799 | Nos | 1 | 1 | 630A 70kA Four Pole DN3 MPR MTX2.0 MCCB L&T CM94179OOOOAG | Electrical Components | Text: 630A 70kA Four Pole DN3 MPR MTX2.0 MCCB L&T CM94179OOOOAG; Check: 1; Check: 0; Link: INR; Int: 0
|  | 800A 70kA Four Pole DN4 MPR MTX2.0 MCCB L&T CM96115OOOOAG | Standard Buying | 45839 | Nos | 1 | 1 | 800A 70kA Four Pole DN4 MPR MTX2.0 MCCB L&T CM96115OOOOAG | Electrical Components | Text: 800A 70kA Four Pole DN4 MPR MTX2.0 MCCB L&T CM96115OOOOAG; Check: 1; Check: 0; Link: INR; Int: 0
|  | 1000A 70kA Four Pole DN4 MPR MTX2.0 MCCB L&T CM96116OOOOAG | Standard Buying | 70426 | Nos | 1 | 1 | 1000A 70kA Four Pole DN4 MPR MTX2.0 MCCB L&T CM96116OOOOAG | Electrical Components | Text: 1000A 70kA Four Pole DN4 MPR MTX2.0 MCCB L&T CM96116OOOOAG; Check: 1; Check: 0; Link: INR; Int: 0
|  | 1250A 70kA Four Pole DN4 MPR MTX2.0 MCCB L&T CM96117OOOOAG | Standard Buying | 82767.8 | Nos | 1 | 1 | 1250A 70kA Four Pole DN4 MPR MTX2.0 MCCB L&T CM96117OOOOAG | Electrical Components | Text: 1250A 70kA Four Pole DN4 MPR MTX2.0 MCCB L&T CM96117OOOOAG; Check: 1; Check: 0; Link: INR; Int: 0
|  | Extended Rotary Handle DN0 L&T CM97896OOOO | Standard Buying | 670.8 | Nos | 1 | 1 | Extended Rotary Handle DN0 L&T CM97896OOOO | Electrical Components | Text: Extended Rotary Handle DN0 L&T CM97896OOOO; Check: 1; Check: 0; Link: INR; Int: 0
|  | Extended Rotary Handle DN1 L&T CM98041OOOO | Standard Buying | 750 | Nos | 1 | 1 | Extended Rotary Handle DN1 L&T CM98041OOOO | Electrical Components | Text: Extended Rotary Handle DN1 L&T CM98041OOOO; Check: 1; Check: 0; Link: INR; Int: 0
|  | Extended Rotary Handle DN2 L&T CM99830OOOO | Standard Buying | 756 | Nos | 1 | 1 | Extended Rotary Handle DN2 L&T CM99830OOOO | Electrical Components | Text: Extended Rotary Handle DN2 L&T CM99830OOOO; Check: 1; Check: 0; Link: INR; Int: 0
|  | Extended Rotary Handle DN3 L&T CM99861OOOO | Standard Buying | 1200 | Nos | 1 | 1 | Extended Rotary Handle DN3 L&T CM99861OOOO | Electrical Components | Text: Extended Rotary Handle DN3 L&T CM99861OOOO; Check: 1; Check: 0; Link: INR; Int: 0
|  | Extended Rotary Handle DN4 L&T CM99884OOOO | Standard Buying | 1564.8 | Nos | 1 | 1 | Extended Rotary Handle DN4 L&T CM99884OOOO | Electrical Components | Text: Extended Rotary Handle DN4 L&T CM99884OOOO; Check: 1; Check: 0; Link: INR; Int: 0
|  | Triple Pole Spreader Terminal DN0-100 L&T CM97785OOOO | Standard Buying | 124.8 | Nos | 1 | 1 | Triple Pole Spreader Terminal DN0-100 L&T CM97785OOOO | Electrical Components | Text: Triple Pole Spreader Terminal DN0-100 L&T CM97785OOOO; Check: 1; Check: 0; Link: INR; Int: 0
|  | Triple Pole Spreader Terminal DN0-125D L&T CM90687OOLO | Standard Buying | 124.8 | Nos | 1 | 1 | Triple Pole Spreader Terminal DN0-125D L&T CM90687OOLO | Electrical Components | Text: Triple Pole Spreader Terminal DN0-125D L&T CM90687OOLO; Check: 1; Check: 0; Link: INR; Int: 0
|  | Triple Pole Spreader Terminal DN1&DN2 L&T ST98053OOOO | Standard Buying | 595 | Nos | 1 | 1 | Triple Pole Spreader Terminal DN1&DN2 L&T ST98053OOOO | Electrical Components | Text: Triple Pole Spreader Terminal DN1&DN2 L&T ST98053OOOO; Check: 1; Check: 0; Link: INR; Int: 0
|  | Triple Pole Spreader Terminal DN3-400 L&T ST98065OOOO | Standard Buying | 1034.4 | Nos | 1 | 1 | Triple Pole Spreader Terminal DN3-400 L&T ST98065OOOO | Electrical Components | Text: Triple Pole Spreader Terminal DN3-400 L&T ST98065OOOO; Check: 1; Check: 0; Link: INR; Int: 0
|  | Triple Pole Spreader Terminal DN3-630 L&T ST98054OOOO | Standard Buying | 1164 | Nos | 1 | 1 | Triple Pole Spreader Terminal DN3-630 L&T ST98054OOOO | Electrical Components | Text: Triple Pole Spreader Terminal DN3-630 L&T ST98054OOOO; Check: 1; Check: 0; Link: INR; Int: 0
|  | Triple Pole Spreader Terminal DN4-800 L&T CM91161OOUO | Standard Buying | 2428.8 | Nos | 1 | 1 | Triple Pole Spreader Terminal DN4-800 L&T CM91161OOUO | Electrical Components | Text: Triple Pole Spreader Terminal DN4-800 L&T CM91161OOUO; Check: 1; Check: 0; Link: INR; Int: 0
|  | Triple Pole Spreader Terminal DN4-1000 L&T CM91161OOVO | Standard Buying | 4857.6 | Nos | 1 | 1 | Triple Pole Spreader Terminal DN4-1000 L&T CM91161OOVO | Electrical Components | Text: Triple Pole Spreader Terminal DN4-1000 L&T CM91161OOVO; Check: 1; Check: 0; Link: INR; Int: 0
|  | Triple Pole Spreader Terminal DN4-1250 L&T CM91161OOAO | Standard Buying | 8779.2 | Nos | 1 | 1 | Triple Pole Spreader Terminal DN4-1250 L&T CM91161OOAO | Electrical Components | Text: Triple Pole Spreader Terminal DN4-1250 L&T CM91161OOAO; Check: 1; Check: 0; Link: INR; Int: 0
|  | Four Pole Spreader Terminal DN0-100 L&T CM97921OOOO | Standard Buying | 210.6 | Nos | 1 | 1 | Four Pole Spreader Terminal DN0-100 L&T CM97921OOOO | Electrical Components | Text: Four Pole Spreader Terminal DN0-100 L&T CM97921OOOO; Check: 1; Check: 0; Link: INR; Int: 0
|  | Four Pole Spreader Terminal DN0-125D L&T CM90688OOLO | Standard Buying | 247 | Nos | 1 | 1 | Four Pole Spreader Terminal DN0-125D L&T CM90688OOLO | Electrical Components | Text: Four Pole Spreader Terminal DN0-125D L&T CM90688OOLO; Check: 1; Check: 0; Link: INR; Int: 0
|  | Four Pole Spreader Terminal DN1&DN2 L&T CM92007OOOO | Standard Buying | 722.4 | Nos | 1 | 1 | Four Pole Spreader Terminal DN1&DN2 L&T CM92007OOOO | Electrical Components | Text: Four Pole Spreader Terminal DN1&DN2 L&T CM92007OOOO; Check: 1; Check: 0; Link: INR; Int: 0
|  | Four Pole Spreader Terminal DN3-400 L&T ST98066OOOO | Standard Buying | 1483.2 | Nos | 1 | 1 | Four Pole Spreader Terminal DN3-400 L&T ST98066OOOO | Electrical Components | Text: Four Pole Spreader Terminal DN3-400 L&T ST98066OOOO; Check: 1; Check: 0; Link: INR; Int: 0
|  | Four Pole Spreader Terminal DN3-630 L&T CM92004OOOO | Standard Buying | 1660.8 | Nos | 1 | 1 | Four Pole Spreader Terminal DN3-630 L&T CM92004OOOO | Electrical Components | Text: Four Pole Spreader Terminal DN3-630 L&T CM92004OOOO; Check: 1; Check: 0; Link: INR; Int: 0
|  | Four Pole Spreader Terminal DN4-800 L&T ST90362OOOO | Standard Buying | 3096 | Nos | 1 | 1 | Four Pole Spreader Terminal DN4-800 L&T ST90362OOOO | Electrical Components | Text: Four Pole Spreader Terminal DN4-800 L&T ST90362OOOO; Check: 1; Check: 0; Link: INR; Int: 0
|  | Four Pole Spreader Terminal DN4-1000 L&T CM90064OOVO | Standard Buying | 6192 | Nos | 1 | 1 | Four Pole Spreader Terminal DN4-1000 L&T CM90064OOVO | Electrical Components | Text: Four Pole Spreader Terminal DN4-1000 L&T CM90064OOVO; Check: 1; Check: 0; Link: INR; Int: 0
|  | Four Pole Spreader Terminal DN4-1250 L&T ST98058OOOO | Standard Buying | 11042.4 | Nos | 1 | 1 | Four Pole Spreader Terminal DN4-1250 L&T ST98058OOOO | Electrical Components | Text: Four Pole Spreader Terminal DN4-1250 L&T ST98058OOOO; Check: 1; Check: 0; Link: INR; Int: 0
|  | Auxilary Contact 1C/O For DN0,DN1 MCCB-Right L&T CM97886OOOO | Standard Buying | 369.2 | Nos | 1 | 1 | Auxilary Contact 1C/O For DN0,DN1 MCCB-Right L&T CM97886OOOO | Electrical Components | Text: Auxilary Contact 1C/O For DN0,DN1 MCCB-Right L&T CM97886OOOO; Check: 1; Check: 0; Link: INR; Int: 0
|  | Auxilary Contact 2C/O For DN0,DN1 MCCB-Right L&T CM97887OOOO | Standard Buying | 694.2 | Nos | 1 | 1 | Auxilary Contact 2C/O For DN0,DN1 MCCB-Right L&T CM97887OOOO | Electrical Components | Text: Auxilary Contact 2C/O For DN0,DN1 MCCB-Right L&T CM97887OOOO; Check: 1; Check: 0; Link: INR; Int: 0
|  | Auxilary Contact 1C/O For DN2,DN3B,DN3,DN4 MCCB L&T CM99801OOOO | Standard Buying | 426.4 | Nos | 1 | 1 | Auxilary Contact 1C/O For DN2,DN3B,DN3,DN4 MCCB L&T CM99801OOOO | Electrical Components | Text: Auxilary Contact 1C/O For DN2,DN3B,DN3,DN4 MCCB L&T CM99801OOOO; Check: 1; Check: 0; Link: INR; Int: 0
|  | Auxilary Contact 2C/O For DN2,DN3B,DN3,DN4 MCCB L&T CM998802OOOO | Standard Buying | 803.4 | Nos | 1 | 1 | Auxilary Contact 2C/O For DN2,DN3B,DN3,DN4 MCCB L&T CM998802OOOO | Electrical Components | Text: Auxilary Contact 2C/O For DN2,DN3B,DN3,DN4 MCCB L&T CM998802OOOO; Check: 1; Check: 0; Link: INR; Int: 0
|  | Trip Alarm Contact + Auxilary For DN2,DN3 MCCB L&TCM99803OOOO | Standard Buying | 369.2 | Nos | 1 | 1 | Trip Alarm Contact + Auxilary For DN2,DN3 MCCB L&TCM99803OOOO | Electrical Components | Text: Trip Alarm Contact + Auxilary For DN2,DN3 MCCB L&TCM99803OOOO; Check: 1; Check: 0; Link: INR; Int: 0
|  | Shunt Release Type DN0 And DN1 MCCB L&T CM97883OMOO | Standard Buying | 694.2 | Nos | 1 | 1 | Shunt Release Type DN0 And DN1 MCCB L&T CM97883OMOO | Electrical Components | Text: Shunt Release Type DN0 And DN1 MCCB L&T CM97883OMOO; Check: 1; Check: 0; Link: INR; Int: 0
|  | Shunt Release Type DN2 DN3 DN4 MCCB L&T CM99805OOOO | Standard Buying | 434.2 | Nos | 1 | 1 | Shunt Release Type DN2 DN3 DN4 MCCB L&T CM99805OOOO | Electrical Components | Text: Shunt Release Type DN2 DN3 DN4 MCCB L&T CM99805OOOO; Check: 1; Check: 0; Link: INR; Int: 0
|  | Under Voltage Release for DN2, DN3 MCCB L&TCM99986BOOO | Standard Buying | 1318.2 | Nos | 1 | 1 | Under Voltage Release for DN2, DN3 MCCB L&TCM99986BOOO | Electrical Components | Text: Under Voltage Release for DN2, DN3 MCCB L&TCM99986BOOO; Check: 1; Check: 0; Link: INR; Int: 0
|  | 2A Single Pole MCB L&T Exora BB10020C | Standard Buying | 171.6 | Nos | 1 | 1 | 2A Single Pole MCB L&T Exora BB10020C | Electrical Components | Text: 2A Single Pole MCB L&T Exora BB10020C; Check: 1; Check: 0; Link: INR; Int: 0
|  | 4A Single Pole MCB L&T Exora BB10040C | Standard Buying | 171.6 | Nos | 1 | 1 | 4A Single Pole MCB L&T Exora BB10040C | Electrical Components | Text: 4A Single Pole MCB L&T Exora BB10040C; Check: 1; Check: 0; Link: INR; Int: 0
|  | 6A Single Pole MCB L&T Exora BB10060C | Standard Buying | 112.32 | Nos | 1 | 1 | 6A Single Pole MCB L&T Exora BB10060C | Electrical Components | Text: 6A Single Pole MCB L&T Exora BB10060C; Check: 1; Check: 0; Link: INR; Int: 0
|  | 10A Single Pole MCB L&T Exora BB10100C | Standard Buying | 112.32 | Nos | 1 | 1 | 10A Single Pole MCB L&T Exora BB10100C | Electrical Components | Text: 10A Single Pole MCB L&T Exora BB10100C; Check: 1; Check: 0; Link: INR; Int: 0
|  | 16A Single Pole MCB L&T Exora BB10160C | Standard Buying | 112.32 | Nos | 1 | 1 | 16A Single Pole MCB L&T Exora BB10160C | Electrical Components | Text: 16A Single Pole MCB L&T Exora BB10160C; Check: 1; Check: 0; Link: INR; Int: 0
|  | 20A Single Pole MCB L&T Exora BB10200C | Standard Buying | 112.32 | Nos | 1 | 1 | 20A Single Pole MCB L&T Exora BB10200C | Electrical Components | Text: 20A Single Pole MCB L&T Exora BB10200C; Check: 1; Check: 0; Link: INR; Int: 0
|  | 25A Single Pole MCB L&T Exora BB10250C | Standard Buying | 112.32 | Nos | 1 | 1 | 25A Single Pole MCB L&T Exora BB10250C | Electrical Components | Text: 25A Single Pole MCB L&T Exora BB10250C; Check: 1; Check: 0; Link: INR; Int: 0
|  | 32A Single Pole MCB L&T Exora BB10320C | Standard Buying | 112.32 | Nos | 1 | 1 | 32A Single Pole MCB L&T Exora BB10320C | Electrical Components | Text: 32A Single Pole MCB L&T Exora BB10320C; Check: 1; Check: 0; Link: INR; Int: 0
|  | 40A Single Pole MCB L&T Exora BB10400C | Standard Buying | 254.8 | Nos | 1 | 1 | 40A Single Pole MCB L&T Exora BB10400C | Electrical Components | Text: 40A Single Pole MCB L&T Exora BB10400C; Check: 1; Check: 0; Link: INR; Int: 0
|  | 50A Single Pole MCB L&T Exora BB10500C | Standard Buying | 254.8 | Nos | 1 | 1 | 50A Single Pole MCB L&T Exora BB10500C | Electrical Components | Text: 50A Single Pole MCB L&T Exora BB10500C; Check: 1; Check: 0; Link: INR; Int: 0
|  | 63A Single Pole MCB L&T Exora BB10630C | Standard Buying | 254.8 | Nos | 1 | 1 | 63A Single Pole MCB L&T Exora BB10630C | Electrical Components | Text: 63A Single Pole MCB L&T Exora BB10630C; Check: 1; Check: 0; Link: INR; Int: 0
|  | 2A Double Pole MCB L&T Exora BB20020C | Standard Buying | 468 | Nos | 1 | 1 | 2A Double Pole MCB L&T Exora BB20020C | Electrical Components | Text: 2A Double Pole MCB L&T Exora BB20020C; Check: 1; Check: 0; Link: INR; Int: 0
|  | 4A Double Pole MCB L&T Exora BB20040C | Standard Buying | 468 | Nos | 1 | 1 | 4A Double Pole MCB L&T Exora BB20040C | Electrical Components | Text: 4A Double Pole MCB L&T Exora BB20040C; Check: 1; Check: 0; Link: INR; Int: 0
|  | 6A Double Pole MCB L&T Exora BB20060C | Standard Buying | 351 | Nos | 1 | 1 | 6A Double Pole MCB L&T Exora BB20060C | Electrical Components | Text: 6A Double Pole MCB L&T Exora BB20060C; Check: 1; Check: 0; Link: INR; Int: 0
|  | 10A Double Pole MCB L&T Exora BB20100C | Standard Buying | 351 | Nos | 1 | 1 | 10A Double Pole MCB L&T Exora BB20100C | Electrical Components | Text: 10A Double Pole MCB L&T Exora BB20100C; Check: 1; Check: 0; Link: INR; Int: 0
|  | 16A Double Pole MCB L&T Exora BB20160C | Standard Buying | 351 | Nos | 1 | 1 | 16A Double Pole MCB L&T Exora BB20160C | Electrical Components | Text: 16A Double Pole MCB L&T Exora BB20160C; Check: 1; Check: 0; Link: INR; Int: 0
|  | 20A Double Pole MCB L&T Exora BB20200C | Standard Buying | 351 | Nos | 1 | 1 | 20A Double Pole MCB L&T Exora BB20200C | Electrical Components | Text: 20A Double Pole MCB L&T Exora BB20200C; Check: 1; Check: 0; Link: INR; Int: 0
|  | 25A Double Pole MCB L&T Exora BB20250C | Standard Buying | 351 | Nos | 1 | 1 | 25A Double Pole MCB L&T Exora BB20250C | Electrical Components | Text: 25A Double Pole MCB L&T Exora BB20250C; Check: 1; Check: 0; Link: INR; Int: 0
|  | 32A Double Pole MCB L&T Exora BB20320C | Standard Buying | 351 | Nos | 1 | 1 | 32A Double Pole MCB L&T Exora BB20320C | Electrical Components | Text: 32A Double Pole MCB L&T Exora BB20320C; Check: 1; Check: 0; Link: INR; Int: 0
|  | 40A Double Pole MCB L&T Exora BB20400C | Standard Buying | 566.8 | Nos | 1 | 1 | 40A Double Pole MCB L&T Exora BB20400C | Electrical Components | Text: 40A Double Pole MCB L&T Exora BB20400C; Check: 1; Check: 0; Link: INR; Int: 0
|  | 50A Double Pole MCB L&T Exora BB20500C | Standard Buying | 566.8 | Nos | 1 | 1 | 50A Double Pole MCB L&T Exora BB20500C | Electrical Components | Text: 50A Double Pole MCB L&T Exora BB20500C; Check: 1; Check: 0; Link: INR; Int: 0
|  | 63A Double Pole MCB L&T Exora BB20630C | Standard Buying | 566.8 | Nos | 1 | 1 | 63A Double Pole MCB L&T Exora BB20630C | Electrical Components | Text: 63A Double Pole MCB L&T Exora BB20630C; Check: 1; Check: 0; Link: INR; Int: 0
|  | 2A Three Pole MCB L&T Exora BB30020C | Standard Buying | 657.8 | Nos | 1 | 1 | 2A Three Pole MCB L&T Exora BB30020C | Electrical Components | Text: 2A Three Pole MCB L&T Exora BB30020C; Check: 1; Check: 0; Link: INR; Int: 0
|  | 4A Three Pole MCB L&T Exora BB30040C | Standard Buying | 657.8 | Nos | 1 | 1 | 4A Three Pole MCB L&T Exora BB30040C | Electrical Components | Text: 4A Three Pole MCB L&T Exora BB30040C; Check: 1; Check: 0; Link: INR; Int: 0
|  | 6A Three Pole MCB L&T Exora BB30060C | Standard Buying | 572 | Nos | 1 | 1 | 6A Three Pole MCB L&T Exora BB30060C | Electrical Components | Text: 6A Three Pole MCB L&T Exora BB30060C; Check: 1; Check: 0; Link: INR; Int: 0
|  | 10A Three Pole MCB L&T Exora BB30100C | Standard Buying | 572 | Nos | 1 | 1 | 10A Three Pole MCB L&T Exora BB30100C | Electrical Components | Text: 10A Three Pole MCB L&T Exora BB30100C; Check: 1; Check: 0; Link: INR; Int: 0
|  | 16A Three Pole MCB L&T Exora BB30160C | Standard Buying | 572 | Nos | 1 | 1 | 16A Three Pole MCB L&T Exora BB30160C | Electrical Components | Text: 16A Three Pole MCB L&T Exora BB30160C; Check: 1; Check: 0; Link: INR; Int: 0
|  | 20A Three Pole MCB L&T Exora BB30200C | Standard Buying | 572 | Nos | 1 | 1 | 20A Three Pole MCB L&T Exora BB30200C | Electrical Components | Text: 20A Three Pole MCB L&T Exora BB30200C; Check: 1; Check: 0; Link: INR; Int: 0
|  | 25A Three Pole MCB L&T Exora BB30250C | Standard Buying | 572 | Nos | 1 | 1 | 25A Three Pole MCB L&T Exora BB30250C | Electrical Components | Text: 25A Three Pole MCB L&T Exora BB30250C; Check: 1; Check: 0; Link: INR; Int: 0
|  | 32A Three Pole MCB L&T Exora BB30320C | Standard Buying | 572 | Nos | 1 | 1 | 32A Three Pole MCB L&T Exora BB30320C | Electrical Components | Text: 32A Three Pole MCB L&T Exora BB30320C; Check: 1; Check: 0; Link: INR; Int: 0
|  | 40A Three Pole MCB L&T Exora BB30400C | Standard Buying | 881.4 | Nos | 1 | 1 | 40A Three Pole MCB L&T Exora BB30400C | Electrical Components | Text: 40A Three Pole MCB L&T Exora BB30400C; Check: 1; Check: 0; Link: INR; Int: 0
|  | 50A Three Pole MCB L&T Exora BB30500C | Standard Buying | 881.4 | Nos | 1 | 1 | 50A Three Pole MCB L&T Exora BB30500C | Electrical Components | Text: 50A Three Pole MCB L&T Exora BB30500C; Check: 1; Check: 0; Link: INR; Int: 0
|  | 63A Three Pole MCB L&T Exora BB30630C | Standard Buying | 881.4 | Nos | 1 | 1 | 63A Three Pole MCB L&T Exora BB30630C | Electrical Components | Text: 63A Three Pole MCB L&T Exora BB30630C; Check: 1; Check: 0; Link: INR; Int: 0
|  | 2A Four Pole MCB L&T Exora BB40020C | Standard Buying | 904.8 | Nos | 1 | 1 | 2A Four Pole MCB L&T Exora BB40020C | Electrical Components | Text: 2A Four Pole MCB L&T Exora BB40020C; Check: 1; Check: 0; Link: INR; Int: 0
|  | 4A Four Pole MCB L&T Exora BB40040C | Standard Buying | 904.8 | Nos | 1 | 1 | 4A Four Pole MCB L&T Exora BB40040C | Electrical Components | Text: 4A Four Pole MCB L&T Exora BB40040C; Check: 1; Check: 0; Link: INR; Int: 0
|  | 6A Four Pole MCB L&T Exora BB40060C | Standard Buying | 774.8 | Nos | 1 | 1 | 6A Four Pole MCB L&T Exora BB40060C | Electrical Components | Text: 6A Four Pole MCB L&T Exora BB40060C; Check: 1; Check: 0; Link: INR; Int: 0
|  | 10A Four Pole MCB L&T Exora BB40100C | Standard Buying | 774.8 | Nos | 1 | 1 | 10A Four Pole MCB L&T Exora BB40100C | Electrical Components | Text: 10A Four Pole MCB L&T Exora BB40100C; Check: 1; Check: 0; Link: INR; Int: 0
|  | 16A Four Pole MCB L&T Exora BB40160C | Standard Buying | 774.8 | Nos | 1 | 1 | 16A Four Pole MCB L&T Exora BB40160C | Electrical Components | Text: 16A Four Pole MCB L&T Exora BB40160C; Check: 1; Check: 0; Link: INR; Int: 0
|  | 20A Four Pole MCB L&T Exora BB40200C | Standard Buying | 774.8 | Nos | 1 | 1 | 20A Four Pole MCB L&T Exora BB40200C | Electrical Components | Text: 20A Four Pole MCB L&T Exora BB40200C; Check: 1; Check: 0; Link: INR; Int: 0
|  | 25A Four Pole MCB L&T Exora BB40250C | Standard Buying | 774.8 | Nos | 1 | 1 | 25A Four Pole MCB L&T Exora BB40250C | Electrical Components | Text: 25A Four Pole MCB L&T Exora BB40250C; Check: 1; Check: 0; Link: INR; Int: 0
|  | 32A Four Pole MCB L&T Exora BB40320C | Standard Buying | 774.8 | Nos | 1 | 1 | 32A Four Pole MCB L&T Exora BB40320C | Electrical Components | Text: 32A Four Pole MCB L&T Exora BB40320C; Check: 1; Check: 0; Link: INR; Int: 0
|  | 40A Four Pole MCB L&T Exora BB40400C | Standard Buying | 1099.8 | Nos | 1 | 1 | 40A Four Pole MCB L&T Exora BB40400C | Electrical Components | Text: 40A Four Pole MCB L&T Exora BB40400C; Check: 1; Check: 0; Link: INR; Int: 0
|  | 50A Four Pole MCB L&T Exora BB40500C | Standard Buying | 1099.8 | Nos | 1 | 1 | 50A Four Pole MCB L&T Exora BB40500C | Electrical Components | Text: 50A Four Pole MCB L&T Exora BB40500C; Check: 1; Check: 0; Link: INR; Int: 0
|  | 63A Four Pole MCB L&T Exora BB40630C | Standard Buying | 1099.8 | Nos | 1 | 1 | 63A Four Pole MCB L&T Exora BB40630C | Electrical Components | Text: 63A Four Pole MCB L&T Exora BB40630C; Check: 1; Check: 0; Link: INR; Int: 0
|  | 40A Double Pole MCB Isolator L&T Exora BF204000 | Standard Buying | 208 | Nos | 1 | 1 | 40A Double Pole MCB Isolator L&T Exora BF204000 | Electrical Components | Text: 40A Double Pole MCB Isolator L&T Exora BF204000; Check: 1; Check: 0; Link: INR; Int: 0
|  | 63A Double Pole MCB Isolator L&T Exora BF206300 | Standard Buying | 267.8 | Nos | 1 | 1 | 63A Double Pole MCB Isolator L&T Exora BF206300 | Electrical Components | Text: 63A Double Pole MCB Isolator L&T Exora BF206300; Check: 1; Check: 0; Link: INR; Int: 0
|  | 80A Double Pole MCB Isolator L&T Exora BF208000 | Standard Buying | 340.6 | Nos | 1 | 1 | 80A Double Pole MCB Isolator L&T Exora BF208000 | Electrical Components | Text: 80A Double Pole MCB Isolator L&T Exora BF208000; Check: 1; Check: 0; Link: INR; Int: 0
|  | 100A Double Pole MCB Isolator L&T Exora BF210000 | Standard Buying | 358.8 | Nos | 1 | 1 | 100A Double Pole MCB Isolator L&T Exora BF210000 | Electrical Components | Text: 100A Double Pole MCB Isolator L&T Exora BF210000; Check: 1; Check: 0; Link: INR; Int: 0
|  | 40A Triple Pole MCB Isolator L&T Exora BF304000 | Standard Buying | 366.6 | Nos | 1 | 1 | 40A Triple Pole MCB Isolator L&T Exora BF304000 | Electrical Components | Text: 40A Triple Pole MCB Isolator L&T Exora BF304000; Check: 1; Check: 0; Link: INR; Int: 0
|  | 63A Triple Pole MCB Isolator L&T Exora BF306300 | Standard Buying | 423.8 | Nos | 1 | 1 | 63A Triple Pole MCB Isolator L&T Exora BF306300 | Electrical Components | Text: 63A Triple Pole MCB Isolator L&T Exora BF306300; Check: 1; Check: 0; Link: INR; Int: 0
|  | 80A Triple Pole MCB Isolator L&T Exora BF308000 | Standard Buying | 468 | Nos | 1 | 1 | 80A Triple Pole MCB Isolator L&T Exora BF308000 | Electrical Components | Text: 80A Triple Pole MCB Isolator L&T Exora BF308000; Check: 1; Check: 0; Link: INR; Int: 0
|  | 100A Triple Pole MCB Isolator L&T Exora BF310000 | Standard Buying | 473.2 | Nos | 1 | 1 | 100A Triple Pole MCB Isolator L&T Exora BF310000 | Electrical Components | Text: 100A Triple Pole MCB Isolator L&T Exora BF310000; Check: 1; Check: 0; Link: INR; Int: 0
|  | 40A Four Pole MCB Isolator L&T Exora BF404000 | Standard Buying | 0.468 | Nos | 1 | 1 | 40A Four Pole MCB Isolator L&T Exora BF404000 | Electrical Components | Text: 40A Four Pole MCB Isolator L&T Exora BF404000; Check: 1; Check: 0; Link: INR; Int: 0
|  | 63A Four Pole MCB Isolator L&T Exora BF406300 | Standard Buying | 486.2 | Nos | 1 | 1 | 63A Four Pole MCB Isolator L&T Exora BF406300 | Electrical Components | Text: 63A Four Pole MCB Isolator L&T Exora BF406300; Check: 1; Check: 0; Link: INR; Int: 0
|  | 80A Four Pole MCB Isolator L&T Exora BF408000 | Standard Buying | 551.2 | Nos | 1 | 1 | 80A Four Pole MCB Isolator L&T Exora BF408000 | Electrical Components | Text: 80A Four Pole MCB Isolator L&T Exora BF408000; Check: 1; Check: 0; Link: INR; Int: 0
|  | 100A Four Pole MCB Isolator L&T Exora BF410000 | Standard Buying | 585 | Nos | 1 | 1 | 100A Four Pole MCB Isolator L&T Exora BF410000 | Electrical Components | Text: 100A Four Pole MCB Isolator L&T Exora BF410000; Check: 1; Check: 0; Link: INR; Int: 0
|  | 25A Double Pole 30mA ELCB L&T Exora BG202503 | Standard Buying | 1250.6 | Nos | 1 | 1 | 25A Double Pole 30mA ELCB L&T Exora BG202503 | Electrical Components | Text: 25A Double Pole 30mA ELCB L&T Exora BG202503; Check: 1; Check: 0; Link: INR; Int: 0
|  | 25A Double Pole 100mA ELCB L&T Exora BG202510 | Standard Buying | 1310.4 | Nos | 1 | 1 | 25A Double Pole 100mA ELCB L&T Exora BG202510 | Electrical Components | Text: 25A Double Pole 100mA ELCB L&T Exora BG202510; Check: 1; Check: 0; Link: INR; Int: 0
|  | 25A Double Pole 300mA ELCB L&T Exora BG202530 | Standard Buying | 1310.4 | Nos | 1 | 1 | 25A Double Pole 300mA ELCB L&T Exora BG202530 | Electrical Components | Text: 25A Double Pole 300mA ELCB L&T Exora BG202530; Check: 1; Check: 0; Link: INR; Int: 0
|  | 40A Double Pole 30mA ELCB L&T Exora BG204003 | Standard Buying | 1414.4 | Nos | 1 | 1 | 40A Double Pole 30mA ELCB L&T Exora BG204003 | Electrical Components | Text: 40A Double Pole 30mA ELCB L&T Exora BG204003; Check: 1; Check: 0; Link: INR; Int: 0
|  | 40A Double Pole 100mA ELCB L&T Exora BG204010 | Standard Buying | 1497.6 | Nos | 1 | 1 | 40A Double Pole 100mA ELCB L&T Exora BG204010 | Electrical Components | Text: 40A Double Pole 100mA ELCB L&T Exora BG204010; Check: 1; Check: 0; Link: INR; Int: 0
|  | 40A Double Pole 300mA ELCB L&T Exora BG204030 | Standard Buying | 1497.6 | Nos | 1 | 1 | 40A Double Pole 300mA ELCB L&T Exora BG204030 | Electrical Components | Text: 40A Double Pole 300mA ELCB L&T Exora BG204030; Check: 1; Check: 0; Link: INR; Int: 0
|  | 63A Double Pole 30mA ELCB L&T Exora BG206303 | Standard Buying | 1762.8 | Nos | 1 | 1 | 63A Double Pole 30mA ELCB L&T Exora BG206303 | Electrical Components | Text: 63A Double Pole 30mA ELCB L&T Exora BG206303; Check: 1; Check: 0; Link: INR; Int: 0
|  | 63A Double Pole 100mA ELCB L&T Exora BG206310 | Standard Buying | 1807 | Nos | 1 | 1 | 63A Double Pole 100mA ELCB L&T Exora BG206310 | Electrical Components | Text: 63A Double Pole 100mA ELCB L&T Exora BG206310; Check: 1; Check: 0; Link: INR; Int: 0
|  | 63A Double Pole 300mA ELCB L&T Exora BG206330 | Standard Buying | 1807 | Nos | 1 | 1 | 63A Double Pole 300mA ELCB L&T Exora BG206330 | Electrical Components | Text: 63A Double Pole 300mA ELCB L&T Exora BG206330; Check: 1; Check: 0; Link: INR; Int: 0
|  | 100A Double Pole 30mA ELCB L&T Exora BG210003 | Standard Buying | 3094 | Nos | 1 | 1 | 100A Double Pole 30mA ELCB L&T Exora BG210003 | Electrical Components | Text: 100A Double Pole 30mA ELCB L&T Exora BG210003; Check: 1; Check: 0; Link: INR; Int: 0
|  | 100A Double Pole 100mA ELCB L&T Exora BG210010 | Standard Buying | 3135.6 | Nos | 1 | 1 | 100A Double Pole 100mA ELCB L&T Exora BG210010 | Electrical Components | Text: 100A Double Pole 100mA ELCB L&T Exora BG210010; Check: 1; Check: 0; Link: INR; Int: 0
|  | 100A Double Pole 300mA ELCB L&T Exora BG210030 | Standard Buying | 3135.6 | Nos | 1 | 1 | 100A Double Pole 300mA ELCB L&T Exora BG210030 | Electrical Components | Text: 100A Double Pole 300mA ELCB L&T Exora BG210030; Check: 1; Check: 0; Link: INR; Int: 0
|  | 25A Four Pole 30mA ELCB L&T Exora BG402503 | Standard Buying | 1656.2 | Nos | 1 | 1 | 25A Four Pole 30mA ELCB L&T Exora BG402503 | Electrical Components | Text: 25A Four Pole 30mA ELCB L&T Exora BG402503; Check: 1; Check: 0; Link: INR; Int: 0
|  | 25A Four Pole 100mA ELCB L&T Exora BG402510 | Standard Buying | 1716 | Nos | 1 | 1 | 25A Four Pole 100mA ELCB L&T Exora BG402510 | Electrical Components | Text: 25A Four Pole 100mA ELCB L&T Exora BG402510; Check: 1; Check: 0; Link: INR; Int: 0
|  | 25A Four Pole 300mA ELCB L&T Exora BG402530 | Standard Buying | 1716 | Nos | 1 | 1 | 25A Four Pole 300mA ELCB L&T Exora BG402530 | Electrical Components | Text: 25A Four Pole 300mA ELCB L&T Exora BG402530; Check: 1; Check: 0; Link: INR; Int: 0
|  | 40A Four Pole 30mA ELCB L&T Exora BG404003 | Standard Buying | 1661.4 | Nos | 1 | 1 | 40A Four Pole 30mA ELCB L&T Exora BG404003 | Electrical Components | Text: 40A Four Pole 30mA ELCB L&T Exora BG404003; Check: 1; Check: 0; Link: INR; Int: 0
|  | 40A Four Pole 100mA ELCB L&T Exora BG404010 | Standard Buying | 1742 | Nos | 1 | 1 | 40A Four Pole 100mA ELCB L&T Exora BG404010 | Electrical Components | Text: 40A Four Pole 100mA ELCB L&T Exora BG404010; Check: 1; Check: 0; Link: INR; Int: 0
|  | 40A Four Pole 300mA ELCB L&T Exora BG404030 | Standard Buying | 1742 | Nos | 1 | 1 | 40A Four Pole 300mA ELCB L&T Exora BG404030 | Electrical Components | Text: 40A Four Pole 300mA ELCB L&T Exora BG404030; Check: 1; Check: 0; Link: INR; Int: 0
|  | 63A Four Pole 30mA ELCB L&T Exora BG406303 | Standard Buying | 1908.4 | Nos | 1 | 1 | 63A Four Pole 30mA ELCB L&T Exora BG406303 | Electrical Components | Text: 63A Four Pole 30mA ELCB L&T Exora BG406303; Check: 1; Check: 0; Link: INR; Int: 0
|  | 63A Four Pole 100mA ELCB L&T Exora BG406310 | Standard Buying | 2002 | Nos | 1 | 1 | 63A Four Pole 100mA ELCB L&T Exora BG406310 | Electrical Components | Text: 63A Four Pole 100mA ELCB L&T Exora BG406310; Check: 1; Check: 0; Link: INR; Int: 0
|  | 63A Four Pole 300mA ELCB L&T Exora BG406330 | Standard Buying | 2002 | Nos | 1 | 1 | 63A Four Pole 300mA ELCB L&T Exora BG406330 | Electrical Components | Text: 63A Four Pole 300mA ELCB L&T Exora BG406330; Check: 1; Check: 0; Link: INR; Int: 0
|  | 100A Four Pole 30mA ELCB L&T Exora BG410003 | Standard Buying | 3346.2 | Nos | 1 | 1 | 100A Four Pole 30mA ELCB L&T Exora BG410003 | Electrical Components | Text: 100A Four Pole 30mA ELCB L&T Exora BG410003; Check: 1; Check: 0; Link: INR; Int: 0
|  | 100A Four Pole 100mA ELCB L&T Exora BG410010 | Standard Buying | 3406 | Nos | 1 | 1 | 100A Four Pole 100mA ELCB L&T Exora BG410010 | Electrical Components | Text: 100A Four Pole 100mA ELCB L&T Exora BG410010; Check: 1; Check: 0; Link: INR; Int: 0
|  | 100A Four Pole 300mA ELCB L&T Exora BG410030 | Standard Buying | 3406 | Nos | 1 | 1 | 100A Four Pole 300mA ELCB L&T Exora BG410030 | Electrical Components | Text: 100A Four Pole 300mA ELCB L&T Exora BG410030; Check: 1; Check: 0; Link: INR; Int: 0
|  | 6A Double Pole 10mA RCBO L&T Exora AUF3C200601 | Standard Buying | 1885 | Nos | 1 | 1 | 6A Double Pole 10mA RCBO L&T Exora AUF3C200601 | Electrical Components | Text: 6A Double Pole 10mA RCBO L&T Exora AUF3C200601; Check: 1; Check: 0; Link: INR; Int: 0
|  | 6A Double Pole 30mA RCBO L&T Exora AUF3C200603 | Standard Buying | 1885 | Nos | 1 | 1 | 6A Double Pole 30mA RCBO L&T Exora AUF3C200603 | Electrical Components | Text: 6A Double Pole 30mA RCBO L&T Exora AUF3C200603; Check: 1; Check: 0; Link: INR; Int: 0
|  | 6A Double Pole 100mA RCBO L&T Exora AUF3C200610 | Standard Buying | 1926.6 | Nos | 1 | 1 | 6A Double Pole 100mA RCBO L&T Exora AUF3C200610 | Electrical Components | Text: 6A Double Pole 100mA RCBO L&T Exora AUF3C200610; Check: 1; Check: 0; Link: INR; Int: 0
|  | 6A Double Pole 300mA RCBO L&T Exora AUF3C200630 | Standard Buying | 1937 | Nos | 1 | 1 | 6A Double Pole 300mA RCBO L&T Exora AUF3C200630 | Electrical Components | Text: 6A Double Pole 300mA RCBO L&T Exora AUF3C200630; Check: 1; Check: 0; Link: INR; Int: 0
|  | 10A Double Pole 10mA RCBO L&T Exora AUF3C201001 | Standard Buying | 1885 | Nos | 1 | 1 | 10A Double Pole 10mA RCBO L&T Exora AUF3C201001 | Electrical Components | Text: 10A Double Pole 10mA RCBO L&T Exora AUF3C201001; Check: 1; Check: 0; Link: INR; Int: 0
|  | 10A Double Pole 30mA RCBO L&T Exora AUF3C201003 | Standard Buying | 1885 | Nos | 1 | 1 | 10A Double Pole 30mA RCBO L&T Exora AUF3C201003 | Electrical Components | Text: 10A Double Pole 30mA RCBO L&T Exora AUF3C201003; Check: 1; Check: 0; Link: INR; Int: 0
|  | 10A Double Pole 100mA RCBO L&T Exora AUF3C201010 | Standard Buying | 1926.6 | Nos | 1 | 1 | 10A Double Pole 100mA RCBO L&T Exora AUF3C201010 | Electrical Components | Text: 10A Double Pole 100mA RCBO L&T Exora AUF3C201010; Check: 1; Check: 0; Link: INR; Int: 0
|  | 10A Double Pole 300mA RCBO L&T Exora AUF3C201030 | Standard Buying | 1937 | Nos | 1 | 1 | 10A Double Pole 300mA RCBO L&T Exora AUF3C201030 | Electrical Components | Text: 10A Double Pole 300mA RCBO L&T Exora AUF3C201030; Check: 1; Check: 0; Link: INR; Int: 0
|  | 16A Double Pole 10mA RCBO L&T Exora AUF3C201601 | Standard Buying | 1885 | Nos | 1 | 1 | 16A Double Pole 10mA RCBO L&T Exora AUF3C201601 | Electrical Components | Text: 16A Double Pole 10mA RCBO L&T Exora AUF3C201601; Check: 1; Check: 0; Link: INR; Int: 0
|  | 16A Double Pole 30mA RCBO L&T Exora AUF3C201603 | Standard Buying | 1885 | Nos | 1 | 1 | 16A Double Pole 30mA RCBO L&T Exora AUF3C201603 | Electrical Components | Text: 16A Double Pole 30mA RCBO L&T Exora AUF3C201603; Check: 1; Check: 0; Link: INR; Int: 0
|  | 16A Double Pole 100mA RCBO L&T Exora AUF3C201610 | Standard Buying | 1926.6 | Nos | 1 | 1 | 16A Double Pole 100mA RCBO L&T Exora AUF3C201610 | Electrical Components | Text: 16A Double Pole 100mA RCBO L&T Exora AUF3C201610; Check: 1; Check: 0; Link: INR; Int: 0
|  | 16A Double Pole 300mA RCBO L&T Exora AUF3C201630 | Standard Buying | 1937 | Nos | 1 | 1 | 16A Double Pole 300mA RCBO L&T Exora AUF3C201630 | Electrical Components | Text: 16A Double Pole 300mA RCBO L&T Exora AUF3C201630; Check: 1; Check: 0; Link: INR; Int: 0
|  | 20A Double Pole 30mA RCBO L&T Exora AUF3C202003 | Standard Buying | 1885 | Nos | 1 | 1 | 20A Double Pole 30mA RCBO L&T Exora AUF3C202003 | Electrical Components | Text: 20A Double Pole 30mA RCBO L&T Exora AUF3C202003; Check: 1; Check: 0; Link: INR; Int: 0
|  | 20A Double Pole 100mA RCBO L&T Exora AUF3C202010 | Standard Buying | 1926.6 | Nos | 1 | 1 | 20A Double Pole 100mA RCBO L&T Exora AUF3C202010 | Electrical Components | Text: 20A Double Pole 100mA RCBO L&T Exora AUF3C202010; Check: 1; Check: 0; Link: INR; Int: 0
|  | 20A Double Pole 300mA RCBO L&T Exora AUF3C202030 | Standard Buying | 1937 | Nos | 1 | 1 | 20A Double Pole 300mA RCBO L&T Exora AUF3C202030 | Electrical Components | Text: 20A Double Pole 300mA RCBO L&T Exora AUF3C202030; Check: 1; Check: 0; Link: INR; Int: 0
|  | 25A Double Pole 30mA RCBO L&T Exora AUF3C202503 | Standard Buying | 1885 | Nos | 1 | 1 | 25A Double Pole 30mA RCBO L&T Exora AUF3C202503 | Electrical Components | Text: 25A Double Pole 30mA RCBO L&T Exora AUF3C202503; Check: 1; Check: 0; Link: INR; Int: 0
|  | 25A Double Pole 100mA RCBO L&T Exora AUF3C202510 | Standard Buying | 1926.6 | Nos | 1 | 1 | 25A Double Pole 100mA RCBO L&T Exora AUF3C202510 | Electrical Components | Text: 25A Double Pole 100mA RCBO L&T Exora AUF3C202510; Check: 1; Check: 0; Link: INR; Int: 0
|  | 25A Double Pole 300mA RCBO L&T Exora AUF3C202530 | Standard Buying | 1937 | Nos | 1 | 1 | 25A Double Pole 300mA RCBO L&T Exora AUF3C202530 | Electrical Components | Text: 25A Double Pole 300mA RCBO L&T Exora AUF3C202530; Check: 1; Check: 0; Link: INR; Int: 0
|  | 32A Double Pole 30mA RCBO L&T Exora AUF3C203203 | Standard Buying | 1885 | Nos | 1 | 1 | 32A Double Pole 30mA RCBO L&T Exora AUF3C203203 | Electrical Components | Text: 32A Double Pole 30mA RCBO L&T Exora AUF3C203203; Check: 1; Check: 0; Link: INR; Int: 0
|  | 32A Double Pole 100mA RCBO L&T Exora AUF3C203210 | Standard Buying | 1926.6 | Nos | 1 | 1 | 32A Double Pole 100mA RCBO L&T Exora AUF3C203210 | Electrical Components | Text: 32A Double Pole 100mA RCBO L&T Exora AUF3C203210; Check: 1; Check: 0; Link: INR; Int: 0
|  | 32A Double Pole 300mA RCBO L&T Exora AUF3C203230 | Standard Buying | 1937 | Nos | 1 | 1 | 32A Double Pole 300mA RCBO L&T Exora AUF3C203230 | Electrical Components | Text: 32A Double Pole 300mA RCBO L&T Exora AUF3C203230; Check: 1; Check: 0; Link: INR; Int: 0
|  | 40A Double Pole 30mA RCBO L&T Exora AUF3C204003 | Standard Buying | 1885 | Nos | 1 | 1 | 40A Double Pole 30mA RCBO L&T Exora AUF3C204003 | Electrical Components | Text: 40A Double Pole 30mA RCBO L&T Exora AUF3C204003; Check: 1; Check: 0; Link: INR; Int: 0
|  | 40A Double Pole 100mA RCBO L&T Exora AUF3C204010 | Standard Buying | 1926.6 | Nos | 1 | 1 | 40A Double Pole 100mA RCBO L&T Exora AUF3C204010 | Electrical Components | Text: 40A Double Pole 100mA RCBO L&T Exora AUF3C204010; Check: 1; Check: 0; Link: INR; Int: 0
|  | 40A Double Pole 300mA RCBO L&T Exora AUF3C204030 | Standard Buying | 1937 | Nos | 1 | 1 | 40A Double Pole 300mA RCBO L&T Exora AUF3C204030 | Electrical Components | Text: 40A Double Pole 300mA RCBO L&T Exora AUF3C204030; Check: 1; Check: 0; Link: INR; Int: 0
|  | 63A Double Pole 30mA RCBO L&T Exora AUF3C206303 | Standard Buying | 2418 | Nos | 1 | 1 | 63A Double Pole 30mA RCBO L&T Exora AUF3C206303 | Electrical Components | Text: 63A Double Pole 30mA RCBO L&T Exora AUF3C206303; Check: 1; Check: 0; Link: INR; Int: 0
|  | 63A Double Pole 100mA RCBO L&T Exora AUF3C206310 | Standard Buying | 2561 | Nos | 1 | 1 | 63A Double Pole 100mA RCBO L&T Exora AUF3C206310 | Electrical Components | Text: 63A Double Pole 100mA RCBO L&T Exora AUF3C206310; Check: 1; Check: 0; Link: INR; Int: 0
|  | 63A Double Pole 300mA RCBO L&T Exora AUF3C206330 | Standard Buying | 2561 | Nos | 1 | 1 | 63A Double Pole 300mA RCBO L&T Exora AUF3C206330 | Electrical Components | Text: 63A Double Pole 300mA RCBO L&T Exora AUF3C206330; Check: 1; Check: 0; Link: INR; Int: 0
|  | 16A Four Pole 30mA RCBO L&T Exora AUF3C401603 | Standard Buying | 2186.6 | Nos | 1 | 1 | 16A Four Pole 30mA RCBO L&T Exora AUF3C401603 | Electrical Components | Text: 16A Four Pole 30mA RCBO L&T Exora AUF3C401603; Check: 1; Check: 0; Link: INR; Int: 0
|  | 16A Four Pole 100mA RCBO L&T Exora AUF3C401610 | Standard Buying | 2431 | Nos | 1 | 1 | 16A Four Pole 100mA RCBO L&T Exora AUF3C401610 | Electrical Components | Text: 16A Four Pole 100mA RCBO L&T Exora AUF3C401610; Check: 1; Check: 0; Link: INR; Int: 0
|  | 16A Four Pole 300mA RCBO L&T Exora AUF3C401630 | Standard Buying | 2480.4 | Nos | 1 | 1 | 16A Four Pole 300mA RCBO L&T Exora AUF3C401630 | Electrical Components | Text: 16A Four Pole 300mA RCBO L&T Exora AUF3C401630; Check: 1; Check: 0; Link: INR; Int: 0
|  | 20A Four Pole 30mA RCBO L&T Exora AUF3C402003 | Standard Buying | 2186.6 | Nos | 1 | 1 | 20A Four Pole 30mA RCBO L&T Exora AUF3C402003 | Electrical Components | Text: 20A Four Pole 30mA RCBO L&T Exora AUF3C402003; Check: 1; Check: 0; Link: INR; Int: 0
|  | 20A Four Pole 100mA RCBO L&T Exora AUF3C402010 | Standard Buying | 2431 | Nos | 1 | 1 | 20A Four Pole 100mA RCBO L&T Exora AUF3C402010 | Electrical Components | Text: 20A Four Pole 100mA RCBO L&T Exora AUF3C402010; Check: 1; Check: 0; Link: INR; Int: 0
|  | 20A Four Pole 300mA RCBO L&T Exora AUF3C402030 | Standard Buying | 2186.6 | Nos | 1 | 1 | 20A Four Pole 300mA RCBO L&T Exora AUF3C402030 | Electrical Components | Text: 20A Four Pole 300mA RCBO L&T Exora AUF3C402030; Check: 1; Check: 0; Link: INR; Int: 0
|  | 25A Four Pole 30mA RCBO L&T Exora AUF3C402503 | Standard Buying | 2431 | Nos | 1 | 1 | 25A Four Pole 30mA RCBO L&T Exora AUF3C402503 | Electrical Components | Text: 25A Four Pole 30mA RCBO L&T Exora AUF3C402503; Check: 1; Check: 0; Link: INR; Int: 0
|  | 25A Four Pole 100mA RCBO L&T Exora AUF3C402510 | Standard Buying | 2480.4 | Nos | 1 | 1 | 25A Four Pole 100mA RCBO L&T Exora AUF3C402510 | Electrical Components | Text: 25A Four Pole 100mA RCBO L&T Exora AUF3C402510; Check: 1; Check: 0; Link: INR; Int: 0
|  | 25A Four Pole 300mA RCBO L&T Exora AUF3C402530 | Standard Buying | 2186.6 | Nos | 1 | 1 | 25A Four Pole 300mA RCBO L&T Exora AUF3C402530 | Electrical Components | Text: 25A Four Pole 300mA RCBO L&T Exora AUF3C402530; Check: 1; Check: 0; Link: INR; Int: 0
|  | 32A Four Pole 30mA RCBO L&T Exora AUF3C403203 | Standard Buying | 2431 | Nos | 1 | 1 | 32A Four Pole 30mA RCBO L&T Exora AUF3C403203 | Electrical Components | Text: 32A Four Pole 30mA RCBO L&T Exora AUF3C403203; Check: 1; Check: 0; Link: INR; Int: 0
|  | 32A Four Pole 100mA RCBO L&T Exora AUF3C403210 | Standard Buying | 2480.4 | Nos | 1 | 1 | 32A Four Pole 100mA RCBO L&T Exora AUF3C403210 | Electrical Components | Text: 32A Four Pole 100mA RCBO L&T Exora AUF3C403210; Check: 1; Check: 0; Link: INR; Int: 0
|  | 32A Four Pole 300mA RCBO L&T Exora AUF3C403230 | Standard Buying | 2186.6 | Nos | 1 | 1 | 32A Four Pole 300mA RCBO L&T Exora AUF3C403230 | Electrical Components | Text: 32A Four Pole 300mA RCBO L&T Exora AUF3C403230; Check: 1; Check: 0; Link: INR; Int: 0
|  | 40A Four Pole 30mA RCBO L&T Exora AUF3C404003 | Standard Buying | 2431 | Nos | 1 | 1 | 40A Four Pole 30mA RCBO L&T Exora AUF3C404003 | Electrical Components | Text: 40A Four Pole 30mA RCBO L&T Exora AUF3C404003; Check: 1; Check: 0; Link: INR; Int: 0
|  | 40A Four Pole 100mA RCBO L&T Exora AUF3C404010 | Standard Buying | 2480.4 | Nos | 1 | 1 | 40A Four Pole 100mA RCBO L&T Exora AUF3C404010 | Electrical Components | Text: 40A Four Pole 100mA RCBO L&T Exora AUF3C404010; Check: 1; Check: 0; Link: INR; Int: 0
|  | 40A Four Pole 300mA RCBO L&T Exora AUF3C404030 | Standard Buying | 2256.8 | Nos | 1 | 1 | 40A Four Pole 300mA RCBO L&T Exora AUF3C404030 | Electrical Components | Text: 40A Four Pole 300mA RCBO L&T Exora AUF3C404030; Check: 1; Check: 0; Link: INR; Int: 0
|  | 63A Four Pole 30mA RCBO L&T Exora AUF3C406303 | Standard Buying | 2433.6 | Nos | 1 | 1 | 63A Four Pole 30mA RCBO L&T Exora AUF3C406303 | Electrical Components | Text: 63A Four Pole 30mA RCBO L&T Exora AUF3C406303; Check: 1; Check: 0; Link: INR; Int: 0
|  | 63A Four Pole 100mA RCBO L&T Exora AUF3C406310 | Standard Buying | 2485.6 | Nos | 1 | 1 | 63A Four Pole 100mA RCBO L&T Exora AUF3C406310 | Electrical Components | Text: 63A Four Pole 100mA RCBO L&T Exora AUF3C406310; Check: 1; Check: 0; Link: INR; Int: 0
|  | 63A Four Pole 300mA RCBO L&T Exora AUF3C406330 | Standard Buying | 2290.6 | Nos | 1 | 1 | 63A Four Pole 300mA RCBO L&T Exora AUF3C406330 | Electrical Components | Text: 63A Four Pole 300mA RCBO L&T Exora AUF3C406330; Check: 1; Check: 0; Link: INR; Int: 0
|  | 25A Double Pole Changeover Switch L&T AUC00202500 | Standard Buying | 730.6 | Nos | 1 | 1 | 25A Double Pole Changeover Switch L&T AUC00202500 | Electrical Components | Text: 25A Double Pole Changeover Switch L&T AUC00202500; Check: 1; Check: 0; Link: INR; Int: 0
|  | 40A Double Pole Changeover Switch L&T AUC00204000 | Standard Buying | 1120.6 | Nos | 1 | 1 | 40A Double Pole Changeover Switch L&T AUC00204000 | Electrical Components | Text: 40A Double Pole Changeover Switch L&T AUC00204000; Check: 1; Check: 0; Link: INR; Int: 0
|  | 63A Double Pole Changeover Switch L&T AUC00206300 | Standard Buying | 1302.6 | Nos | 1 | 1 | 63A Double Pole Changeover Switch L&T AUC00206300 | Electrical Components | Text: 63A Double Pole Changeover Switch L&T AUC00206300; Check: 1; Check: 0; Link: INR; Int: 0
|  | 40A Four Pole Chengeover Switch L&T AUC00404000 | Standard Buying | 1929.2 | Nos | 1 | 1 | 40A Four Pole Chengeover Switch L&T AUC00404000 | Electrical Components | Text: 40A Four Pole Chengeover Switch L&T AUC00404000; Check: 1; Check: 0; Link: INR; Int: 0
|  | 63A Four Pole Chengeover Switch L&T AUC00406300 | Standard Buying | 2189.2 | Nos | 1 | 1 | 63A Four Pole Chengeover Switch L&T AUC00406300 | Electrical Components | Text: 63A Four Pole Chengeover Switch L&T AUC00406300; Check: 1; Check: 0; Link: INR; Int: 0
|  | Analog Time Switch Module 1 L&T AUTS01ANA00 | Standard Buying | 2437.5 | Nos | 1 | 1 | Analog Time Switch Module 1 L&T AUTS01ANA00 | Electrical Components | Text: Analog Time Switch Module 1 L&T AUTS01ANA00; Check: 1; Check: 0; Link: INR; Int: 0
|  | Analog Time Switch Module 3 L&T AUTS03ANA00 | Standard Buying | 2964 | Nos | 1 | 1 | Analog Time Switch Module 3 L&T AUTS03ANA00 | Electrical Components | Text: Analog Time Switch Module 3 L&T AUTS03ANA00; Check: 1; Check: 0; Link: INR; Int: 0
|  | Digital Time Switch Module 2 L&T AUTS02DIG00 | Standard Buying | 1865.5 | Nos | 1 | 1 | Digital Time Switch Module 2 L&T AUTS02DIG00 | Electrical Components | Text: Digital Time Switch Module 2 L&T AUTS02DIG00; Check: 1; Check: 0; Link: INR; Int: 0
|  | Astro time Switch 2 L&T AUTS02AST00 | Standard Buying | 3133 | Nos | 1 | 1 | Astro time Switch 2 L&T AUTS02AST00 | Electrical Components | Text: Astro time Switch 2 L&T AUTS02AST00; Check: 1; Check: 0; Link: INR; Int: 0
|  | Single Phase (5-40A)Energy Meter WD4000101OOO | Standard Buying | 1322.75 | Nos | 1 | 1 | Single Phase (5-40A)Energy Meter WD4000101OOO | Electrical Components | Text: Single Phase (5-40A)Energy Meter WD4000101OOO; Check: 1; Check: 0; Link: INR; Int: 0
|  | Single Phase (10-60A)Energy Meter WD4000103OOO | Standard Buying | 3003 | Nos | 1 | 1 | Single Phase (10-60A)Energy Meter WD4000103OOO | Electrical Components | Text: Single Phase (10-60A)Energy Meter WD4000103OOO; Check: 1; Check: 0; Link: INR; Int: 0
|  | 630A 50KA MDO TP MPR ACB L&T SL96041 | Standard Buying | 71205.5 | Nos | 1 | 1 | 630A 50KA MDO TP MPR ACB L&T SL96041 | Electrical Components | Text: 630A 50KA MDO TP MPR ACB L&T SL96041; Check: 1; Check: 0; Link: INR; Int: 0
|  | 630A 50KA EDO TP MPR ACB L&T SL96051 | Standard Buying | 87953.5 | Nos | 1 | 1 | 630A 50KA EDO TP MPR ACB L&T SL96051 | Electrical Components | Text: 630A 50KA EDO TP MPR ACB L&T SL96051; Check: 1; Check: 0; Link: INR; Int: 0
|  | 800A 50KA MDO TP MPR ACB L&T SL96042 | Standard Buying | 71205.5 | Nos | 1 | 1 | 800A 50KA MDO TP MPR ACB L&T SL96042 | Electrical Components | Text: 800A 50KA MDO TP MPR ACB L&T SL96042; Check: 1; Check: 0; Link: INR; Int: 0
|  | 800A 50KA EDO TP MPR ACB L&T SL96052 | Standard Buying | 87953.5 | Nos | 1 | 1 | 800A 50KA EDO TP MPR ACB L&T SL96052 | Electrical Components | Text: 800A 50KA EDO TP MPR ACB L&T SL96052; Check: 1; Check: 0; Link: INR; Int: 0
|  | 1000A 50KA MDO TP MPR ACB L&T SL96043 | Standard Buying | 74449.1 | Nos | 1 | 1 | 1000A 50KA MDO TP MPR ACB L&T SL96043 | Electrical Components | Text: 1000A 50KA MDO TP MPR ACB L&T SL96043; Check: 1; Check: 0; Link: INR; Int: 0
|  | 1000A 50KA EDO TP MPR ACB L&T SL96053 | Standard Buying | 91197.1 | Nos | 1 | 1 | 1000A 50KA EDO TP MPR ACB L&T SL96053 | Electrical Components | Text: 1000A 50KA EDO TP MPR ACB L&T SL96053; Check: 1; Check: 0; Link: INR; Int: 0
|  | 1250A 50KA MDO TP MPR ACB L&T SL96044 | Standard Buying | 82849.6 | Nos | 1 | 1 | 1250A 50KA MDO TP MPR ACB L&T SL96044 | Electrical Components | Text: 1250A 50KA MDO TP MPR ACB L&T SL96044; Check: 1; Check: 0; Link: INR; Int: 0
|  | 1250A 50KA EDO TP MPR ACB L&T SL96054 | Standard Buying | 99597.6 | Nos | 1 | 1 | 1250A 50KA EDO TP MPR ACB L&T SL96054 | Electrical Components | Text: 1250A 50KA EDO TP MPR ACB L&T SL96054; Check: 1; Check: 0; Link: INR; Int: 0
|  | 1600A 50KA MDO TP MPR ACB L&T SL96045 | Standard Buying | 94403.6 | Nos | 1 | 1 | 1600A 50KA MDO TP MPR ACB L&T SL96045 | Electrical Components | Text: 1600A 50KA MDO TP MPR ACB L&T SL96045; Check: 1; Check: 0; Link: INR; Int: 0
|  | 1600A 50KA EDO TP MPR ACB L&T SL96055 | Standard Buying | 111151.6 | Nos | 1 | 1 | 1600A 50KA EDO TP MPR ACB L&T SL96055 | Electrical Components | Text: 1600A 50KA EDO TP MPR ACB L&T SL96055; Check: 1; Check: 0; Link: INR; Int: 0
|  | 2000A 50KA MDO TP MPR ACB L&T SL96046 | Standard Buying | 114543.6 | Nos | 1 | 1 | 2000A 50KA MDO TP MPR ACB L&T SL96046 | Electrical Components | Text: 2000A 50KA MDO TP MPR ACB L&T SL96046; Check: 1; Check: 0; Link: INR; Int: 0
|  | 2000A 50KA EDO TP MPR ACB L&T SL96056 | Standard Buying | 131291.6 | Nos | 1 | 1 | 2000A 50KA EDO TP MPR ACB L&T SL96056 | Electrical Components | Text: 2000A 50KA EDO TP MPR ACB L&T SL96056; Check: 1; Check: 0; Link: INR; Int: 0
|  | 2500A 60KA MDO TP MPR ACB L&T SL96047 | Standard Buying | 138139.2 | Nos | 1 | 1 | 2500A 60KA MDO TP MPR ACB L&T SL96047 | Electrical Components | Text: 2500A 60KA MDO TP MPR ACB L&T SL96047; Check: 1; Check: 0; Link: INR; Int: 0
|  | 2500A 60KA EDO TP MPR ACB L&T SL96057 | Standard Buying | 154887.2 | Nos | 1 | 1 | 2500A 60KA EDO TP MPR ACB L&T SL96057 | Electrical Components | Text: 2500A 60KA EDO TP MPR ACB L&T SL96057; Check: 1; Check: 0; Link: INR; Int: 0
|  | 630A 50KA MDO FP MPR ACB L&T SL96061 | Standard Buying | 89458.7 | Nos | 1 | 1 | 630A 50KA MDO FP MPR ACB L&T SL96061 | Electrical Components | Text: 630A 50KA MDO FP MPR ACB L&T SL96061; Check: 1; Check: 0; Link: INR; Int: 0
|  | 630A 50KA EDO FP MPR ACB L&T SL96071 | Standard Buying | 106206.7 | Nos | 1 | 1 | 630A 50KA EDO FP MPR ACB L&T SL96071 | Electrical Components | Text: 630A 50KA EDO FP MPR ACB L&T SL96071; Check: 1; Check: 0; Link: INR; Int: 0
|  | 800A 50KA MDO FP MPR ACB L&T SL96062 | Standard Buying | 89458.7 | Nos | 1 | 1 | 800A 50KA MDO FP MPR ACB L&T SL96062 | Electrical Components | Text: 800A 50KA MDO FP MPR ACB L&T SL96062; Check: 1; Check: 0; Link: INR; Int: 0
|  | 800A 50KA EDO FP MPR ACB L&T SL96072 | Standard Buying | 106206.7 | Nos | 1 | 1 | 800A 50KA EDO FP MPR ACB L&T SL96072 | Electrical Components | Text: 800A 50KA EDO FP MPR ACB L&T SL96072; Check: 1; Check: 0; Link: INR; Int: 0
|  | 1000A 50KA MDO FP MPR ACB L&T SL96063 | Standard Buying | 93624.5 | Nos | 1 | 1 | 1000A 50KA MDO FP MPR ACB L&T SL96063 | Electrical Components | Text: 1000A 50KA MDO FP MPR ACB L&T SL96063; Check: 1; Check: 0; Link: INR; Int: 0
|  | 1000A 50KA EDO FP MPR ACB L&T SL96073 | Standard Buying | 110372.5 | Nos | 1 | 1 | 1000A 50KA EDO FP MPR ACB L&T SL96073 | Electrical Components | Text: 1000A 50KA EDO FP MPR ACB L&T SL96073; Check: 1; Check: 0; Link: INR; Int: 0
|  | 1250A 50KA MDO FP MPR ACB L&T SL96064 | Standard Buying | 103673.3 | Nos | 1 | 1 | 1250A 50KA MDO FP MPR ACB L&T SL96064 | Electrical Components | Text: 1250A 50KA MDO FP MPR ACB L&T SL96064; Check: 1; Check: 0; Link: INR; Int: 0
|  | 1250A 50KA EDO FP MPR ACB L&T SL96074 | Standard Buying | 120421.3 | Nos | 1 | 1 | 1250A 50KA EDO FP MPR ACB L&T SL96074 | Electrical Components | Text: 1250A 50KA EDO FP MPR ACB L&T SL96074; Check: 1; Check: 0; Link: INR; Int: 0
|  | 1600A 50KA MDO FP MPR ACB L&T SL96065 | Standard Buying | 115147.8 | Nos | 1 | 1 | 1600A 50KA MDO FP MPR ACB L&T SL96065 | Electrical Components | Text: 1600A 50KA MDO FP MPR ACB L&T SL96065; Check: 1; Check: 0; Link: INR; Int: 0
|  | 1600A 50KA EDO FP MPR ACB L&T SL96075 | Standard Buying | 131895.8 | Nos | 1 | 1 | 1600A 50KA EDO FP MPR ACB L&T SL96075 | Electrical Components | Text: 1600A 50KA EDO FP MPR ACB L&T SL96075; Check: 1; Check: 0; Link: INR; Int: 0
|  | 2000A 50KA MDO FP MPR ACB L&T SL96066 | Standard Buying | 140927 | Nos | 1 | 1 | 2000A 50KA MDO FP MPR ACB L&T SL96066 | Electrical Components | Text: 2000A 50KA MDO FP MPR ACB L&T SL96066; Check: 1; Check: 0; Link: INR; Int: 0
|  | 2000A 50KA EDO FP MPR ACB L&T SL96076 | Standard Buying | 157675 | Nos | 1 | 1 | 2000A 50KA EDO FP MPR ACB L&T SL96076 | Electrical Components | Text: 2000A 50KA EDO FP MPR ACB L&T SL96076; Check: 1; Check: 0; Link: INR; Int: 0
|  | 2500A 60KA MDO FP MPR ACB L&T SL96067 | Standard Buying | 171561 | Nos | 1 | 1 | 2500A 60KA MDO FP MPR ACB L&T SL96067 | Electrical Components | Text: 2500A 60KA MDO FP MPR ACB L&T SL96067; Check: 1; Check: 0; Link: INR; Int: 0
|  | 2500A 60KA EDO FP MPR ACB L&T SL96077 | Standard Buying | 188309 | Nos | 1 | 1 | 2500A 60KA EDO FP MPR ACB L&T SL96077 | Electrical Components | Text: 2500A 60KA EDO FP MPR ACB L&T SL96077; Check: 1; Check: 0; Link: INR; Int: 0
|  | 630A 50KA MDO TP TMR ACB TMR L&T SL95331 | Standard Buying | 66170.5 | Nos | 1 | 1 | 630A 50KA MDO TP TMR ACB TMR L&T SL95331 | Electrical Components | Text: 630A 50KA MDO TP TMR ACB TMR L&T SL95331; Check: 1; Check: 0; Link: INR; Int: 0
|  | 630A 50KA EDO TP TMR ACB L&T SL95341 | Standard Buying | 82918.5 | Nos | 1 | 1 | 630A 50KA EDO TP TMR ACB L&T SL95341 | Electrical Components | Text: 630A 50KA EDO TP TMR ACB L&T SL95341; Check: 1; Check: 0; Link: INR; Int: 0
|  | 800A 50KA MDO TP TMR ACB L&T SL95332 | Standard Buying | 66170.5 | Nos | 1 | 1 | 800A 50KA MDO TP TMR ACB L&T SL95332 | Electrical Components | Text: 800A 50KA MDO TP TMR ACB L&T SL95332; Check: 1; Check: 0; Link: INR; Int: 0
|  | 800A 50KA EDO TP TMR ACB L&T SL95342 | Standard Buying | 82918.5 | Nos | 1 | 1 | 800A 50KA EDO TP TMR ACB L&T SL95342 | Electrical Components | Text: 800A 50KA EDO TP TMR ACB L&T SL95342; Check: 1; Check: 0; Link: INR; Int: 0
|  | 1000A 50KA MDO TP TMR ACB L&T SL95333 | Standard Buying | 69414.1 | Nos | 1 | 1 | 1000A 50KA MDO TP TMR ACB L&T SL95333 | Electrical Components | Text: 1000A 50KA MDO TP TMR ACB L&T SL95333; Check: 1; Check: 0; Link: INR; Int: 0
|  | 1000A 50KA EDO TP TMR ACB L&T SL95343 | Standard Buying | 86162.1 | Nos | 1 | 1 | 1000A 50KA EDO TP TMR ACB L&T SL95343 | Electrical Components | Text: 1000A 50KA EDO TP TMR ACB L&T SL95343; Check: 1; Check: 0; Link: INR; Int: 0
|  | 1250A 50KA MDO TP TMR ACB L&T SL95334 | Standard Buying | 77814.6 | Nos | 1 | 1 | 1250A 50KA MDO TP TMR ACB L&T SL95334 | Electrical Components | Text: 1250A 50KA MDO TP TMR ACB L&T SL95334; Check: 1; Check: 0; Link: INR; Int: 0
|  | 1250A 50KA EDO TP TMR ACB L&T SL95344 | Standard Buying | 94562.6 | Nos | 1 | 1 | 1250A 50KA EDO TP TMR ACB L&T SL95344 | Electrical Components | Text: 1250A 50KA EDO TP TMR ACB L&T SL95344; Check: 1; Check: 0; Link: INR; Int: 0
|  | 1600A 50KA MDO TP TMR ACB L&T SL95335 | Standard Buying | 89368.6 | Nos | 1 | 1 | 1600A 50KA MDO TP TMR ACB L&T SL95335 | Electrical Components | Text: 1600A 50KA MDO TP TMR ACB L&T SL95335; Check: 1; Check: 0; Link: INR; Int: 0
|  | 1600A 50KA EDO TP TMR ACB L&T SL95345 | Standard Buying | 106116.6 | Nos | 1 | 1 | 1600A 50KA EDO TP TMR ACB L&T SL95345 | Electrical Components | Text: 1600A 50KA EDO TP TMR ACB L&T SL95345; Check: 1; Check: 0; Link: INR; Int: 0
|  | 2000A 50KA MDO TP TMR ACB L&T SL95336 | Standard Buying | 109508.6 | Nos | 1 | 1 | 2000A 50KA MDO TP TMR ACB L&T SL95336 | Electrical Components | Text: 2000A 50KA MDO TP TMR ACB L&T SL95336; Check: 1; Check: 0; Link: INR; Int: 0
|  | 2000A 50KA EDO TP TMR ACB L&T SL95346 | Standard Buying | 126256.6 | Nos | 1 | 1 | 2000A 50KA EDO TP TMR ACB L&T SL95346 | Electrical Components | Text: 2000A 50KA EDO TP TMR ACB L&T SL95346; Check: 1; Check: 0; Link: INR; Int: 0
|  | 2500A 60KA MDO TP TMR ACB L&T SL95337 | Standard Buying | 133104.2 | Nos | 1 | 1 | 2500A 60KA MDO TP TMR ACB L&T SL95337 | Electrical Components | Text: 2500A 60KA MDO TP TMR ACB L&T SL95337; Check: 1; Check: 0; Link: INR; Int: 0
|  | 2500A 60KA EDO TP TMR ACB L&T SL95347 | Standard Buying | 149852.2 | Nos | 1 | 1 | 2500A 60KA EDO TP TMR ACB L&T SL95347 | Electrical Components | Text: 2500A 60KA EDO TP TMR ACB L&T SL95347; Check: 1; Check: 0; Link: INR; Int: 0
|  | 630A 50KA MDO FP TMR ACB L&T SL95351 | Standard Buying | 84423.7 | Nos | 1 | 1 | 630A 50KA MDO FP TMR ACB L&T SL95351 | Electrical Components | Text: 630A 50KA MDO FP TMR ACB L&T SL95351; Check: 1; Check: 0; Link: INR; Int: 0
|  | 630A 50KA EDO FP TMR ACB L&T SL95361 | Standard Buying | 101171.7 | Nos | 1 | 1 | 630A 50KA EDO FP TMR ACB L&T SL95361 | Electrical Components | Text: 630A 50KA EDO FP TMR ACB L&T SL95361; Check: 1; Check: 0; Link: INR; Int: 0
|  | 800A 50KA MDO FP TMR ACB L&T SL95352 | Standard Buying | 84423.7 | Nos | 1 | 1 | 800A 50KA MDO FP TMR ACB L&T SL95352 | Electrical Components | Text: 800A 50KA MDO FP TMR ACB L&T SL95352; Check: 1; Check: 0; Link: INR; Int: 0
|  | 800A 50KA EDO FP TMR ACB L&T SL95362 | Standard Buying | 101171.7 | Nos | 1 | 1 | 800A 50KA EDO FP TMR ACB L&T SL95362 | Electrical Components | Text: 800A 50KA EDO FP TMR ACB L&T SL95362; Check: 1; Check: 0; Link: INR; Int: 0
|  | 1000A 50KA MDO FP TMR ACB L&T SL95353 | Standard Buying | 88589.5 | Nos | 1 | 1 | 1000A 50KA MDO FP TMR ACB L&T SL95353 | Electrical Components | Text: 1000A 50KA MDO FP TMR ACB L&T SL95353; Check: 1; Check: 0; Link: INR; Int: 0
|  | 1000A 50KA EDO FP TMR ACB L&T SL95363 | Standard Buying | 105337.5 | Nos | 1 | 1 | 1000A 50KA EDO FP TMR ACB L&T SL95363 | Electrical Components | Text: 1000A 50KA EDO FP TMR ACB L&T SL95363; Check: 1; Check: 0; Link: INR; Int: 0
|  | 1250A 50KA MDO FP TMR ACB L&T SL95354 | Standard Buying | 98638.3 | Nos | 1 | 1 | 1250A 50KA MDO FP TMR ACB L&T SL95354 | Electrical Components | Text: 1250A 50KA MDO FP TMR ACB L&T SL95354; Check: 1; Check: 0; Link: INR; Int: 0
|  | 1250A 50KA EDO FP TMR ACB L&T SL95364 | Standard Buying | 115386.3 | Nos | 1 | 1 | 1250A 50KA EDO FP TMR ACB L&T SL95364 | Electrical Components | Text: 1250A 50KA EDO FP TMR ACB L&T SL95364; Check: 1; Check: 0; Link: INR; Int: 0
|  | 1600A 50KA MDO FP TMR ACB L&T SL95355 | Standard Buying | 110112.8 | Nos | 1 | 1 | 1600A 50KA MDO FP TMR ACB L&T SL95355 | Electrical Components | Text: 1600A 50KA MDO FP TMR ACB L&T SL95355; Check: 1; Check: 0; Link: INR; Int: 0
|  | 1600A 50KA EDO FP TMR ACB L&T SL95365 | Standard Buying | 126860.8 | Nos | 1 | 1 | 1600A 50KA EDO FP TMR ACB L&T SL95365 | Electrical Components | Text: 1600A 50KA EDO FP TMR ACB L&T SL95365; Check: 1; Check: 0; Link: INR; Int: 0
|  | 2000A 50KA MDO FP TMR ACB L&T SL95356 | Standard Buying | 135892 | Nos | 1 | 1 | 2000A 50KA MDO FP TMR ACB L&T SL95356 | Electrical Components | Text: 2000A 50KA MDO FP TMR ACB L&T SL95356; Check: 1; Check: 0; Link: INR; Int: 0
|  | 2000A 50KA EDO FP TMR ACB L&T SL95366 | Standard Buying | 152640 | Nos | 1 | 1 | 2000A 50KA EDO FP TMR ACB L&T SL95366 | Electrical Components | Text: 2000A 50KA EDO FP TMR ACB L&T SL95366; Check: 1; Check: 0; Link: INR; Int: 0
|  | 2500A 60KA MDO FP TMR ACB L&T SL95357 | Standard Buying | 166526 | Nos | 1 | 1 | 2500A 60KA MDO FP TMR ACB L&T SL95357 | Electrical Components | Text: 2500A 60KA MDO FP TMR ACB L&T SL95357; Check: 1; Check: 0; Link: INR; Int: 0
|  | 2500A 60KA EDO FP TMR ACB L&T SL95367 | Standard Buying | 183274 | Nos | 1 | 1 | 2500A 60KA EDO FP TMR ACB L&T SL95367 | Electrical Components | Text: 2500A 60KA EDO FP TMR ACB L&T SL95367; Check: 1; Check: 0; Link: INR; Int: 0
|  | 630A 50KA MF TP MPR ACB L&T SL95561 | Standard Buying | 49109.8 | Nos | 1 | 1 | 630A 50KA MF TP MPR ACB L&T SL95561 | Electrical Components | Text: 630A 50KA MF TP MPR ACB L&T SL95561; Check: 1; Check: 0; Link: INR; Int: 0
|  | 630A 50KA EF TP MPR ACB L&T SL95571 | Standard Buying | 65857.8 | Nos | 1 | 1 | 630A 50KA EF TP MPR ACB L&T SL95571 | Electrical Components | Text: 630A 50KA EF TP MPR ACB L&T SL95571; Check: 1; Check: 0; Link: INR; Int: 0
|  | 800A 50KA MF TP MPR ACB L&T SL95562 | Standard Buying | 49109.8 | Nos | 1 | 1 | 800A 50KA MF TP MPR ACB L&T SL95562 | Electrical Components | Text: 800A 50KA MF TP MPR ACB L&T SL95562; Check: 1; Check: 0; Link: INR; Int: 0
|  | 800A 50KA EF TP MPR ACB L&T SL95572 | Standard Buying | 65857.8 | Nos | 1 | 1 | 800A 50KA EF TP MPR ACB L&T SL95572 | Electrical Components | Text: 800A 50KA EF TP MPR ACB L&T SL95572; Check: 1; Check: 0; Link: INR; Int: 0
|  | 1000A 50KA MF TP MPR ACB L&T SL95563 | Standard Buying | 51198 | Nos | 1 | 1 | 1000A 50KA MF TP MPR ACB L&T SL95563 | Electrical Components | Text: 1000A 50KA MF TP MPR ACB L&T SL95563; Check: 1; Check: 0; Link: INR; Int: 0
|  | 1000A 50KA EF TP MPR ACB L&T SL95573 | Standard Buying | 67946 | Nos | 1 | 1 | 1000A 50KA EF TP MPR ACB L&T SL95573 | Electrical Components | Text: 1000A 50KA EF TP MPR ACB L&T SL95573; Check: 1; Check: 0; Link: INR; Int: 0
|  | 1250A 50KA MF TP MPR ACB L&T SL95564 | Standard Buying | 61755.6 | Nos | 1 | 1 | 1250A 50KA MF TP MPR ACB L&T SL95564 | Electrical Components | Text: 1250A 50KA MF TP MPR ACB L&T SL95564; Check: 1; Check: 0; Link: INR; Int: 0
|  | 1250A 50KA EF TP MPR ACB L&T SL95574 | Standard Buying | 78503.6 | Nos | 1 | 1 | 1250A 50KA EF TP MPR ACB L&T SL95574 | Electrical Components | Text: 1250A 50KA EF TP MPR ACB L&T SL95574; Check: 1; Check: 0; Link: INR; Int: 0
|  | 1600A 50KA MF TP MPR ACB L&T SL95565 | Standard Buying | 67861.2 | Nos | 1 | 1 | 1600A 50KA MF TP MPR ACB L&T SL95565 | Electrical Components | Text: 1600A 50KA MF TP MPR ACB L&T SL95565; Check: 1; Check: 0; Link: INR; Int: 0
|  | 1600A 50KA EF TP MPR ACB L&T SL95575 | Standard Buying | 84609.2 | Nos | 1 | 1 | 1600A 50KA EF TP MPR ACB L&T SL95575 | Electrical Components | Text: 1600A 50KA EF TP MPR ACB L&T SL95575; Check: 1; Check: 0; Link: INR; Int: 0
|  | 630A 50KA MF FP MPR ACB L&T SL95581 | Standard Buying | 61395.2 | Nos | 1 | 1 | 630A 50KA MF FP MPR ACB L&T SL95581 | Electrical Components | Text: 630A 50KA MF FP MPR ACB L&T SL95581; Check: 1; Check: 0; Link: INR; Int: 0
|  | 630A 50KA EF FP MPR ACB L&T SL95591 | Standard Buying | 78143.2 | Nos | 1 | 1 | 630A 50KA EF FP MPR ACB L&T SL95591 | Electrical Components | Text: 630A 50KA EF FP MPR ACB L&T SL95591; Check: 1; Check: 0; Link: INR; Int: 0
|  | 800A 50KA MF FP MPR ACB L&T SL95582 | Standard Buying | 61395.2 | Nos | 1 | 1 | 800A 50KA MF FP MPR ACB L&T SL95582 | Electrical Components | Text: 800A 50KA MF FP MPR ACB L&T SL95582; Check: 1; Check: 0; Link: INR; Int: 0
|  | 800A 50KA EF FP MPR ACB L&T SL95592 | Standard Buying | 78143.2 | Nos | 1 | 1 | 800A 50KA EF FP MPR ACB L&T SL95592 | Electrical Components | Text: 800A 50KA EF FP MPR ACB L&T SL95592; Check: 1; Check: 0; Link: INR; Int: 0
|  | 1000A 50KA MF FP MPR ACB L&T SL95583 | Standard Buying | 63992.2 | Nos | 1 | 1 | 1000A 50KA MF FP MPR ACB L&T SL95583 | Electrical Components | Text: 1000A 50KA MF FP MPR ACB L&T SL95583; Check: 1; Check: 0; Link: INR; Int: 0
|  | 1000A 50KA EF FP MPR ACB L&T SL95593 | Standard Buying | 80740.2 | Nos | 1 | 1 | 1000A 50KA EF FP MPR ACB L&T SL95593 | Electrical Components | Text: 1000A 50KA EF FP MPR ACB L&T SL95593; Check: 1; Check: 0; Link: INR; Int: 0
|  | 1250A 50KA MF FP MPR ACB L&T SL95584 | Standard Buying | 77199.8 | Nos | 1 | 1 | 1250A 50KA MF FP MPR ACB L&T SL95584 | Electrical Components | Text: 1250A 50KA MF FP MPR ACB L&T SL95584; Check: 1; Check: 0; Link: INR; Int: 0
|  | 1250A 50KA EF FP MPR ACB L&T SL95594 | Standard Buying | 93947.8 | Nos | 1 | 1 | 1250A 50KA EF FP MPR ACB L&T SL95594 | Electrical Components | Text: 1250A 50KA EF FP MPR ACB L&T SL95594; Check: 1; Check: 0; Link: INR; Int: 0
|  | 1600A 50KA MF FP MPR ACB L&T SL95585 | Standard Buying | 84837.1 | Nos | 1 | 1 | 1600A 50KA MF FP MPR ACB L&T SL95585 | Electrical Components | Text: 1600A 50KA MF FP MPR ACB L&T SL95585; Check: 1; Check: 0; Link: INR; Int: 0
|  | 1600A 50KA EF FP MPR ACB L&T SL95595 | Standard Buying | 101585.1 | Nos | 1 | 1 | 1600A 50KA EF FP MPR ACB L&T SL95595 | Electrical Components | Text: 1600A 50KA EF FP MPR ACB L&T SL95595; Check: 1; Check: 0; Link: INR; Int: 0
|  | 630A 50KA MF TP TMR ACB L&T SL95481 | Standard Buying | 44074.8 | Nos | 1 | 1 | 630A 50KA MF TP TMR ACB L&T SL95481 | Electrical Components | Text: 630A 50KA MF TP TMR ACB L&T SL95481; Check: 1; Check: 0; Link: INR; Int: 0
|  | 630A 50KA EF TP TMR ACB L&T SL95491 | Standard Buying | 60822.8 | Nos | 1 | 1 | 630A 50KA EF TP TMR ACB L&T SL95491 | Electrical Components | Text: 630A 50KA EF TP TMR ACB L&T SL95491; Check: 1; Check: 0; Link: INR; Int: 0
|  | 800A 50KA MF TP TMR ACB L&T SL95482 | Standard Buying | 44074.8 | Nos | 1 | 1 | 800A 50KA MF TP TMR ACB L&T SL95482 | Electrical Components | Text: 800A 50KA MF TP TMR ACB L&T SL95482; Check: 1; Check: 0; Link: INR; Int: 0
|  | 800A 50KA EF TP TMR ACB L&T SL95492 | Standard Buying | 60822.8 | Nos | 1 | 1 | 800A 50KA EF TP TMR ACB L&T SL95492 | Electrical Components | Text: 800A 50KA EF TP TMR ACB L&T SL95492; Check: 1; Check: 0; Link: INR; Int: 0
|  | 1000A 50KA MF TP TMR ACB L&T SL95483 | Standard Buying | 46163 | Nos | 1 | 1 | 1000A 50KA MF TP TMR ACB L&T SL95483 | Electrical Components | Text: 1000A 50KA MF TP TMR ACB L&T SL95483; Check: 1; Check: 0; Link: INR; Int: 0
|  | 1000A 50KA EF TP TMR ACB L&T SL95493 | Standard Buying | 62911 | Nos | 1 | 1 | 1000A 50KA EF TP TMR ACB L&T SL95493 | Electrical Components | Text: 1000A 50KA EF TP TMR ACB L&T SL95493; Check: 1; Check: 0; Link: INR; Int: 0
|  | 1250A 50KA MF TP TMR ACB L&T SL95484 | Standard Buying | 56720.6 | Nos | 1 | 1 | 1250A 50KA MF TP TMR ACB L&T SL95484 | Electrical Components | Text: 1250A 50KA MF TP TMR ACB L&T SL95484; Check: 1; Check: 0; Link: INR; Int: 0
|  | 1250A 50KA EF TP TMR ACB L&T SL95494 | Standard Buying | 73468.6 | Nos | 1 | 1 | 1250A 50KA EF TP TMR ACB L&T SL95494 | Electrical Components | Text: 1250A 50KA EF TP TMR ACB L&T SL95494; Check: 1; Check: 0; Link: INR; Int: 0
|  | 1600A 50KA MF TP TMR ACB L&T SL95485 | Standard Buying | 62826.2 | Nos | 1 | 1 | 1600A 50KA MF TP TMR ACB L&T SL95485 | Electrical Components | Text: 1600A 50KA MF TP TMR ACB L&T SL95485; Check: 1; Check: 0; Link: INR; Int: 0
|  | 1600A 50KA EF TP TMR ACB L&T SL95495 | Standard Buying | 79574.2 | Nos | 1 | 1 | 1600A 50KA EF TP TMR ACB L&T SL95495 | Electrical Components | Text: 1600A 50KA EF TP TMR ACB L&T SL95495; Check: 1; Check: 0; Link: INR; Int: 0
|  | 630A 50KA MF FP TMR ACB L&T SL95501 | Standard Buying | 56360.2 | Nos | 1 | 1 | 630A 50KA MF FP TMR ACB L&T SL95501 | Electrical Components | Text: 630A 50KA MF FP TMR ACB L&T SL95501; Check: 1; Check: 0; Link: INR; Int: 0
|  | 630A 50KA EF FP TMR ACB L&T SL95511 | Standard Buying | 73108.2 | Nos | 1 | 1 | 630A 50KA EF FP TMR ACB L&T SL95511 | Electrical Components | Text: 630A 50KA EF FP TMR ACB L&T SL95511; Check: 1; Check: 0; Link: INR; Int: 0
|  | 800A 50KA MF FP TMR ACB L&T SL95502 | Standard Buying | 56360.2 | Nos | 1 | 1 | 800A 50KA MF FP TMR ACB L&T SL95502 | Electrical Components | Text: 800A 50KA MF FP TMR ACB L&T SL95502; Check: 1; Check: 0; Link: INR; Int: 0
|  | 800A 50KA EF FP TMR ACB L&T SL95512 | Standard Buying | 73108.2 | Nos | 1 | 1 | 800A 50KA EF FP TMR ACB L&T SL95512 | Electrical Components | Text: 800A 50KA EF FP TMR ACB L&T SL95512; Check: 1; Check: 0; Link: INR; Int: 0
|  | 1000A 50KA MF FP TMR ACB L&T SL95503 | Standard Buying | 58957.2 | Nos | 1 | 1 | 1000A 50KA MF FP TMR ACB L&T SL95503 | Electrical Components | Text: 1000A 50KA MF FP TMR ACB L&T SL95503; Check: 1; Check: 0; Link: INR; Int: 0
|  | 1000A 50KA EF FP TMR ACB L&T SL95513 | Standard Buying | 75705.2 | Nos | 1 | 1 | 1000A 50KA EF FP TMR ACB L&T SL95513 | Electrical Components | Text: 1000A 50KA EF FP TMR ACB L&T SL95513; Check: 1; Check: 0; Link: INR; Int: 0
|  | 1250A 50KA MF FP TMR ACB L&T SL95504 | Standard Buying | 72164.8 | Nos | 1 | 1 | 1250A 50KA MF FP TMR ACB L&T SL95504 | Electrical Components | Text: 1250A 50KA MF FP TMR ACB L&T SL95504; Check: 1; Check: 0; Link: INR; Int: 0
|  | 1250A 50KA EF FP TMR ACB L&T SL95514 | Standard Buying | 88912.8 | Nos | 1 | 1 | 1250A 50KA EF FP TMR ACB L&T SL95514 | Electrical Components | Text: 1250A 50KA EF FP TMR ACB L&T SL95514; Check: 1; Check: 0; Link: INR; Int: 0
|  | 1600A 50KA MF FP TMR ACB L&T SL95505 | Standard Buying | 85102.1 | Nos | 1 | 1 | 1600A 50KA MF FP TMR ACB L&T SL95505 | Electrical Components | Text: 1600A 50KA MF FP TMR ACB L&T SL95505; Check: 1; Check: 0; Link: INR; Int: 0
|  | 1600A 50KA EF FP TMR ACB L&T SL95515 | Standard Buying | 96550.1 | Nos | 1 | 1 | 1600A 50KA EF FP TMR ACB L&T SL95515 | Electrical Components | Text: 1600A 50KA EF FP TMR ACB L&T SL95515; Check: 1; Check: 0; Link: INR; Int: 0
|  | 32A 50KA Triple Pole MCCB DN0-100M L&T CM98944OOEO | Standard Buying | 2220.4 | Nos | 1 | 1 | 32A 50KA Triple Pole MCCB DN0-100M L&T CM98944OOEO | Electrical Components | Text: 32A 50KA Triple Pole MCCB DN0-100M L&T CM98944OOEO; Check: 1; Check: 0; Link: INR; Int: 0
|  | 40A 50KA Triple Pole MCCB DN0-100M L&T CM98944OOFO | Standard Buying | 2220.4 | Nos | 1 | 1 | 40A 50KA Triple Pole MCCB DN0-100M L&T CM98944OOFO | Electrical Components | Text: 40A 50KA Triple Pole MCCB DN0-100M L&T CM98944OOFO; Check: 1; Check: 0; Link: INR; Int: 0
|  | 50A 50KA Triple Pole MCCB DN0-100M L&T CM98944OOGO | Standard Buying | 2220.4 | Nos | 1 | 1 | 50A 50KA Triple Pole MCCB DN0-100M L&T CM98944OOGO | Electrical Components | Text: 50A 50KA Triple Pole MCCB DN0-100M L&T CM98944OOGO; Check: 1; Check: 0; Link: INR; Int: 0
|  | 63A 50KA Triple Pole MCCB DN0-100M L&T CM98944OOHO | Standard Buying | 2220.4 | Nos | 1 | 1 | 63A 50KA Triple Pole MCCB DN0-100M L&T CM98944OOHO | Electrical Components | Text: 63A 50KA Triple Pole MCCB DN0-100M L&T CM98944OOHO; Check: 1; Check: 0; Link: INR; Int: 0
|  | 80A 50KA Triple Pole MCCB DN0-100M L&T CM98944OOJO | Standard Buying | 2220.4 | Nos | 1 | 1 | 80A 50KA Triple Pole MCCB DN0-100M L&T CM98944OOJO | Electrical Components | Text: 80A 50KA Triple Pole MCCB DN0-100M L&T CM98944OOJO; Check: 1; Check: 0; Link: INR; Int: 0
|  | 100A 50KA Triple Pole MCCB DN0-100M L&T CM98944OOKO | Standard Buying | 2220.4 | Nos | 1 | 1 | 100A 50KA Triple Pole MCCB DN0-100M L&T CM98944OOKO | Electrical Components | Text: 100A 50KA Triple Pole MCCB DN0-100M L&T CM98944OOKO; Check: 1; Check: 0; Link: INR; Int: 0
|  | 100A 50KA Triple Pole MCCB DN1-160M L&T CM90345OOKO | Standard Buying | 3733.6 | Nos | 1 | 1 | 100A 50KA Triple Pole MCCB DN1-160M L&T CM90345OOKO | Electrical Components | Text: 100A 50KA Triple Pole MCCB DN1-160M L&T CM90345OOKO; Check: 1; Check: 0; Link: INR; Int: 0
|  | 125A 50KA Triple Pole MCCB DN1-160M L&TCM90345OOLO | Standard Buying | 3796 | Nos | 1 | 1 | 125A 50KA Triple Pole MCCB DN1-160M L&TCM90345OOLO | Electrical Components | Text: 125A 50KA Triple Pole MCCB DN1-160M L&TCM90345OOLO; Check: 1; Check: 0; Link: INR; Int: 0
|  | 125A 50KA Triple Pole MCCB DN1-160M L&T CM90345OOMO | Standard Buying | 4508.4 | Nos | 1 | 1 | 125A 50KA Triple Pole MCCB DN1-160M L&T CM90345OOMO | Electrical Components | Text: 125A 50KA Triple Pole MCCB DN1-160M L&T CM90345OOMO; Check: 1; Check: 0; Link: INR; Int: 0
|  | 200A 50KA Triple Pole MCCB DN2-250M L&T CM92171OONOOG | Standard Buying | 6136 | Nos | 1 | 1 | 200A 50KA Triple Pole MCCB DN2-250M L&T CM92171OONOOG | Electrical Components | Text: 200A 50KA Triple Pole MCCB DN2-250M L&T CM92171OONOOG; Check: 1; Check: 0; Link: INR; Int: 0
|  | 250A 50KA Triple Pole MCCB DN2-250M L&T CM92171OOPOOG | Standard Buying | 7815.6 | Nos | 1 | 1 | 250A 50KA Triple Pole MCCB DN2-250M L&T CM92171OOPOOG | Electrical Components | Text: 250A 50KA Triple Pole MCCB DN2-250M L&T CM92171OOPOOG; Check: 1; Check: 0; Link: INR; Int: 0
|  | 320A 50KA Triple Pole MCCB DN3-400M L&T CM9516OOQOOG | Standard Buying | 9349.6 | Nos | 1 | 1 | 320A 50KA Triple Pole MCCB DN3-400M L&T CM9516OOQOOG | Electrical Components | Text: 320A 50KA Triple Pole MCCB DN3-400M L&T CM9516OOQOOG; Check: 1; Check: 0; Link: INR; Int: 0
|  | 400A 50KA Triple Pole MCCB DN3-400M L&T CM9516OOROOG | Standard Buying | 9812.4 | Nos | 1 | 1 | 400A 50KA Triple Pole MCCB DN3-400M L&T CM9516OOROOG | Electrical Components | Text: 400A 50KA Triple Pole MCCB DN3-400M L&T CM9516OOROOG; Check: 1; Check: 0; Link: INR; Int: 0
|  | 500A 50KA Triple Pole MCCB DN3-630M L&T CM94515OOSOOG | Standard Buying | 11341.2 | Nos | 1 | 1 | 500A 50KA Triple Pole MCCB DN3-630M L&T CM94515OOSOOG | Electrical Components | Text: 500A 50KA Triple Pole MCCB DN3-630M L&T CM94515OOSOOG; Check: 1; Check: 0; Link: INR; Int: 0
|  | 630A 50KA Triple Pole MCCB DN3-630M L&T CM94515OOTOOG | Standard Buying | 11533.6 | Nos | 1 | 1 | 630A 50KA Triple Pole MCCB DN3-630M L&T CM94515OOTOOG | Electrical Components | Text: 630A 50KA Triple Pole MCCB DN3-630M L&T CM94515OOTOOG; Check: 1; Check: 0; Link: INR; Int: 0
|  | VAF+PF Meter CL1 L&T WL411010OOOO | Standard Buying | 1417 | Nos | 1 | 1 | VAF+PF Meter CL1 L&T WL411010OOOO | Electrical Components | Text: VAF+PF Meter CL1 L&T WL411010OOOO; Check: 1; Check: 0; Link: INR; Int: 0
|  | VAF +PF Meter with RS485 CL1 L&T WL411011OOOO | Standard Buying | 1755 | Nos | 1 | 1 | VAF +PF Meter with RS485 CL1 L&T WL411011OOOO | Electrical Components | Text: VAF +PF Meter with RS485 CL1 L&T WL411011OOOO; Check: 1; Check: 0; Link: INR; Int: 0
|  | VAF+PF Meter CL0.5 L&T WL411012OOOO | Standard Buying | 1612 | Nos | 1 | 1 | VAF+PF Meter CL0.5 L&T WL411012OOOO | Electrical Components | Text: VAF+PF Meter CL0.5 L&T WL411012OOOO; Check: 1; Check: 0; Link: INR; Int: 0
|  | VAF +PF Meter with RS485 CL0.5 L&T WL411021OOOO | Standard Buying | 1950 | Nos | 1 | 1 | VAF +PF Meter with RS485 CL0.5 L&T WL411021OOOO | Electrical Components | Text: VAF +PF Meter with RS485 CL0.5 L&T WL411021OOOO; Check: 1; Check: 0; Link: INR; Int: 0
|  | 50/5A 15VA Cl 1 Ordinary Current Transformer ID 30mm Sreeganga | Standard Buying | 495 | Nos | 1 | 1 | 50/5A 15VA Cl 1 Ordinary Current Transformer ID 30mm Sreeganga | Electrical Components | Text: 50/5A 15VA Cl 1 Ordinary Current Transformer ID 30mm Sreeganga; Check: 1; Check: 0; Link: INR; Int: 0
|  | 100/5A 15VA Cl 1 Ordinary Current Transformer ID 30mm Sreeganga | Standard Buying | 310 | Nos | 1 | 1 | 100/5A 15VA Cl 1 Ordinary Current Transformer ID 30mm Sreeganga | Electrical Components | Text: 100/5A 15VA Cl 1 Ordinary Current Transformer ID 30mm Sreeganga; Check: 1; Check: 0; Link: INR; Int: 0
|  | 150/5A 15VA Cl 1 Ordinary Current Transformer ID 30mm Sreeganga | Standard Buying | 350 | Nos | 1 | 1 | 150/5A 15VA Cl 1 Ordinary Current Transformer ID 30mm Sreeganga | Electrical Components | Text: 150/5A 15VA Cl 1 Ordinary Current Transformer ID 30mm Sreeganga; Check: 1; Check: 0; Link: INR; Int: 0
|  | 200/5A 15VA Cl 1 Ordinary Current Transformer ID 40mm Sreeganga | Standard Buying | 400 | Nos | 1 | 1 | 200/5A 15VA Cl 1 Ordinary Current Transformer ID 40mm Sreeganga | Electrical Components | Text: 200/5A 15VA Cl 1 Ordinary Current Transformer ID 40mm Sreeganga; Check: 1; Check: 0; Link: INR; Int: 0
|  | 250/5A 15VA Cl 1 Ordinary Current Transformer ID 40mm Sreeganga | Standard Buying | 425 | Nos | 1 | 1 | 250/5A 15VA Cl 1 Ordinary Current Transformer ID 40mm Sreeganga | Electrical Components | Text: 250/5A 15VA Cl 1 Ordinary Current Transformer ID 40mm Sreeganga; Check: 1; Check: 0; Link: INR; Int: 0
|  | 300/5A 15VA Cl 1 Ordinary Current Transformer ID 50mm Sreeganga | Standard Buying | 440 | Nos | 1 | 1 | 300/5A 15VA Cl 1 Ordinary Current Transformer ID 50mm Sreeganga | Electrical Components | Text: 300/5A 15VA Cl 1 Ordinary Current Transformer ID 50mm Sreeganga; Check: 1; Check: 0; Link: INR; Int: 0
|  | 350/5A 15VA Cl 1 Ordinary Current Transformer ID 50mm Sreeganga | Standard Buying | 460 | Nos | 1 | 1 | 350/5A 15VA Cl 1 Ordinary Current Transformer ID 50mm Sreeganga | Electrical Components | Text: 350/5A 15VA Cl 1 Ordinary Current Transformer ID 50mm Sreeganga; Check: 1; Check: 0; Link: INR; Int: 0
|  | 400/5A 15VA Cl 1 Ordinary Current Transformer ID 60mm Sreeganga | Standard Buying | 475 | Nos | 1 | 1 | 400/5A 15VA Cl 1 Ordinary Current Transformer ID 60mm Sreeganga | Electrical Components | Text: 400/5A 15VA Cl 1 Ordinary Current Transformer ID 60mm Sreeganga; Check: 1; Check: 0; Link: INR; Int: 0
|  | 500/5A 15VA Cl 1 Ordinary Current Transformer ID 70mm Sreeganga | Standard Buying | 490 | Nos | 1 | 1 | 500/5A 15VA Cl 1 Ordinary Current Transformer ID 70mm Sreeganga | Electrical Components | Text: 500/5A 15VA Cl 1 Ordinary Current Transformer ID 70mm Sreeganga; Check: 1; Check: 0; Link: INR; Int: 0
|  | 600/5A 15VA Cl 1 Ordinary Current Transformer ID 70mm Sreeganga | Standard Buying | 525 | Nos | 1 | 1 | 600/5A 15VA Cl 1 Ordinary Current Transformer ID 70mm Sreeganga | Electrical Components | Text: 600/5A 15VA Cl 1 Ordinary Current Transformer ID 70mm Sreeganga; Check: 1; Check: 0; Link: INR; Int: 0
|  | LED Indication Lamp Red Esbee | Standard Buying | 85 | Nos | 1 | 1 | LED Indication Lamp Red Esbee | Electrical Components | Text: LED Indication Lamp Red Esbee; Check: 1; Check: 0; Link: INR; Int: 0
|  | LED Indication Lamp Blue Esbee | Standard Buying | 145 | Nos | 1 | 1 | LED Indication Lamp Blue Esbee | Electrical Components | Text: LED Indication Lamp Blue Esbee; Check: 1; Check: 0; Link: INR; Int: 0
|  | LED Indication Lamp Yellow Esbee | Standard Buying | 85 | Nos | 1 | 1 | LED Indication Lamp Yellow Esbee | Electrical Components | Text: LED Indication Lamp Yellow Esbee; Check: 1; Check: 0; Link: INR; Int: 0
|  | LED Indication Lamp Green Esbee | Standard Buying | 85 | Nos | 1 | 1 | LED Indication Lamp Green Esbee | Electrical Components | Text: LED Indication Lamp Green Esbee; Check: 1; Check: 0; Link: INR; Int: 0
|  | LED Indication Lamp LED Amber Esbee | Standard Buying | 78 | Nos | 1 | 1 | LED Indication Lamp LED Amber Esbee | Electrical Components | Text: LED Indication Lamp LED Amber Esbee; Check: 1; Check: 0; Link: INR; Int: 0
|  | Earth Fault Relay MC12 88-264V AC/DC L&T MC12AB50X00 | Standard Buying | 6480 | Nos | 1 | 1 | Earth Fault Relay MC12 88-264V AC/DC L&T MC12AB50X00 | Electrical Components | Text: Earth Fault Relay MC12 88-264V AC/DC L&T MC12AB50X00; Check: 1; Check: 0; Link: INR; Int: 0
|  | ON Push Button Illuminated Esbee | Standard Buying | 100 | Nos | 1 | 1 | ON Push Button Illuminated Esbee | Electrical Components | Text: ON Push Button Illuminated Esbee; Check: 1; Check: 0; Link: INR; Int: 0
|  | OFF Push Button Non Illuminated Esbee | Standard Buying | 40 | Nos | 1 | 1 | OFF Push Button Non Illuminated Esbee | Electrical Components | Text: OFF Push Button Non Illuminated Esbee; Check: 1; Check: 0; Link: INR; Int: 0
|  | NO Element Esbee | Standard Buying | 43.4 | Nos | 1 | 1 | NO Element Esbee | Electrical Components | Text: NO Element Esbee; Check: 1; Check: 0; Link: INR; Int: 0
|  | NC Element Esbee | Standard Buying | 43.4 | Nos | 1 | 1 | NC Element Esbee | Electrical Components | Text: NC Element Esbee; Check: 1; Check: 0; Link: INR; Int: 0
|  | 5KVAR Capacitors APP Type Shreem | Standard Buying | 1500 | Nos | 1 | 1 | 5KVAR Capacitors APP Type Shreem | Electrical Components | Text: 5KVAR Capacitors APP Type Shreem; Check: 1; Check: 0; Link: INR; Int: 0
|  | 10KVAR Capacitors APP Type Shreem | Standard Buying | 2750 | Nos | 1 | 1 | 10KVAR Capacitors APP Type Shreem | Electrical Components | Text: 10KVAR Capacitors APP Type Shreem; Check: 1; Check: 0; Link: INR; Int: 0
|  | 20KVAR Capacitors APP Type Shreem | Standard Buying | 5500 | Nos | 1 | 1 | 20KVAR Capacitors APP Type Shreem | Electrical Components | Text: 20KVAR Capacitors APP Type Shreem; Check: 1; Check: 0; Link: INR; Int: 0
|  | 25KVAR Capacitors APP Type Shreem | Standard Buying | 6875 | Nos | 1 | 1 | 25KVAR Capacitors APP Type Shreem | Electrical Components | Text: 25KVAR Capacitors APP Type Shreem; Check: 1; Check: 0; Link: INR; Int: 0
|  | 8 Stage APFC Relay Shreem | Standard Buying | 6500 | Nos | 1 | 1 | 8 Stage APFC Relay Shreem | Electrical Components | Text: 8 Stage APFC Relay Shreem; Check: 1; Check: 0; Link: INR; Int: 0
|  | 0-500V Analog Voltmeter 92mm AE | Standard Buying | 450 | Nos | 1 | 1 | 0-500V Analog Voltmeter 92mm AE | Electrical Components | Text: 0-500V Analog Voltmeter 92mm AE; Check: 1; Check: 0; Link: INR; Int: 0
|  | 0-63A Analog Ammeter 92mm AE | Standard Buying | 340 | Nos | 1 | 1 | 0-63A Analog Ammeter 92mm AE | Electrical Components | Text: 0-63A Analog Ammeter 92mm AE; Check: 1; Check: 0; Link: INR; Int: 0
|  | Analog Frequency meter 92mm AE | Standard Buying | 575 | Nos | 1 | 1 | Analog Frequency meter 92mm AE | Electrical Components | Text: Analog Frequency meter 92mm AE; Check: 1; Check: 0; Link: INR; Int: 0
|  | Analog Powerfactor meter 92mm AE | Standard Buying | 2117 | Nos | 1 | 1 | Analog Powerfactor meter 92mm AE | Electrical Components | Text: Analog Powerfactor meter 92mm AE; Check: 1; Check: 0; Link: INR; Int: 0
|  | 100A Triple Pole ATS Havells IHYTCDO100 | Standard Buying | 21924.5 | Nos | 1 | 1 | 100A Triple Pole ATS Havells IHYTCDO100 | Electrical Components | Text: 100A Triple Pole ATS Havells IHYTCDO100; Check: 1; Check: 0; Link: INR; Int: 0
|  | 125A Triple Pole ATS Havells IHYTCDO125 | Standard Buying | 24810.5 | Nos | 1 | 1 | 125A Triple Pole ATS Havells IHYTCDO125 | Electrical Components | Text: 125A Triple Pole ATS Havells IHYTCDO125; Check: 1; Check: 0; Link: INR; Int: 0
|  | 160A Triple Pole ATS Havells IHYTCDO160 | Standard Buying | 29474.25 | Nos | 1 | 1 | 160A Triple Pole ATS Havells IHYTCDO160 | Electrical Components | Text: 160A Triple Pole ATS Havells IHYTCDO160; Check: 1; Check: 0; Link: INR; Int: 0
|  | 200A Triple Pole ATS Havells IHYTCDO200 | Standard Buying | 40134.25 | Nos | 1 | 1 | 200A Triple Pole ATS Havells IHYTCDO200 | Electrical Components | Text: 200A Triple Pole ATS Havells IHYTCDO200; Check: 1; Check: 0; Link: INR; Int: 0
|  | 250A Triple Pole ATS Havells IHYTCDO250 | Standard Buying | 44148 | Nos | 1 | 1 | 250A Triple Pole ATS Havells IHYTCDO250 | Electrical Components | Text: 250A Triple Pole ATS Havells IHYTCDO250; Check: 1; Check: 0; Link: INR; Int: 0
|  | 315A Triple Pole ATS Havells IHYTCDO315 | Standard Buying | 48041.5 | Nos | 1 | 1 | 315A Triple Pole ATS Havells IHYTCDO315 | Electrical Components | Text: 315A Triple Pole ATS Havells IHYTCDO315; Check: 1; Check: 0; Link: INR; Int: 0
|  | 400A Triple Pole ATS Havells IHYTCDO400 | Standard Buying | 56104.75 | Nos | 1 | 1 | 400A Triple Pole ATS Havells IHYTCDO400 | Electrical Components | Text: 400A Triple Pole ATS Havells IHYTCDO400; Check: 1; Check: 0; Link: INR; Int: 0
|  | 100A Four Pole ATS Havells IHYFCDO100 | Standard Buying | 24459.5 | Nos | 1 | 1 | 100A Four Pole ATS Havells IHYFCDO100 | Electrical Components | Text: 100A Four Pole ATS Havells IHYFCDO100; Check: 1; Check: 0; Link: INR; Int: 0
|  | 125A Four Pole ATS Havells IHYFCDO125 | Standard Buying | 27680.25 | Nos | 1 | 1 | 125A Four Pole ATS Havells IHYFCDO125 | Electrical Components | Text: 125A Four Pole ATS Havells IHYFCDO125; Check: 1; Check: 0; Link: INR; Int: 0
|  | 160A Four Pole ATS Havells IHYFCDO160 | Standard Buying | 31999.5 | Nos | 1 | 1 | 160A Four Pole ATS Havells IHYFCDO160 | Electrical Components | Text: 160A Four Pole ATS Havells IHYFCDO160; Check: 1; Check: 0; Link: INR; Int: 0
|  | 200A Four Pole ATS Havells IHYFCDO200 | Standard Buying | 42887 | Nos | 1 | 1 | 200A Four Pole ATS Havells IHYFCDO200 | Electrical Components | Text: 200A Four Pole ATS Havells IHYFCDO200; Check: 1; Check: 0; Link: INR; Int: 0
|  | 250A Four Pole ATS Havells IHYFCDO250 | Standard Buying | 47173.75 | Nos | 1 | 1 | 250A Four Pole ATS Havells IHYFCDO250 | Electrical Components | Text: 250A Four Pole ATS Havells IHYFCDO250; Check: 1; Check: 0; Link: INR; Int: 0
|  | 315A Four Pole ATS Havells IHYFCDO315 | Standard Buying | 50761.75 | Nos | 1 | 1 | 315A Four Pole ATS Havells IHYFCDO315 | Electrical Components | Text: 315A Four Pole ATS Havells IHYFCDO315; Check: 1; Check: 0; Link: INR; Int: 0
|  | 400A Four Pole ATS Havells IHYFCDO400 | Standard Buying | 58678.75 | Nos | 1 | 1 | 400A Four Pole ATS Havells IHYFCDO400 | Electrical Components | Text: 400A Four Pole ATS Havells IHYFCDO400; Check: 1; Check: 0; Link: INR; Int: 0
|  | 100A Four Pole Without Controller ATS Havells IHYFNAO100 | Standard Buying | 15002 | Nos | 1 | 1 | 100A Four Pole Without Controller ATS Havells IHYFNAO100 | Electrical Components | Text: 100A Four Pole Without Controller ATS Havells IHYFNAO100; Check: 1; Check: 0; Link: INR; Int: 0
|  | 125A Four Pole Without Controller ATS Havells IHYFNAO125 | Standard Buying | 15993.25 | Nos | 1 | 1 | 125A Four Pole Without Controller ATS Havells IHYFNAO125 | Electrical Components | Text: 125A Four Pole Without Controller ATS Havells IHYFNAO125; Check: 1; Check: 0; Link: INR; Int: 0
|  | 160A Four Pole Without Controller ATS Havells IHYFNAO160 | Standard Buying | 22265.75 | Nos | 1 | 1 | 160A Four Pole Without Controller ATS Havells IHYFNAO160 | Electrical Components | Text: 160A Four Pole Without Controller ATS Havells IHYFNAO160; Check: 1; Check: 0; Link: INR; Int: 0
|  | 200A Four Pole Without Controller ATS Havells IHYFNAO200 | Standard Buying | 31629 | Nos | 1 | 1 | 200A Four Pole Without Controller ATS Havells IHYFNAO200 | Electrical Components | Text: 200A Four Pole Without Controller ATS Havells IHYFNAO200; Check: 1; Check: 0; Link: INR; Int: 0
|  | 250A Four Pole Without Controller ATS Havells IHYFNAO250 | Standard Buying | 36809.5 | Nos | 1 | 1 | 250A Four Pole Without Controller ATS Havells IHYFNAO250 | Electrical Components | Text: 250A Four Pole Without Controller ATS Havells IHYFNAO250; Check: 1; Check: 0; Link: INR; Int: 0
|  | 315A Four Pole Without Controller ATS Havells IHYFNAO315 | Standard Buying | 39607.75 | Nos | 1 | 1 | 315A Four Pole Without Controller ATS Havells IHYFNAO315 | Electrical Components | Text: 315A Four Pole Without Controller ATS Havells IHYFNAO315; Check: 1; Check: 0; Link: INR; Int: 0
|  | 400A Four Pole Without Controller ATS Havells IHYFNAO400 | Standard Buying | 49598.25 | Nos | 1 | 1 | 400A Four Pole Without Controller ATS Havells IHYFNAO400 | Electrical Components | Text: 400A Four Pole Without Controller ATS Havells IHYFNAO400; Check: 1; Check: 0; Link: INR; Int: 0
|  | 25 x 25 PVC Channel | Standard Buying | 49 | Nos | 1 | 1 | 25 x 25 PVC Channel | Electrical Components | Text: 25 x 25 PVC Channel; Check: 1; Check: 0; Link: INR; Int: 0
|  | 45 x 25 PVC Channel | Standard Buying | 69 | Nos | 1 | 1 | 45 x 25 PVC Channel | Electrical Components | Text: 45 x 25 PVC Channel; Check: 1; Check: 0; Link: INR; Int: 0
|  | 45 x 45 PVC Channel | Standard Buying | 89 | Nos | 1 | 1 | 45 x 45 PVC Channel | Electrical Components | Text: 45 x 45 PVC Channel; Check: 1; Check: 0; Link: INR; Int: 0
|  | 25 MM Tie Mount | Standard Buying | 120 | Nos | 1 | 1 | 25 MM Tie Mount | Electrical Components | Text: 25 MM Tie Mount; Check: 1; Check: 0; Link: INR; Int: 0
|  | 4 SqmmTerminal Connector | Standard Buying | 8 | Nos | 1 | 1 | 4 SqmmTerminal Connector | Electrical Components | Text: 4 SqmmTerminal Connector; Check: 1; Check: 0; Link: INR; Int: 0
|  | PLC 8DI/6DO with RS 232, RS 485 Delta DVP14SS211R | Standard Buying | 19800 | Nos | 1 | 1 | PLC 8DI/6DO with RS 232, RS 485 Delta DVP14SS211R | Electrical Components | Text: PLC 8DI/6DO with RS 232, RS 485 Delta DVP14SS211R; Check: 1; Check: 0; Link: INR; Int: 0
|  | DC Power Supply 24V, 5A Make NHP | Standard Buying | 1350 | Nos | 1 | 1 | DC Power Supply 24V, 5A Make NHP | Electrical Components | Text: DC Power Supply 24V, 5A Make NHP; Check: 1; Check: 0; Link: INR; Int: 0
|  | 32A Neutral Link | Standard Buying | 35 | Nos | 1 | 1 | 32A Neutral Link | Electrical Components | Text: 32A Neutral Link; Check: 1; Check: 0; Link: INR; Int: 0
|  | 63A Neutral Link | Standard Buying | 86 | Nos | 1 | 1 | 63A Neutral Link | Electrical Components | Text: 63A Neutral Link; Check: 1; Check: 0; Link: INR; Int: 0
|  | 1.5 Sqmm Cu Fork Socket | Standard Buying | 0.8 | Nos | 1 | 1 | 1.5 Sqmm Cu Fork Socket | Electrical Components | Text: 1.5 Sqmm Cu Fork Socket; Check: 1; Check: 0; Link: INR; Int: 0
|  | 4 Sqmm Cu Palm Socket | Standard Buying | 3.75 | Nos | 1 | 1 | 4 Sqmm Cu Palm Socket | Electrical Components | Text: 4 Sqmm Cu Palm Socket; Check: 1; Check: 0; Link: INR; Int: 0
|  | 4 Sqmm Cu Pin Socket | Standard Buying | 1.97 | Nos | 1 | 1 | 4 Sqmm Cu Pin Socket | Electrical Components | Text: 4 Sqmm Cu Pin Socket; Check: 1; Check: 0; Link: INR; Int: 0
|  | 2.5 Sqmm Cu Ring Socket | Standard Buying | 1.09 | Nos | 1 | 1 | 2.5 Sqmm Cu Ring Socket | Electrical Components | Text: 2.5 Sqmm Cu Ring Socket; Check: 1; Check: 0; Link: INR; Int: 0
|  | 6 Sqmm Cu Palm Socket | Standard Buying | 4.18 | Nos | 1 | 1 | 6 Sqmm Cu Palm Socket | Electrical Components | Text: 6 Sqmm Cu Palm Socket; Check: 1; Check: 0; Link: INR; Int: 0
|  | 10 Sqmm Cu Palm | Standard Buying | 4.2 | Nos | 1 | 1 | 10 Sqmm Cu Palm | Electrical Components | Text: 10 Sqmm Cu Palm; Check: 1; Check: 0; Link: INR; Int: 0
|  | DIN Rail | Standard Buying | 40 | Nos | 1 | 1 | DIN Rail | Electrical Components | Text: DIN Rail; Check: 1; Check: 0; Link: INR; Int: 0
|  | 1 Sqmm PVC Insulated Copper wire ATC | Standard Buying | 5.95 | Meter | 1 | 1 | 1 Sqmm PVC Insulated Copper wire ATC | Electrical Components | Text: 1 Sqmm PVC Insulated Copper wire ATC; Check: 1; Check: 0; Link: INR; Int: 0
|  | 1.5 Sqmm PVC Insulated Copper wire ATC | Standard Buying | 8 | Meter | 1 | 1 | 1.5 Sqmm PVC Insulated Copper wire ATC | Electrical Components | Text: 1.5 Sqmm PVC Insulated Copper wire ATC; Check: 1; Check: 0; Link: INR; Int: 0
|  | 2.5 Sqmm PVC Insulated Copper wire ATC | Standard Buying | 13.61 | Meter | 1 | 1 | 2.5 Sqmm PVC Insulated Copper wire ATC | Electrical Components | Text: 2.5 Sqmm PVC Insulated Copper wire ATC; Check: 1; Check: 0; Link: INR; Int: 0
|  | 4 Sqmm PVC Insulated Copper wire ATC | Standard Buying | 20.55 | Meter | 1 | 1 | 4 Sqmm PVC Insulated Copper wire ATC | Electrical Components | Text: 4 Sqmm PVC Insulated Copper wire ATC; Check: 1; Check: 0; Link: INR; Int: 0
|  | MCB Stopper | Standard Buying | 7.5 | Nos | 1 | 1 | MCB Stopper | Electrical Components | Text: MCB Stopper; Check: 1; Check: 0; Link: INR; Int: 0
|  | 12V DC Control Relay | Standard Buying | 321 | Nos | 1 | 1 | 12V DC Control Relay | Electrical Components | Text: 12V DC Control Relay; Check: 1; Check: 0; Link: INR; Int: 0
|  | 24V DC Control Relay | Standard Buying | 321 | Nos | 1 | 1 | 24V DC Control Relay | Electrical Components | Text: 24V DC Control Relay; Check: 1; Check: 0; Link: INR; Int: 0
|  | 240V AC Control Relay | Standard Buying | 276 | Nos | 1 | 1 | 240V AC Control Relay | Electrical Components | Text: 240V AC Control Relay; Check: 1; Check: 0; Link: INR; Int: 0
|  | 11 Pin Relay Base | Standard Buying | 159 | Nos | 1 | 1 | 11 Pin Relay Base | Electrical Components | Text: 11 Pin Relay Base; Check: 1; Check: 0; Link: INR; Int: 0
|  | 200A Porcelein Unit Ship | Standard Buying | 770 | Nos | 1 | 1 | 200A Porcelein Unit Ship | Electrical Components | Text: 200A Porcelein Unit Ship; Check: 1; Check: 0; Link: INR; Int: 0
|  | 100mm Cable Tie | Standard Buying | 0.6 | Nos | 1 | 1 | 100mm Cable Tie | Electrical Components | Text: 100mm Cable Tie; Check: 1; Check: 0; Link: INR; Int: 0
|  | 150mm Cable Tie | Standard Buying | 1 | Nos | 1 | 1 | 150mm Cable Tie | Electrical Components | Text: 150mm Cable Tie; Check: 1; Check: 0; Link: INR; Int: 0
|  | 400mm Cable Tie | Standard Buying | 2 | Nos | 1 | 1 | 400mm Cable Tie | Electrical Components | Text: 400mm Cable Tie; Check: 1; Check: 0; Link: INR; Int: 0
|  | 15KVAR Capacitors APP Type Shreem | Standard Buying | 4800 | Nos | 1 | 1 | 15KVAR Capacitors APP Type Shreem | Electrical Components | Text: 15KVAR Capacitors APP Type Shreem; Check: 1; Check: 0; Link: INR; Int: 0
|  | 30KVAR Capacitors APP Type Shreem | Standard Buying | 9600 | Nos | 1 | 1 | 30KVAR Capacitors APP Type Shreem | Electrical Components | Text: 30KVAR Capacitors APP Type Shreem; Check: 1; Check: 0; Link: INR; Int: 0
|  | 40KVAR Capacitors APP Type Shreem | Standard Buying | 12800 | Nos | 1 | 1 | 40KVAR Capacitors APP Type Shreem | Electrical Components | Text: 40KVAR Capacitors APP Type Shreem; Check: 1; Check: 0; Link: INR; Int: 0
|  | 50KVAR Capacitors APP Type Shreem | Standard Buying | 16000 | Nos | 1 | 1 | 50KVAR Capacitors APP Type Shreem | Electrical Components | Text: 50KVAR Capacitors APP Type Shreem; Check: 1; Check: 0; Link: INR; Int: 0
|  | 100KVAR Capacitors APP Type Shreem | Standard Buying | 32000 | Nos | 1 | 1 | 100KVAR Capacitors APP Type Shreem | Electrical Components | Text: 100KVAR Capacitors APP Type Shreem; Check: 1; Check: 0; Link: INR; Int: 0
|  | 50 KVAR MPP 440V withstand @ 480V capacitor Shreem | Standard Buying | 16000 | Nos | 1 | 1 | 50 KVAR MPP 440V withstand @ 480V capacitor Shreem | Electrical Components | Text: 50 KVAR MPP 440V withstand @ 480V capacitor Shreem; Check: 1; Check: 0; Link: INR; Int: 0
|  | 40 KVAR MPP 440V withstand @ 480V capacitor Shreem | Standard Buying | 12800 | Nos | 1 | 1 | 40 KVAR MPP 440V withstand @ 480V capacitor Shreem | Electrical Components | Text: 40 KVAR MPP 440V withstand @ 480V capacitor Shreem; Check: 1; Check: 0; Link: INR; Int: 0
|  | 30 KVAR MPP 440V withstand @ 480V capacitor Shreem | Standard Buying | 9600 | Nos | 1 | 1 | 30 KVAR MPP 440V withstand @ 480V capacitor Shreem | Electrical Components | Text: 30 KVAR MPP 440V withstand @ 480V capacitor Shreem; Check: 1; Check: 0; Link: INR; Int: 0
|  | 25 KVAR MPP 440V withstand @ 480V capacitor Shreem | Standard Buying | 8000 | Nos | 1 | 1 | 25 KVAR MPP 440V withstand @ 480V capacitor Shreem | Electrical Components | Text: 25 KVAR MPP 440V withstand @ 480V capacitor Shreem; Check: 1; Check: 0; Link: INR; Int: 0
|  | 20 KVAR MPP 440V withstand @ 480V capacitor Shreem | Standard Buying | 6400 | Nos | 1 | 1 | 20 KVAR MPP 440V withstand @ 480V capacitor Shreem | Electrical Components | Text: 20 KVAR MPP 440V withstand @ 480V capacitor Shreem; Check: 1; Check: 0; Link: INR; Int: 0
|  | 15 KVAR MPP 440V withstand @ 480V capacitor Shreem | Standard Buying | 4800 | Nos | 1 | 1 | 15 KVAR MPP 440V withstand @ 480V capacitor Shreem | Electrical Components | Text: 15 KVAR MPP 440V withstand @ 480V capacitor Shreem; Check: 1; Check: 0; Link: INR; Int: 0
|  | 10 KVAR MPP 440V withstand @ 480V capacitor Shreem | Standard Buying | 3200 | Nos | 1 | 1 | 10 KVAR MPP 440V withstand @ 480V capacitor Shreem | Electrical Components | Text: 10 KVAR MPP 440V withstand @ 480V capacitor Shreem; Check: 1; Check: 0; Link: INR; Int: 0
|  | 7.5 KVAR MPP 440V withstand @ 480V capacitor Shreem | Standard Buying | 2625 | Nos | 1 | 1 | 7.5 KVAR MPP 440V withstand @ 480V capacitor Shreem | Electrical Components | Text: 7.5 KVAR MPP 440V withstand @ 480V capacitor Shreem; Check: 1; Check: 0; Link: INR; Int: 0
|  | 5 KVAR MPP 440V withstand @ 480V capacitor Shreem | Standard Buying | 1750 | Nos | 1 | 1 | 5 KVAR MPP 440V withstand @ 480V capacitor Shreem | Electrical Components | Text: 5 KVAR MPP 440V withstand @ 480V capacitor Shreem; Check: 1; Check: 0; Link: INR; Int: 0
|  | 3 KVAR MPP 440V withstand @ 480V capacitor Shreem | Standard Buying | 550 | Nos | 1 | 1 | 3 KVAR MPP 440V withstand @ 480V capacitor Shreem | Electrical Components | Text: 3 KVAR MPP 440V withstand @ 480V capacitor Shreem; Check: 1; Check: 0; Link: INR; Int: 0
|  | 100KVAR 7% Detuned Copper wound reactor Shreem | Standard Buying | 28948 | Nos | 1 | 1 | 100KVAR 7% Detuned Copper wound reactor Shreem | Electrical Components | Text: 100KVAR 7% Detuned Copper wound reactor Shreem; Check: 1; Check: 0; Link: INR; Int: 0
|  | 50KVAR 7% Detuned Copper wound reactor Shreem | Standard Buying | 16061 | Nos | 1 | 1 | 50KVAR 7% Detuned Copper wound reactor Shreem | Electrical Components | Text: 50KVAR 7% Detuned Copper wound reactor Shreem; Check: 1; Check: 0; Link: INR; Int: 0
|  | 40KVAR 7% Detuned Copper wound reactor Shreem | Standard Buying | 15257 | Nos | 1 | 1 | 40KVAR 7% Detuned Copper wound reactor Shreem | Electrical Components | Text: 40KVAR 7% Detuned Copper wound reactor Shreem; Check: 1; Check: 0; Link: INR; Int: 0
|  | 30KVAR 7% Detuned Copper wound reactor Shreem | Standard Buying | 13558 | Nos | 1 | 1 | 30KVAR 7% Detuned Copper wound reactor Shreem | Electrical Components | Text: 30KVAR 7% Detuned Copper wound reactor Shreem; Check: 1; Check: 0; Link: INR; Int: 0
|  | 25KVAR 7% Detuned Copper wound reactor Shreem | Standard Buying | 10250 | Nos | 1 | 1 | 25KVAR 7% Detuned Copper wound reactor Shreem | Electrical Components | Text: 25KVAR 7% Detuned Copper wound reactor Shreem; Check: 1; Check: 0; Link: INR; Int: 0
|  | 20KVAR 7% Detuned Copper wound reactor Shreem | Standard Buying | 10111 | Nos | 1 | 1 | 20KVAR 7% Detuned Copper wound reactor Shreem | Electrical Components | Text: 20KVAR 7% Detuned Copper wound reactor Shreem; Check: 1; Check: 0; Link: INR; Int: 0
|  | 15KVAR 7% Detuned Copper wound reactor for Shreem | Standard Buying | 8872 | Nos | 1 | 1 | 15KVAR 7% Detuned Copper wound reactor for Shreem | Electrical Components | Text: 15KVAR 7% Detuned Copper wound reactor for Shreem; Check: 1; Check: 0; Link: INR; Int: 0
|  | 10KVAR 7% Detuned Copper wound reactor Shreem | Standard Buying | 6750 | Nos | 1 | 1 | 10KVAR 7% Detuned Copper wound reactor Shreem | Electrical Components | Text: 10KVAR 7% Detuned Copper wound reactor Shreem; Check: 1; Check: 0; Link: INR; Int: 0
|  | 5 KVAR 7% Detuned Copper wound reactor Shreem | Standard Buying | 4895 | Nos | 1 | 1 | 5 KVAR 7% Detuned Copper wound reactor Shreem | Electrical Components | Text: 5 KVAR 7% Detuned Copper wound reactor Shreem; Check: 1; Check: 0; Link: INR; Int: 0
|  | APFC Relay 8 Stage Beluk | Standard Buying | 11200 | Nos | 1 | 1 | APFC Relay 8 Stage Beluk | Electrical Components | Text: APFC Relay 8 Stage Beluk; Check: 1; Check: 0; Link: INR; Int: 0
|  | APFC Relay 12 Stage Beluk | Standard Buying | 12800 | Nos | 1 | 1 | APFC Relay 12 Stage Beluk | Electrical Components | Text: APFC Relay 12 Stage Beluk; Check: 1; Check: 0; Link: INR; Int: 0
|  | APFC Relay 6 Stage Beluk | Standard Buying | 10000 | Nos | 1 | 1 | APFC Relay 6 Stage Beluk | Electrical Components | Text: APFC Relay 6 Stage Beluk; Check: 1; Check: 0; Link: INR; Int: 0
|  | 24 Hour Analog Time Switch GIC | Standard Buying | 1560 | Nos | 1 | 1 | 24 Hour Analog Time Switch GIC | Electrical Components | Text: 24 Hour Analog Time Switch GIC; Check: 1; Check: 0; Link: INR; Int: 0
|  | ON Delay Timer GIC | Standard Buying | 575 | Nos | 1 | 1 | ON Delay Timer GIC | Electrical Components | Text: ON Delay Timer GIC; Check: 1; Check: 0; Link: INR; Int: 0
|  | Star DeltaTimer GIC | Standard Buying | 780 | Nos | 1 | 1 | Star DeltaTimer GIC | Electrical Components | Text: Star DeltaTimer GIC; Check: 1; Check: 0; Link: INR; Int: 0
|  | MN5 Relay 9-15A L&T SS94135OOBO | Standard Buying | 1581.3 | Nos | 1 | 1 | MN5 Relay 9-15A L&T SS94135OOBO | Electrical Components | Text: MN5 Relay 9-15A L&T SS94135OOBO; Check: 1; Check: 0; Link: INR; Int: 0
|  | MN5 Relay 14-23A L&T SS94135OODO | Standard Buying | 1581.3 | Nos | 1 | 1 | MN5 Relay 14-23A L&T SS94135OODO | Electrical Components | Text: MN5 Relay 14-23A L&T SS94135OODO; Check: 1; Check: 0; Link: INR; Int: 0
|  | MN5 Relay 20-33A L&T SS94136OOEO | Standard Buying | 1593.9 | Nos | 1 | 1 | MN5 Relay 20-33A L&T SS94136OOEO | Electrical Components | Text: MN5 Relay 20-33A L&T SS94136OOEO; Check: 1; Check: 0; Link: INR; Int: 0
|  | MN5 Relay 30-50A L&T SS94136OOGO | Standard Buying | 1767.15 | Nos | 1 | 1 | MN5 Relay 30-50A L&T SS94136OOGO | Electrical Components | Text: MN5 Relay 30-50A L&T SS94136OOGO; Check: 1; Check: 0; Link: INR; Int: 0
|  | MN5 Relay 36-60A L&T SS94136OOTO | Standard Buying | 2053.8 | Nos | 1 | 1 | MN5 Relay 36-60A L&T SS94136OOTO | Electrical Components | Text: MN5 Relay 36-60A L&T SS94136OOTO; Check: 1; Check: 0; Link: INR; Int: 0
|  | MN5 Relay 45-75A L&T SS94136OOJO | Standard Buying | 2205 | Nos | 1 | 1 | MN5 Relay 45-75A L&T SS94136OOJO | Electrical Components | Text: MN5 Relay 45-75A L&T SS94136OOJO; Check: 1; Check: 0; Link: INR; Int: 0
|  | MN5 Relay 66-110A L&T SS94137OOKO | Standard Buying | 2538.9 | Nos | 1 | 1 | MN5 Relay 66-110A L&T SS94137OOKO | Electrical Components | Text: MN5 Relay 66-110A L&T SS94137OOKO; Check: 1; Check: 0; Link: INR; Int: 0
|  | 6 Sqmm PVC Insulated Copper wire ATC | Standard Buying | 52 | Meter | 1 | 1 | 6 Sqmm PVC Insulated Copper wire ATC | Electrical Components | Text: 6 Sqmm PVC Insulated Copper wire ATC; Check: 1; Check: 0; Link: INR; Int: 0
|  | 10 Sqmm PVC Insulated Copper wire ATC | Standard Buying | 94 | Meter | 1 | 1 | 10 Sqmm PVC Insulated Copper wire ATC | Electrical Components | Text: 10 Sqmm PVC Insulated Copper wire ATC; Check: 1; Check: 0; Link: INR; Int: 0
|  | 16 Sqmm PVC Insulated Copper wire ATC | Standard Buying | 126 | Meter | 1 | 1 | 16 Sqmm PVC Insulated Copper wire ATC | Electrical Components | Text: 16 Sqmm PVC Insulated Copper wire ATC; Check: 1; Check: 0; Link: INR; Int: 0
|  | 25 Sqmm PVC Insulated Copper wire ATC | Standard Buying | 225 | Meter | 1 | 1 | 25 Sqmm PVC Insulated Copper wire ATC | Electrical Components | Text: 25 Sqmm PVC Insulated Copper wire ATC; Check: 1; Check: 0; Link: INR; Int: 0
|  | 35 Sqmm PVC Insulated Copper wire ATC | Standard Buying | 299 | Meter | 1 | 1 | 35 Sqmm PVC Insulated Copper wire ATC | Electrical Components | Text: 35 Sqmm PVC Insulated Copper wire ATC; Check: 1; Check: 0; Link: INR; Int: 0
|  | 50 Sqmm PVC Insulated Copper wire ATC | Standard Buying | 456 | Meter | 1 | 1 | 50 Sqmm PVC Insulated Copper wire ATC | Electrical Components | Text: 50 Sqmm PVC Insulated Copper wire ATC; Check: 1; Check: 0; Link: INR; Int: 0
|  | 45A 3 Pole ACCL Safe Power | Standard Buying | 6500 | Nos | 1 | 1 | 45A 3 Pole ACCL Safe Power | Electrical Components | Text: 45A 3 Pole ACCL Safe Power; Check: 1; Check: 0; Link: INR; Int: 0
|  | 45A Two Pole ACCL Safe Power | Standard Buying | 4500 | Nos | 1 | 1 | 45A Two Pole ACCL Safe Power | Electrical Components | Text: 45A Two Pole ACCL Safe Power; Check: 1; Check: 0; Link: INR; Int: 0
|  | 40A Two Pole ACCL Safe Power | Standard Buying | 2600 | Nos | 1 | 1 | 40A Two Pole ACCL Safe Power | Electrical Components | Text: 40A Two Pole ACCL Safe Power; Check: 1; Check: 0; Link: INR; Int: 0
|  | 40A Four Phase ACCL Safe Power | Standard Buying | 4500 | Nos | 1 | 1 | 40A Four Phase ACCL Safe Power | Electrical Components | Text: 40A Four Phase ACCL Safe Power; Check: 1; Check: 0; Link: INR; Int: 0
|  | TVSS (CL:B&C) OBO | Standard Buying | 40000 | Nos | 1 | 1 | TVSS (CL:B&C) OBO | Electrical Components | Text: TVSS (CL:B&C) OBO; Check: 1; Check: 0; Link: INR; Int: 0
|  | TVSS (CL:B) OBO | Standard Buying | 29100 | Nos | 1 | 1 | TVSS (CL:B) OBO | Electrical Components | Text: TVSS (CL:B) OBO; Check: 1; Check: 0; Link: INR; Int: 0
|  | TVSS Class B+C 50kA 3 phase 4 wire CAPE | Standard Buying | 22500 | Nos | 1 | 1 | TVSS Class B+C 50kA 3 phase 4 wire CAPE | Electrical Components | Text: TVSS Class B+C 50kA 3 phase 4 wire CAPE; Check: 1; Check: 0; Link: INR; Int: 0
|  | TVSS Class B 25kA 3 phase 4 wire CAPE | Standard Buying | 12000 | Nos | 1 | 1 | TVSS Class B 25kA 3 phase 4 wire CAPE | Electrical Components | Text: TVSS Class B 25kA 3 phase 4 wire CAPE; Check: 1; Check: 0; Link: INR; Int: 0
|  | 0-80A Analog Ammeter 92mm AE | Standard Buying | 340 | Nos | 1 | 1 | 0-80A Analog Ammeter 92mm AE | Electrical Components | Text: 0-80A Analog Ammeter 92mm AE; Check: 1; Check: 0; Link: INR; Int: 0
|  | 0-100A Analog Ammeter 92mm AE | Standard Buying | 340 | Nos | 1 | 1 | 0-100A Analog Ammeter 92mm AE | Electrical Components | Text: 0-100A Analog Ammeter 92mm AE; Check: 1; Check: 0; Link: INR; Int: 0
|  | 0-125A Analog Ammeter 92mm AE | Standard Buying | 340 | Nos | 1 | 1 | 0-125A Analog Ammeter 92mm AE | Electrical Components | Text: 0-125A Analog Ammeter 92mm AE; Check: 1; Check: 0; Link: INR; Int: 0
|  | 0-160A Analog Ammeter 92mm AE | Standard Buying | 340 | Nos | 1 | 1 | 0-160A Analog Ammeter 92mm AE | Electrical Components | Text: 0-160A Analog Ammeter 92mm AE; Check: 1; Check: 0; Link: INR; Int: 0
|  | 0-200A Analog Ammeter 92mm AE | Standard Buying | 340 | Nos | 1 | 1 | 0-200A Analog Ammeter 92mm AE | Electrical Components | Text: 0-200A Analog Ammeter 92mm AE; Check: 1; Check: 0; Link: INR; Int: 0
|  | 0-250A Analog Ammeter 92mm AE | Standard Buying | 340 | Nos | 1 | 1 | 0-250A Analog Ammeter 92mm AE | Electrical Components | Text: 0-250A Analog Ammeter 92mm AE; Check: 1; Check: 0; Link: INR; Int: 0
|  | 0-320A Analog Ammeter 92mm AE | Standard Buying | 340 | Nos | 1 | 1 | 0-320A Analog Ammeter 92mm AE | Electrical Components | Text: 0-320A Analog Ammeter 92mm AE; Check: 1; Check: 0; Link: INR; Int: 0
|  | 0-400A Analog Ammeter 92mm AE | Standard Buying | 340 | Nos | 1 | 1 | 0-400A Analog Ammeter 92mm AE | Electrical Components | Text: 0-400A Analog Ammeter 92mm AE; Check: 1; Check: 0; Link: INR; Int: 0
|  | 0-500A Analog Ammeter 92mm AE | Standard Buying | 340 | Nos | 1 | 1 | 0-500A Analog Ammeter 92mm AE | Electrical Components | Text: 0-500A Analog Ammeter 92mm AE; Check: 1; Check: 0; Link: INR; Int: 0
|  | 0-630A Analog Ammeter 92mm AE | Standard Buying | 340 | Nos | 1 | 1 | 0-630A Analog Ammeter 92mm AE | Electrical Components | Text: 0-630A Analog Ammeter 92mm AE; Check: 1; Check: 0; Link: INR; Int: 0
|  | 0-800A Analog Ammeter 92mm AE | Standard Buying | 340 | Nos | 1 | 1 | 0-800A Analog Ammeter 92mm AE | Electrical Components | Text: 0-800A Analog Ammeter 92mm AE; Check: 1; Check: 0; Link: INR; Int: 0
|  | 65/5A 15VA Cl 1 Ordinary Current Transformer ID 30mm Sreeganga | Standard Buying | 425 | Nos | 1 | 1 | 65/5A 15VA Cl 1 Ordinary Current Transformer ID 30mm Sreeganga | Electrical Components | Text: 65/5A 15VA Cl 1 Ordinary Current Transformer ID 30mm Sreeganga; Check: 1; Check: 0; Link: INR; Int: 0
|  | 125/5A 15VA Cl 1 Ordinary Current Transformer ID 30mm Sreeganga | Standard Buying | 325 | Nos | 1 | 1 | 125/5A 15VA Cl 1 Ordinary Current Transformer ID 30mm Sreeganga | Electrical Components | Text: 125/5A 15VA Cl 1 Ordinary Current Transformer ID 30mm Sreeganga; Check: 1; Check: 0; Link: INR; Int: 0
|  | 160/5A 15VA Cl 1 Ordinary Current Transformer ID 30mm Sreeganga | Standard Buying | 375 | Nos | 1 | 1 | 160/5A 15VA Cl 1 Ordinary Current Transformer ID 30mm Sreeganga | Electrical Components | Text: 160/5A 15VA Cl 1 Ordinary Current Transformer ID 30mm Sreeganga; Check: 1; Check: 0; Link: INR; Int: 0
|  | 630/5A 15VA Cl 1 Ordinary Current Transformer ID 60mm Sreeganga | Standard Buying | 550 | Nos | 1 | 1 | 630/5A 15VA Cl 1 Ordinary Current Transformer ID 60mm Sreeganga | Electrical Components | Text: 630/5A 15VA Cl 1 Ordinary Current Transformer ID 60mm Sreeganga; Check: 1; Check: 0; Link: INR; Int: 0
|  | 800/5A 15VA Cl 1 Ordinary Current Transformer ID 70mm Sreeganga | Standard Buying | 590 | Nos | 1 | 1 | 800/5A 15VA Cl 1 Ordinary Current Transformer ID 70mm Sreeganga | Electrical Components | Text: 800/5A 15VA Cl 1 Ordinary Current Transformer ID 70mm Sreeganga; Check: 1; Check: 0; Link: INR; Int: 0
|  | 1000/5A 15VA Cl 1 Ordinary Current Transformer ID 70mm Sreeganga | Standard Buying | 1250 | Nos | 1 | 1 | 1000/5A 15VA Cl 1 Ordinary Current Transformer ID 70mm Sreeganga | Electrical Components | Text: 1000/5A 15VA Cl 1 Ordinary Current Transformer ID 70mm Sreeganga; Check: 1; Check: 0; Link: INR; Int: 0
|  | 65/5A 15VA Cl 1 Tape Wound Tested Current Transformer ID 30mm Sreeganga | Standard Buying | 875 | Nos | 1 | 1 | 65/5A 15VA Cl 1 Tape Wound Tested Current Transformer ID 30mm Sreeganga | Electrical Components | Text: 65/5A 15VA Cl 1 Tape Wound Tested Current Transformer ID 30mm Sreeganga; Check: 1; Check: 0; Link: INR; Int: 0
|  | 100/5A 15VA Cl 1 Tape Wound Tested Current Transformer ID 30mm Sreeganga | Standard Buying | 655 | Nos | 1 | 1 | 100/5A 15VA Cl 1 Tape Wound Tested Current Transformer ID 30mm Sreeganga | Electrical Components | Text: 100/5A 15VA Cl 1 Tape Wound Tested Current Transformer ID 30mm Sreeganga; Check: 1; Check: 0; Link: INR; Int: 0
|  | 125/5A 15VA Cl 1 Tape Wound Tested Current Transformer ID 30mm Sreeganga | Standard Buying | 630 | Nos | 1 | 1 | 125/5A 15VA Cl 1 Tape Wound Tested Current Transformer ID 30mm Sreeganga | Electrical Components | Text: 125/5A 15VA Cl 1 Tape Wound Tested Current Transformer ID 30mm Sreeganga; Check: 1; Check: 0; Link: INR; Int: 0
|  | 160/5A 15VA Cl 1 Tape Wound Tested Current Transformer ID 30mm Sreeganga | Standard Buying | 600 | Nos | 1 | 1 | 160/5A 15VA Cl 1 Tape Wound Tested Current Transformer ID 30mm Sreeganga | Electrical Components | Text: 160/5A 15VA Cl 1 Tape Wound Tested Current Transformer ID 30mm Sreeganga; Check: 1; Check: 0; Link: INR; Int: 0
|  | 200/5A 15VA Cl 1 Tape Wound Tested Current Transformer ID 40mm Sreeganga | Standard Buying | 575 | Nos | 1 | 1 | 200/5A 15VA Cl 1 Tape Wound Tested Current Transformer ID 40mm Sreeganga | Electrical Components | Text: 200/5A 15VA Cl 1 Tape Wound Tested Current Transformer ID 40mm Sreeganga; Check: 1; Check: 0; Link: INR; Int: 0
|  | 250/5A 15VA Cl 1 Tape Wound Tested Current Transformer ID 45mm Sreeganga | Standard Buying | 550 | Nos | 1 | 1 | 250/5A 15VA Cl 1 Tape Wound Tested Current Transformer ID 45mm Sreeganga | Electrical Components | Text: 250/5A 15VA Cl 1 Tape Wound Tested Current Transformer ID 45mm Sreeganga; Check: 1; Check: 0; Link: INR; Int: 0
|  | 400/5A 15VA Cl 1 Tape Wound Tested Current Transformer ID 50mm Sreeganga | Standard Buying | 620 | Nos | 1 | 1 | 400/5A 15VA Cl 1 Tape Wound Tested Current Transformer ID 50mm Sreeganga | Electrical Components | Text: 400/5A 15VA Cl 1 Tape Wound Tested Current Transformer ID 50mm Sreeganga; Check: 1; Check: 0; Link: INR; Int: 0
|  | 630/5A 15VA Cl 1 Tape Wound Tested Current Transformer ID 60mm Sreeganga | Standard Buying | 680 | Nos | 1 | 1 | 630/5A 15VA Cl 1 Tape Wound Tested Current Transformer ID 60mm Sreeganga | Electrical Components | Text: 630/5A 15VA Cl 1 Tape Wound Tested Current Transformer ID 60mm Sreeganga; Check: 1; Check: 0; Link: INR; Int: 0
|  | 800/5A 15VA Cl 1 Tape Wound Tested Current Transformer ID 70mm Sreeganga | Standard Buying | 700 | Nos | 1 | 1 | 800/5A 15VA Cl 1 Tape Wound Tested Current Transformer ID 70mm Sreeganga | Electrical Components | Text: 800/5A 15VA Cl 1 Tape Wound Tested Current Transformer ID 70mm Sreeganga; Check: 1; Check: 0; Link: INR; Int: 0
|  | 63/5A Class:1 15VA Tape Wound CT PGR | Standard Buying | 500 | Nos | 1 | 1 | 63/5A Class:1 15VA Tape Wound CT PGR | Electrical Components | Text: 63/5A Class:1 15VA Tape Wound CT PGR; Check: 1; Check: 0; Link: INR; Int: 0
|  | 80/5A Class:1 15VA Tape Wound CT PGR | Standard Buying | 550 | Nos | 1 | 1 | 80/5A Class:1 15VA Tape Wound CT PGR | Electrical Components | Text: 80/5A Class:1 15VA Tape Wound CT PGR; Check: 1; Check: 0; Link: INR; Int: 0
|  | 100/5A Class:1 15VA Tape Wound CT PGR | Standard Buying | 500 | Nos | 1 | 1 | 100/5A Class:1 15VA Tape Wound CT PGR | Electrical Components | Text: 100/5A Class:1 15VA Tape Wound CT PGR; Check: 1; Check: 0; Link: INR; Int: 0
|  | 125/5A Class:1 15VA Tape Wound CT PGR | Standard Buying | 550 | Nos | 1 | 1 | 125/5A Class:1 15VA Tape Wound CT PGR | Electrical Components | Text: 125/5A Class:1 15VA Tape Wound CT PGR; Check: 1; Check: 0; Link: INR; Int: 0
|  | 160/5A Class:1 15VA Tape Wound CT PGR | Standard Buying | 550 | Nos | 1 | 1 | 160/5A Class:1 15VA Tape Wound CT PGR | Electrical Components | Text: 160/5A Class:1 15VA Tape Wound CT PGR; Check: 1; Check: 0; Link: INR; Int: 0
|  | 200/5A Class:1 15VA Tape Wound CT PGR | Standard Buying | 530 | Nos | 1 | 1 | 200/5A Class:1 15VA Tape Wound CT PGR | Electrical Components | Text: 200/5A Class:1 15VA Tape Wound CT PGR; Check: 1; Check: 0; Link: INR; Int: 0
|  | 250/5A Class:1 15VA Tape Wound CT PGR | Standard Buying | 530 | Nos | 1 | 1 | 250/5A Class:1 15VA Tape Wound CT PGR | Electrical Components | Text: 250/5A Class:1 15VA Tape Wound CT PGR; Check: 1; Check: 0; Link: INR; Int: 0
|  | 320/5A Class:1 15VA Tape Wound CT PGR | Standard Buying | 650 | Nos | 1 | 1 | 320/5A Class:1 15VA Tape Wound CT PGR | Electrical Components | Text: 320/5A Class:1 15VA Tape Wound CT PGR; Check: 1; Check: 0; Link: INR; Int: 0
|  | 400/5A Class:1 15VA Tape Wound CT PGR | Standard Buying | 650 | Nos | 1 | 1 | 400/5A Class:1 15VA Tape Wound CT PGR | Electrical Components | Text: 400/5A Class:1 15VA Tape Wound CT PGR; Check: 1; Check: 0; Link: INR; Int: 0
|  | 500/5A Class:1 15VA Tape Wound CT PGR | Standard Buying | 720 | Nos | 1 | 1 | 500/5A Class:1 15VA Tape Wound CT PGR | Electrical Components | Text: 500/5A Class:1 15VA Tape Wound CT PGR; Check: 1; Check: 0; Link: INR; Int: 0
|  | 630/5A Class:1 15VA Tape Wound CT PGR | Standard Buying | 750 | Nos | 1 | 1 | 630/5A Class:1 15VA Tape Wound CT PGR | Electrical Components | Text: 630/5A Class:1 15VA Tape Wound CT PGR; Check: 1; Check: 0; Link: INR; Int: 0
|  | 800/5A Class:1 15VA Tape Wound CT PGR | Standard Buying | 1100 | Nos | 1 | 1 | 800/5A Class:1 15VA Tape Wound CT PGR | Electrical Components | Text: 800/5A Class:1 15VA Tape Wound CT PGR; Check: 1; Check: 0; Link: INR; Int: 0
|  | 1000/5A Class:1 10VA Tape Wound CT PGR | Standard Buying | 1100 | Nos | 1 | 1 | 1000/5A Class:1 10VA Tape Wound CT PGR | Electrical Components | Text: 1000/5A Class:1 10VA Tape Wound CT PGR; Check: 1; Check: 0; Link: INR; Int: 0
|  | 63/5A Class:1 15VA Resin Cast CT PGR | Standard Buying | 1100 | Nos | 1 | 1 | 63/5A Class:1 15VA Resin Cast CT PGR | Electrical Components | Text: 63/5A Class:1 15VA Resin Cast CT PGR; Check: 1; Check: 0; Link: INR; Int: 0
|  | 80/5A Class:1 15VA Resin Cast CT PGR | Standard Buying | 800 | Nos | 1 | 1 | 80/5A Class:1 15VA Resin Cast CT PGR | Electrical Components | Text: 80/5A Class:1 15VA Resin Cast CT PGR; Check: 1; Check: 0; Link: INR; Int: 0
|  | 100/5A Class:1 15VA Resin Cast CT PGR | Standard Buying | 850 | Nos | 1 | 1 | 100/5A Class:1 15VA Resin Cast CT PGR | Electrical Components | Text: 100/5A Class:1 15VA Resin Cast CT PGR; Check: 1; Check: 0; Link: INR; Int: 0
|  | 125/5A Class:1 15VA Resin Cast CT PGR | Standard Buying | 800 | Nos | 1 | 1 | 125/5A Class:1 15VA Resin Cast CT PGR | Electrical Components | Text: 125/5A Class:1 15VA Resin Cast CT PGR; Check: 1; Check: 0; Link: INR; Int: 0
|  | 160/5A Class:1 15VA Resin Cast CT PGR | Standard Buying | 800 | Nos | 1 | 1 | 160/5A Class:1 15VA Resin Cast CT PGR | Electrical Components | Text: 160/5A Class:1 15VA Resin Cast CT PGR; Check: 1; Check: 0; Link: INR; Int: 0
|  | 200/5A Class:1 15VA Resin Cast CT PGR | Standard Buying | 800 | Nos | 1 | 1 | 200/5A Class:1 15VA Resin Cast CT PGR | Electrical Components | Text: 200/5A Class:1 15VA Resin Cast CT PGR; Check: 1; Check: 0; Link: INR; Int: 0
|  | 250/5A Class:1 15VA Resin Cast CT PGR | Standard Buying | 850 | Nos | 1 | 1 | 250/5A Class:1 15VA Resin Cast CT PGR | Electrical Components | Text: 250/5A Class:1 15VA Resin Cast CT PGR; Check: 1; Check: 0; Link: INR; Int: 0
|  | 320/5A Class:1 15VA Resin Cast CT PGR | Standard Buying | 850 | Nos | 1 | 1 | 320/5A Class:1 15VA Resin Cast CT PGR | Electrical Components | Text: 320/5A Class:1 15VA Resin Cast CT PGR; Check: 1; Check: 0; Link: INR; Int: 0
|  | 400/5A Class:1 15VA Resin Cast CT PGR | Standard Buying | 805 | Nos | 1 | 1 | 400/5A Class:1 15VA Resin Cast CT PGR | Electrical Components | Text: 400/5A Class:1 15VA Resin Cast CT PGR; Check: 1; Check: 0; Link: INR; Int: 0
|  | 500/5A Class:1 15VA Resin Cast CT PGR | Standard Buying | 805 | Nos | 1 | 1 | 500/5A Class:1 15VA Resin Cast CT PGR | Electrical Components | Text: 500/5A Class:1 15VA Resin Cast CT PGR; Check: 1; Check: 0; Link: INR; Int: 0
|  | 630/5A Class:1 15VA Resin Cast CT PGR | Standard Buying | 850 | Nos | 1 | 1 | 630/5A Class:1 15VA Resin Cast CT PGR | Electrical Components | Text: 630/5A Class:1 15VA Resin Cast CT PGR; Check: 1; Check: 0; Link: INR; Int: 0
|  | 800/5A Class:1 15VA Resin Cast CT PGR | Standard Buying | 850 | Nos | 1 | 1 | 800/5A Class:1 15VA Resin Cast CT PGR | Electrical Components | Text: 800/5A Class:1 15VA Resin Cast CT PGR; Check: 1; Check: 0; Link: INR; Int: 0
|  | 1250/5A Class:1 10VA Resin Cast CT PGR | Standard Buying | 1250 | Nos | 1 | 1 | 1250/5A Class:1 10VA Resin Cast CT PGR | Electrical Components | Text: 1250/5A Class:1 10VA Resin Cast CT PGR; Check: 1; Check: 0; Link: INR; Int: 0
|  | 1600/5A Class:1 10VA resin Cast CT Make: Sree Ganga | Standard Buying | 1500 | Nos | 1 | 1 | 1600/5A Class:1 10VA resin Cast CT Make: Sree Ganga | Electrical Components | Text: 1600/5A Class:1 10VA resin Cast CT Make: Sree Ganga; Check: 1; Check: 0; Link: INR; Int: 0
|  | 40/5A Class:5P10 15VA resin Cast CT PGR | Standard Buying | 1200 | Nos | 1 | 1 | 40/5A Class:5P10 15VA resin Cast CT PGR | Electrical Components | Text: 40/5A Class:5P10 15VA resin Cast CT PGR; Check: 1; Check: 0; Link: INR; Int: 0
|  | 300/5A Class: 5P10 15VA Resin Cast CT PGR | Standard Buying | 1100 | Nos | 1 | 1 | 300/5A Class: 5P10 15VA Resin Cast CT PGR | Electrical Components | Text: 300/5A Class: 5P10 15VA Resin Cast CT PGR; Check: 1; Check: 0; Link: INR; Int: 0
|  | 1250/5A Class: 5P10 10VA Resin Cast CT PGR | Standard Buying | 1250 | Nos | 1 | 1 | 1250/5A Class: 5P10 10VA Resin Cast CT PGR | Electrical Components | Text: 1250/5A Class: 5P10 10VA Resin Cast CT PGR; Check: 1; Check: 0; Link: INR; Int: 0
|  | 160/5A Class: 5P10 15VA Tape Wound CT PGR | Standard Buying | 1450 | Nos | 1 | 1 | 160/5A Class: 5P10 15VA Tape Wound CT PGR | Electrical Components | Text: 160/5A Class: 5P10 15VA Tape Wound CT PGR; Check: 1; Check: 0; Link: INR; Int: 0
|  | 200/5A Class: 5P10 15VA Tape Wound CT PGR | Standard Buying | 1450 | Nos | 1 | 1 | 200/5A Class: 5P10 15VA Tape Wound CT PGR | Electrical Components | Text: 200/5A Class: 5P10 15VA Tape Wound CT PGR; Check: 1; Check: 0; Link: INR; Int: 0
|  | 250/5A Class: 5P10 15VA Tape Wound CT PGR | Standard Buying | 1600 | Nos | 1 | 1 | 250/5A Class: 5P10 15VA Tape Wound CT PGR | Electrical Components | Text: 250/5A Class: 5P10 15VA Tape Wound CT PGR; Check: 1; Check: 0; Link: INR; Int: 0
|  | 320/5A Class: 5P10 15VA Tape Wound CT PGR | Standard Buying | 1700 | Nos | 1 | 1 | 320/5A Class: 5P10 15VA Tape Wound CT PGR | Electrical Components | Text: 320/5A Class: 5P10 15VA Tape Wound CT PGR; Check: 1; Check: 0; Link: INR; Int: 0
|  | 400/5A Class: 5P10 15VA Tape Wound CT PGR | Standard Buying | 1750 | Nos | 1 | 1 | 400/5A Class: 5P10 15VA Tape Wound CT PGR | Electrical Components | Text: 400/5A Class: 5P10 15VA Tape Wound CT PGR; Check: 1; Check: 0; Link: INR; Int: 0
|  | 500/5A Class: 5P10 15VA Tape Wound CT PGR | Standard Buying | 1850 | Nos | 1 | 1 | 500/5A Class: 5P10 15VA Tape Wound CT PGR | Electrical Components | Text: 500/5A Class: 5P10 15VA Tape Wound CT PGR; Check: 1; Check: 0; Link: INR; Int: 0
|  | 630/5A Class: 5P10 15VA Tape Wound CT PGR | Standard Buying | 1850 | Nos | 1 | 1 | 630/5A Class: 5P10 15VA Tape Wound CT PGR | Electrical Components | Text: 630/5A Class: 5P10 15VA Tape Wound CT PGR; Check: 1; Check: 0; Link: INR; Int: 0
|  | 800/5A Class: 5P10 15VA Tape Wound CT PGR | Standard Buying | 2200 | Nos | 1 | 1 | 800/5A Class: 5P10 15VA Tape Wound CT PGR | Electrical Components | Text: 800/5A Class: 5P10 15VA Tape Wound CT PGR; Check: 1; Check: 0; Link: INR; Int: 0
|  | 25/5A Class:1 15 VA Tape wound base fixing CT PGR | Standard Buying | 850 | Nos | 1 | 1 | 25/5A Class:1 15 VA Tape wound base fixing CT PGR | Electrical Components | Text: 25/5A Class:1 15 VA Tape wound base fixing CT PGR; Check: 1; Check: 0; Link: INR; Int: 0
|  | 32/5A Class:1 15 VA Tape wound base fixing CT PGR | Standard Buying | 850 | Nos | 1 | 1 | 32/5A Class:1 15 VA Tape wound base fixing CT PGR | Electrical Components | Text: 32/5A Class:1 15 VA Tape wound base fixing CT PGR; Check: 1; Check: 0; Link: INR; Int: 0
|  | 40/5A Class:1 15 VA Tape wound base fixing CT PGR | Standard Buying | 850 | Nos | 1 | 1 | 40/5A Class:1 15 VA Tape wound base fixing CT PGR | Electrical Components | Text: 40/5A Class:1 15 VA Tape wound base fixing CT PGR; Check: 1; Check: 0; Link: INR; Int: 0
|  | 63/5A Class:1 15 VA Tape wound base fixing CT PGR | Standard Buying | 850 | Nos | 1 | 1 | 63/5A Class:1 15 VA Tape wound base fixing CT PGR | Electrical Components | Text: 63/5A Class:1 15 VA Tape wound base fixing CT PGR; Check: 1; Check: 0; Link: INR; Int: 0
|  | 80/5A Class:1 15 VA Tape wound base fixing CT PGR | Standard Buying | 750 | Nos | 1 | 1 | 80/5A Class:1 15 VA Tape wound base fixing CT PGR | Electrical Components | Text: 80/5A Class:1 15 VA Tape wound base fixing CT PGR; Check: 1; Check: 0; Link: INR; Int: 0
|  | 100/5A Class:1 15 VA Tape wound base fixing CT PGR | Standard Buying | 750 | Nos | 1 | 1 | 100/5A Class:1 15 VA Tape wound base fixing CT PGR | Electrical Components | Text: 100/5A Class:1 15 VA Tape wound base fixing CT PGR; Check: 1; Check: 0; Link: INR; Int: 0
|  | 200/5A Class:0.5 15VA Resin Cast CT PGR | Standard Buying | 950 | Nos | 1 | 1 | 200/5A Class:0.5 15VA Resin Cast CT PGR | Electrical Components | Text: 200/5A Class:0.5 15VA Resin Cast CT PGR; Check: 1; Check: 0; Link: INR; Int: 0
|  | 400/5A Class:0.5 Resin Cast CT PGR | Standard Buying | 850 | Nos | 1 | 1 | 400/5A Class:0.5 Resin Cast CT PGR | Electrical Components | Text: 400/5A Class:0.5 Resin Cast CT PGR; Check: 1; Check: 0; Link: INR; Int: 0
|  | 20/5A Class:1 15 VA Tape wound base fixing CT PGR | Standard Buying | 950 | Nos | 1 | 1 | 20/5A Class:1 15 VA Tape wound base fixing CT PGR | Electrical Components | Text: 20/5A Class:1 15 VA Tape wound base fixing CT PGR; Check: 1; Check: 0; Link: INR; Int: 0
|  | 1600/5A Class:PS 15VA Resin Cast CT PGR | Standard Buying | 1250 | Nos | 1 | 1 | 1600/5A Class:PS 15VA Resin Cast CT PGR | Electrical Components | Text: 1600/5A Class:PS 15VA Resin Cast CT PGR; Check: 1; Check: 0; Link: INR; Int: 0
|  | Illuminated PB Red With NC Element Esbee | Standard Buying | 165 | Nos | 1 | 1 | Illuminated PB Red With NC Element Esbee | Electrical Components | Text: Illuminated PB Red With NC Element Esbee; Check: 1; Check: 0; Link: INR; Int: 0
|  | Illuminated PB Green With NO Element Esbee | Standard Buying | 165 | Nos | 1 | 1 | Illuminated PB Green With NO Element Esbee | Electrical Components | Text: Illuminated PB Green With NO Element Esbee; Check: 1; Check: 0; Link: INR; Int: 0
|  | Voltmeter Selector Switch Salzer | Standard Buying | 155 | Nos | 1 | 1 | Voltmeter Selector Switch Salzer | Electrical Components | Text: Voltmeter Selector Switch Salzer; Check: 1; Check: 0; Link: INR; Int: 0
|  | Ammeter Selector Switch Salzer | Standard Buying | 140 | Nos | 1 | 1 | Ammeter Selector Switch Salzer | Electrical Components | Text: Ammeter Selector Switch Salzer; Check: 1; Check: 0; Link: INR; Int: 0
|  | kWh Counter type meter CL 1(3Ph 4W 240V 5A L&T | Standard Buying | 1930.5 | Nos | 1 | 1 | kWh Counter type meter CL 1(3Ph 4W 240V 5A L&T | Electrical Components | Text: kWh Counter type meter CL 1(3Ph 4W 240V 5A L&T; Check: 1; Check: 0; Link: INR; Int: 0
|  | Energy meter 1P 5-40A Cl 1 DIN L&T | Standard Buying | 1322.75 | Nos | 1 | 1 | Energy meter 1P 5-40A Cl 1 DIN L&T | Electrical Components | Text: Energy meter 1P 5-40A Cl 1 DIN L&T; Check: 1; Check: 0; Link: INR; Int: 0
|  | Energy meter 3P 10-60A Cl 1 DIN L&T | Standard Buying | 3003 | Nos | 1 | 1 | Energy meter 3P 10-60A Cl 1 DIN L&T | Electrical Components | Text: Energy meter 3P 10-60A Cl 1 DIN L&T; Check: 1; Check: 0; Link: INR; Int: 0
|  | Energy meter RS485 module L&T | Standard Buying | 1322.75 | Nos | 1 | 1 | Energy meter RS485 module L&T | Electrical Components | Text: Energy meter RS485 module L&T; Check: 1; Check: 0; Link: INR; Int: 0
|  | Energy meter Wi-Fi module L&T | Standard Buying | 3003 | Nos | 1 | 1 | Energy meter Wi-Fi module L&T | Electrical Components | Text: Energy meter Wi-Fi module L&T; Check: 1; Check: 0; Link: INR; Int: 0
|  | MFM 4410 LED meter Cl 1 L&T | Standard Buying | 4212 | Nos | 1 | 1 | MFM 4410 LED meter Cl 1 L&T | Electrical Components | Text: MFM 4410 LED meter Cl 1 L&T; Check: 1; Check: 0; Link: INR; Int: 0
|  | MFM 4410 LED meter Cl 1 with RS485 L&T | Standard Buying | 4816.5 | Nos | 1 | 1 | MFM 4410 LED meter Cl 1 with RS485 L&T | Electrical Components | Text: MFM 4410 LED meter Cl 1 with RS485 L&T; Check: 1; Check: 0; Link: INR; Int: 0
|  | MFM 4410 LCD meter Cl 1 L&T | Standard Buying | 4816.5 | Nos | 1 | 1 | MFM 4410 LCD meter Cl 1 L&T | Electrical Components | Text: MFM 4410 LCD meter Cl 1 L&T; Check: 1; Check: 0; Link: INR; Int: 0
|  | MFM 4410 LCD meter Cl 1 with RS485 L&T | Standard Buying | 5417.75 | Nos | 1 | 1 | MFM 4410 LCD meter Cl 1 with RS485 L&T | Electrical Components | Text: MFM 4410 LCD meter Cl 1 with RS485 L&T; Check: 1; Check: 0; Link: INR; Int: 0
|  | 800A 50kA Four Pole EDO MPR In Built EFRMTX1.0G LS1NG OMEGA U POWER ACB L&T | Standard Buying | 125000 | Nos | 1 | 1 | 800A 50kA Four Pole EDO MPR In Built EFRMTX1.0G LS1NG OMEGA U POWER ACB L&T | Electrical Components | Text: 800A 50kA Four Pole EDO MPR In Built EFRMTX1.0G LS1NG OMEGA U POWER ACB L&T; Check: 1; Check: 0; Link: INR; Int: 0
|  | 800A 50kA Four Pole EDO MPR MTX 1.0 LSI OMEGA U POWER ACB L&T | Standard Buying | 123500 | Nos | 1 | 1 | 800A 50kA Four Pole EDO MPR MTX 1.0 LSI OMEGA U POWER ACB L&T | Electrical Components | Text: 800A 50kA Four Pole EDO MPR MTX 1.0 LSI OMEGA U POWER ACB L&T; Check: 1; Check: 0; Link: INR; Int: 0
|  | 800A 50kA Three Pole EDO MPR MTX 1.0 LSI OMEGA U POWER ACB L&T | Standard Buying | 104500 | Nos | 1 | 1 | 800A 50kA Three Pole EDO MPR MTX 1.0 LSI OMEGA U POWER ACB L&T | Electrical Components | Text: 800A 50kA Three Pole EDO MPR MTX 1.0 LSI OMEGA U POWER ACB L&T; Check: 1; Check: 0; Link: INR; Int: 0
|  | 1600A 50kA Four Pole EDO ACB W/O Protection (Bus coupler) OMEGA U POWER L&T | Standard Buying | 140000 | Nos | 1 | 1 | 1600A 50kA Four Pole EDO ACB W/O Protection (Bus coupler) OMEGA U POWER L&T | Electrical Components | Text: 1600A 50kA Four Pole EDO ACB W/O Protection (Bus coupler) OMEGA U POWER L&T; Check: 1; Check: 0; Link: INR; Int: 0
|  | 1250A 50KA Four Pole EDO MTX1.0 G WITH ADAPTOR OMEGA U POWER L&T | Standard Buying | 114402.7 | Nos | 1 | 1 | 1250A 50KA Four Pole EDO MTX1.0 G WITH ADAPTOR OMEGA U POWER L&T | Electrical Components | Text: 1250A 50KA Four Pole EDO MTX1.0 G WITH ADAPTOR OMEGA U POWER L&T; Check: 1; Check: 0; Link: INR; Int: 0
|  | 1250A 50KA Three Pole MDO MTX1.G WITH ADAPTOR OMEGA U POWER L&T | Standard Buying | 79876.5 | Nos | 1 | 1 | 1250A 50KA Three Pole MDO MTX1.G WITH ADAPTOR OMEGA U POWER L&T | Electrical Components | Text: 1250A 50KA Three Pole MDO MTX1.G WITH ADAPTOR OMEGA U POWER L&T; Check: 1; Check: 0; Link: INR; Int: 0
|  | 800A 50KA Three Pole EDO MTX1.0 G WITH ADAPTOR OMEGA U POWER L&T | Standard Buying | 79876.5 | Nos | 1 | 1 | 800A 50KA Three Pole EDO MTX1.0 G WITH ADAPTOR OMEGA U POWER L&T | Electrical Components | Text: 800A 50KA Three Pole EDO MTX1.0 G WITH ADAPTOR OMEGA U POWER L&T; Check: 1; Check: 0; Link: INR; Int: 0
|  | Bowden cable Between 2 incomers OMEGA U POWER L&T | Standard Buying | 7000 | Nos | 1 | 1 | Bowden cable Between 2 incomers OMEGA U POWER L&T | Electrical Components | Text: Bowden cable Between 2 incomers OMEGA U POWER L&T; Check: 1; Check: 0; Link: INR; Int: 0
|  | Instantaneous Earth Fault Relay SC14S L&T | Standard Buying | 4875 | Nos | 1 | 1 | Instantaneous Earth Fault Relay SC14S L&T | Electrical Components | Text: Instantaneous Earth Fault Relay SC14S L&T; Check: 1; Check: 0; Link: INR; Int: 0
|  | Over Voltage/Under Voltage Relay MV12A L&T | Standard Buying | 5850 | Nos | 1 | 1 | Over Voltage/Under Voltage Relay MV12A L&T | Electrical Components | Text: Over Voltage/Under Voltage Relay MV12A L&T; Check: 1; Check: 0; Link: INR; Int: 0
|  | AMF Relay EC2 C&S | Standard Buying | 11800 | Nos | 1 | 1 | AMF Relay EC2 C&S | Electrical Components | Text: AMF Relay EC2 C&S; Check: 1; Check: 0; Link: INR; Int: 0
|  | AMF Relay ECRXAV2 C&S | Standard Buying | 7250 | Nos | 1 | 1 | AMF Relay ECRXAV2 C&S | Electrical Components | Text: AMF Relay ECRXAV2 C&S; Check: 1; Check: 0; Link: INR; Int: 0
|  | AMF Relay E-GEN+ C&S | Standard Buying | 13200 | Nos | 1 | 1 | AMF Relay E-GEN+ C&S | Electrical Components | Text: AMF Relay E-GEN+ C&S; Check: 1; Check: 0; Link: INR; Int: 0
|  | AMF Relay Comap | Standard Buying | 6800 | Nos | 1 | 1 | AMF Relay Comap | Electrical Components | Text: AMF Relay Comap; Check: 1; Check: 0; Link: INR; Int: 0
|  | 32A TP ACCL Elmeasure | Standard Buying | 5250 | Nos | 1 | 1 | 32A TP ACCL Elmeasure | Electrical Components | Text: 32A TP ACCL Elmeasure; Check: 1; Check: 0; Link: INR; Int: 0
|  | 40A TP ACCL Elmeasure | Standard Buying | 5950 | Nos | 1 | 1 | 40A TP ACCL Elmeasure | Electrical Components | Text: 40A TP ACCL Elmeasure; Check: 1; Check: 0; Link: INR; Int: 0
|  | 63A TP ACCL Elmeasure | Standard Buying | 10500 | Nos | 1 | 1 | 63A TP ACCL Elmeasure | Electrical Components | Text: 63A TP ACCL Elmeasure; Check: 1; Check: 0; Link: INR; Int: 0
|  | 80A TP ACCL Elmeasure | Standard Buying | 13125 | Nos | 1 | 1 | 80A TP ACCL Elmeasure | Electrical Components | Text: 80A TP ACCL Elmeasure; Check: 1; Check: 0; Link: INR; Int: 0
|  | 100A TP ACCL Elmeasure | Standard Buying | 17500 | Nos | 1 | 1 | 100A TP ACCL Elmeasure | Electrical Components | Text: 100A TP ACCL Elmeasure; Check: 1; Check: 0; Link: INR; Int: 0
|  | 125A TP ACCL Elmeasure | Standard Buying | 23100 | Nos | 1 | 1 | 125A TP ACCL Elmeasure | Electrical Components | Text: 125A TP ACCL Elmeasure; Check: 1; Check: 0; Link: INR; Int: 0
|  | 32A SP ACCL Elmeasure | Standard Buying | 2625 | Nos | 1 | 1 | 32A SP ACCL Elmeasure | Electrical Components | Text: 32A SP ACCL Elmeasure; Check: 1; Check: 0; Link: INR; Int: 0
|  | 32A SP ACCL with Power load Elmeasure | Standard Buying | 3150 | Nos | 1 | 1 | 32A SP ACCL with Power load Elmeasure | Electrical Components | Text: 32A SP ACCL with Power load Elmeasure; Check: 1; Check: 0; Link: INR; Int: 0
|  | Earth leackage Relay with CBCT Elmeasure | Standard Buying | 3500 | Nos | 1 | 1 | Earth leackage Relay with CBCT Elmeasure | Electrical Components | Text: Earth leackage Relay with CBCT Elmeasure; Check: 1; Check: 0; Link: INR; Int: 0
|  | RS485 Module ACCL Elmeasure | Standard Buying | 1050 | Nos | 1 | 1 | RS485 Module ACCL Elmeasure | Electrical Components | Text: RS485 Module ACCL Elmeasure; Check: 1; Check: 0; Link: INR; Int: 0
|  | 230V AC Hooter | Standard Buying | 450 | Nos | 1 | 1 | 230V AC Hooter | Electrical Components | Text: 230V AC Hooter; Check: 1; Check: 0; Link: INR; Int: 0
|  | 24V DC Hooter | Standard Buying | 650 | Nos | 1 | 1 | 24V DC Hooter | Electrical Components | Text: 24V DC Hooter; Check: 1; Check: 0; Link: INR; Int: 0
|  | Single Phase Priventor With Timer GIC | Standard Buying | 1019 | Nos | 1 | 1 | Single Phase Priventor With Timer GIC | Electrical Components | Text: Single Phase Priventor With Timer GIC; Check: 1; Check: 0; Link: INR; Int: 0
|  | Single Phase Priventor GIC | Standard Buying | 550 | Nos | 1 | 1 | Single Phase Priventor GIC | Electrical Components | Text: Single Phase Priventor GIC; Check: 1; Check: 0; Link: INR; Int: 0
|  | 630A 50kA Four Pole EDO MPR MTX 1.0 LSI OMEGA U POWER ACB L&T | Standard Buying | 91885 | Nos | 1 | 1 | 630A 50kA Four Pole EDO MPR MTX 1.0 LSI OMEGA U POWER ACB L&T | Electrical Components | Text: 630A 50kA Four Pole EDO MPR MTX 1.0 LSI OMEGA U POWER ACB L&T; Check: 1; Check: 0; Link: INR; Int: 0
|  | 1000A 50kA Four Pole EDO MPR MTX 1.0 LSI OMEGA U POWER ACB L&T | Standard Buying | 100415.5 | Nos | 1 | 1 | 1000A 50kA Four Pole EDO MPR MTX 1.0 LSI OMEGA U POWER ACB L&T | Electrical Components | Text: 1000A 50kA Four Pole EDO MPR MTX 1.0 LSI OMEGA U POWER ACB L&T; Check: 1; Check: 0; Link: INR; Int: 0
|  | 1000A 50kA Four Pole EDO Without protection B/C LSI OMEGA U POWER ACB L&T | Standard Buying | 91955.5 | Nos | 1 | 1 | 1000A 50kA Four Pole EDO Without protection B/C LSI OMEGA U POWER ACB L&T | Electrical Components | Text: 1000A 50kA Four Pole EDO Without protection B/C LSI OMEGA U POWER ACB L&T; Check: 1; Check: 0; Link: INR; Int: 0
|  | Adapter for OMEGA 400A-2000 A U POWER ACB L&T | Standard Buying | 1424.1 | Nos | 1 | 1 | Adapter for OMEGA 400A-2000 A U POWER ACB L&T | Electrical Components | Text: Adapter for OMEGA 400A-2000 A U POWER ACB L&T; Check: 1; Check: 0; Link: INR; Int: 0
|  | Shunt Release Type U-POWER ACB L&T | Standard Buying | 2220 | Nos | 1 | 1 | Shunt Release Type U-POWER ACB L&T | Electrical Components | Text: Shunt Release Type U-POWER ACB L&T; Check: 1; Check: 0; Link: INR; Int: 0
|  | Under Voltage Release Type U-POWER ACB L&T | Standard Buying | 3270 | Nos | 1 | 1 | Under Voltage Release Type U-POWER ACB L&T | Electrical Components | Text: Under Voltage Release Type U-POWER ACB L&T; Check: 1; Check: 0; Link: INR; Int: 0
|  | Shunt Release Type C-POWER ACB L&T | Standard Buying | 2220 | Nos | 1 | 1 | Shunt Release Type C-POWER ACB L&T | Electrical Components | Text: Shunt Release Type C-POWER ACB L&T; Check: 1; Check: 0; Link: INR; Int: 0
|  | Under Voltage Release Type C-POWER ACB L&T | Standard Buying | 3270 | Nos | 1 | 1 | Under Voltage Release Type C-POWER ACB L&T | Electrical Components | Text: Under Voltage Release Type C-POWER ACB L&T; Check: 1; Check: 0; Link: INR; Int: 0
|  | 32A 2P Isolator L&T SK90418OOOO | Standard Buying | 856.8 | Nos | 1 | 1 | 32A 2P Isolator L&T SK90418OOOO | Electrical Components | Text: 32A 2P Isolator L&T SK90418OOOO; Check: 1; Check: 0; Link: INR; Int: 0
|  | 63A 2P Isolator L&T SK90419OOOO | Standard Buying | 1165.5 | Nos | 1 | 1 | 63A 2P Isolator L&T SK90419OOOO | Electrical Components | Text: 63A 2P Isolator L&T SK90419OOOO; Check: 1; Check: 0; Link: INR; Int: 0
|  | 100A 2P Isolator L&T SK90420OOOO | Standard Buying | 2378.25 | Nos | 1 | 1 | 100A 2P Isolator L&T SK90420OOOO | Electrical Components | Text: 100A 2P Isolator L&T SK90420OOOO; Check: 1; Check: 0; Link: INR; Int: 0
|  | 125A 2P Isolator L&T SK90421OOOO | Standard Buying | 3033.45 | Nos | 1 | 1 | 125A 2P Isolator L&T SK90421OOOO | Electrical Components | Text: 125A 2P Isolator L&T SK90421OOOO; Check: 1; Check: 0; Link: INR; Int: 0
|  | 200A 2P Isolator L&T SK90450OOOO | Standard Buying | 4069.8 | Nos | 1 | 1 | 200A 2P Isolator L&T SK90450OOOO | Electrical Components | Text: 200A 2P Isolator L&T SK90450OOOO; Check: 1; Check: 0; Link: INR; Int: 0
|  | 250A 2P Isolator L&T SK90454OOOO | Standard Buying | 4888.8 | Nos | 1 | 1 | 250A 2P Isolator L&T SK90454OOOO | Electrical Components | Text: 250A 2P Isolator L&T SK90454OOOO; Check: 1; Check: 0; Link: INR; Int: 0
|  | 315A 2P Isolator L&T SK90465OOOO | Standard Buying | 6211.8 | Nos | 1 | 1 | 315A 2P Isolator L&T SK90465OOOO | Electrical Components | Text: 315A 2P Isolator L&T SK90465OOOO; Check: 1; Check: 0; Link: INR; Int: 0
|  | 400A 2P Isolator L&T SK90466OOOO | Standard Buying | 7418.25 | Nos | 1 | 1 | 400A 2P Isolator L&T SK90466OOOO | Electrical Components | Text: 400A 2P Isolator L&T SK90466OOOO; Check: 1; Check: 0; Link: INR; Int: 0
|  | 630A 2P Isolator L&T SK90467OOOO | Standard Buying | 11963.7 | Nos | 1 | 1 | 630A 2P Isolator L&T SK90467OOOO | Electrical Components | Text: 630A 2P Isolator L&T SK90467OOOO; Check: 1; Check: 0; Link: INR; Int: 0
|  | 800A 2P Isolator L&T SK90468OOOO | Standard Buying | 12546.45 | Nos | 1 | 1 | 800A 2P Isolator L&T SK90468OOOO | Electrical Components | Text: 800A 2P Isolator L&T SK90468OOOO; Check: 1; Check: 0; Link: INR; Int: 0
|  | 1000A 2P Isolator L&T SK90469OOOO | Standard Buying | 16118.55 | Nos | 1 | 1 | 1000A 2P Isolator L&T SK90469OOOO | Electrical Components | Text: 1000A 2P Isolator L&T SK90469OOOO; Check: 1; Check: 0; Link: INR; Int: 0
|  | VFD 300HP ABB | Standard Buying | 460000 | Nos | 1 | 1 | VFD 300HP ABB | Electrical Components | Text: VFD 300HP ABB; Check: 1; Check: 0; Link: INR; Int: 0
|  | VFD 100HP (Normal Duty) ABB | Standard Buying | 160000 | Nos | 1 | 1 | VFD 100HP (Normal Duty) ABB | Electrical Components | Text: VFD 100HP (Normal Duty) ABB; Check: 1; Check: 0; Link: INR; Int: 0
|  | VFD 75HP ABB | Standard Buying | 136000 | Nos | 1 | 1 | VFD 75HP ABB | Electrical Components | Text: VFD 75HP ABB; Check: 1; Check: 0; Link: INR; Int: 0
|  | Power Quality Analyser Rishabh | Standard Buying | 58282 | Nos | 1 | 1 | Power Quality Analyser Rishabh | Electrical Components | Text: Power Quality Analyser Rishabh; Check: 1; Check: 0; Link: INR; Int: 0
|  | Power Quality Monitor with RS485 Rishabh | Standard Buying | 13500 | Nos | 1 | 1 | Power Quality Monitor with RS485 Rishabh | Electrical Components | Text: Power Quality Monitor with RS485 Rishabh; Check: 1; Check: 0; Link: INR; Int: 0
|  | 0-1000A Analog Ammeter 92mm AE | Standard Buying | 340 | Nos | 1 | 1 | 0-1000A Analog Ammeter 92mm AE | Electrical Components | Text: 0-1000A Analog Ammeter 92mm AE; Check: 1; Check: 0; Link: INR; Int: 0
|  | Multifunction Meter-Load manager Class 1.0 EM6400 Schneider | Standard Buying | 9538.2 | Nos | 1 | 1 | Multifunction Meter-Load manager Class 1.0 EM6400 Schneider | Electrical Components | Text: Multifunction Meter-Load manager Class 1.0 EM6400 Schneider; Check: 1; Check: 0; Link: INR; Int: 0
|  | Multifunction Meter-Load manager Class 1.0 with RS485 port EM6400 Schneider | Standard Buying | 12501.3 | Nos | 1 | 1 | Multifunction Meter-Load manager Class 1.0 with RS485 port EM6400 Schneider | Electrical Components | Text: Multifunction Meter-Load manager Class 1.0 with RS485 port EM6400 Schneider; Check: 1; Check: 0; Link: INR; Int: 0
|  | Multifunction Meter-Load manager Class 1.0 with Demand RS485 port EM6400 Schneider | Standard Buying | 19158.3 | Nos | 1 | 1 | Multifunction Meter-Load manager Class 1.0 with Demand RS485 port EM6400 Schneider | Electrical Components | Text: Multifunction Meter-Load manager Class 1.0 with Demand RS485 port EM6400 Schneider; Check: 1; Check: 0; Link: INR; Int: 0
|  | 16A 4P 2 way center off switch L&T | Standard Buying | 427 | Nos | 1 | 1 | 16A 4P 2 way center off switch L&T | Electrical Components | Text: 16A 4P 2 way center off switch L&T; Check: 1; Check: 0; Link: INR; Int: 0
|  | Dual Source LED meter Cl1 L&T WL404010OOOO | Standard Buying | 2275 | Nos | 1 | 1 | Dual Source LED meter Cl1 L&T WL404010OOOO | Electrical Components | Text: Dual Source LED meter Cl1 L&T WL404010OOOO; Check: 1; Check: 0; Link: INR; Int: 0
|  | Dual Source LED meter Cl1 with RS485 L&T WL404011OOOO | Standard Buying | 2619.5 | Nos | 1 | 1 | Dual Source LED meter Cl1 with RS485 L&T WL404011OOOO | Electrical Components | Text: Dual Source LED meter Cl1 with RS485 L&T WL404011OOOO; Check: 1; Check: 0; Link: INR; Int: 0
|  | Dual Source LED meter Cl0.5 L&T WL404020OOOO | Standard Buying | 2704 | Nos | 1 | 1 | Dual Source LED meter Cl0.5 L&T WL404020OOOO | Electrical Components | Text: Dual Source LED meter Cl0.5 L&T WL404020OOOO; Check: 1; Check: 0; Link: INR; Int: 0
|  | Dual Source LED meter Cl0.5 with RS485 L&T WL404021OOOO | Standard Buying | 3042 | Nos | 1 | 1 | Dual Source LED meter Cl0.5 with RS485 L&T WL404021OOOO | Electrical Components | Text: Dual Source LED meter Cl0.5 with RS485 L&T WL404021OOOO; Check: 1; Check: 0; Link: INR; Int: 0
|  | 630A 50KA Three Pole EDO UW-MTX1G OMEGA U POWER L&T UW106NXD12800 | Standard Buying | 82056 | Nos | 1 | 1 | 630A 50KA Three Pole EDO UW-MTX1G OMEGA U POWER L&T UW106NXD12800 | Electrical Components | Text: 630A 50KA Three Pole EDO UW-MTX1G OMEGA U POWER L&T UW106NXD12800; Check: 1; Check: 0; Link: INR; Int: 0
|  | 800A 50KA Three Pole EDO UW-MTX1G OMEGA U POWER L&T UW108NXD12800 | Standard Buying | 82056 | Nos | 1 | 1 | 800A 50KA Three Pole EDO UW-MTX1G OMEGA U POWER L&T UW108NXD12800 | Electrical Components | Text: 800A 50KA Three Pole EDO UW-MTX1G OMEGA U POWER L&T UW108NXD12800; Check: 1; Check: 0; Link: INR; Int: 0
|  | 1000A 50KA Three Pole EDO UW-MTX1G OMEGA U POWER L&T UW110NXD12800 | Standard Buying | 84782.4 | Nos | 1 | 1 | 1000A 50KA Three Pole EDO UW-MTX1G OMEGA U POWER L&T UW110NXD12800 | Electrical Components | Text: 1000A 50KA Three Pole EDO UW-MTX1G OMEGA U POWER L&T UW110NXD12800; Check: 1; Check: 0; Link: INR; Int: 0
|  | 1250A 50KA Three Pole EDO UW-MTX1G OMEGA U POWER L&T UW112NXD12800 | Standard Buying | 92764.8 | Nos | 1 | 1 | 1250A 50KA Three Pole EDO UW-MTX1G OMEGA U POWER L&T UW112NXD12800 | Electrical Components | Text: 1250A 50KA Three Pole EDO UW-MTX1G OMEGA U POWER L&T UW112NXD12800; Check: 1; Check: 0; Link: INR; Int: 0
|  | 2000A 50KA Three Pole EDO UW-MTX1G OMEGA U POWER L&T UW116NXD12800 | Standard Buying | 103828.8 | Nos | 1 | 1 | 2000A 50KA Three Pole EDO UW-MTX1G OMEGA U POWER L&T UW116NXD12800 | Electrical Components | Text: 2000A 50KA Three Pole EDO UW-MTX1G OMEGA U POWER L&T UW116NXD12800; Check: 1; Check: 0; Link: INR; Int: 0
|  | 20A 30kA, 230V,1PH+N TM based FIXED TYPE MCCB Mistubishi NF125CV3P02A | Standard Buying | 930 | Nos | 1 | 1 | 20A 30kA, 230V,1PH+N TM based FIXED TYPE MCCB Mistubishi NF125CV3P02A | Electrical Components | Text: 20A 30kA, 230V,1PH+N TM based FIXED TYPE MCCB Mistubishi NF125CV3P02A; Check: 1; Check: 0; Link: INR; Int: 0
|  | 20A 30kA, 230V,1PH+N TM based FIXED TYPE MCCB Mistubishi NF125CV3P03A | Standard Buying | 930 | Nos | 1 | 1 | 20A 30kA, 230V,1PH+N TM based FIXED TYPE MCCB Mistubishi NF125CV3P03A | Electrical Components | Text: 20A 30kA, 230V,1PH+N TM based FIXED TYPE MCCB Mistubishi NF125CV3P03A; Check: 1; Check: 0; Link: INR; Int: 0
|  | 20A 30kA, 230V,1PH+N TM based FIXED TYPE MCCB Mistubishi NF125CV3P04A | Standard Buying | 930 | Nos | 1 | 1 | 20A 30kA, 230V,1PH+N TM based FIXED TYPE MCCB Mistubishi NF125CV3P04A | Electrical Components | Text: 20A 30kA, 230V,1PH+N TM based FIXED TYPE MCCB Mistubishi NF125CV3P04A; Check: 1; Check: 0; Link: INR; Int: 0
|  | 20A 30kA, 230V,1PH+N TM based FIXED TYPE MCCB Mistubishi NF125CV3P05A | Standard Buying | 930 | Nos | 1 | 1 | 20A 30kA, 230V,1PH+N TM based FIXED TYPE MCCB Mistubishi NF125CV3P05A | Electrical Components | Text: 20A 30kA, 230V,1PH+N TM based FIXED TYPE MCCB Mistubishi NF125CV3P05A; Check: 1; Check: 0; Link: INR; Int: 0
|  | 20A 30kA, 230V,1PH+N TM based FIXED TYPE MCCB Mistubishi NF125CV3P06A | Standard Buying | 930 | Nos | 1 | 1 | 20A 30kA, 230V,1PH+N TM based FIXED TYPE MCCB Mistubishi NF125CV3P06A | Electrical Components | Text: 20A 30kA, 230V,1PH+N TM based FIXED TYPE MCCB Mistubishi NF125CV3P06A; Check: 1; Check: 0; Link: INR; Int: 0
|  | 20A 30kA, 230V,1PH+N TM based FIXED TYPE MCCB Mistubishi NF125CV3P10A | Standard Buying | 930 | Nos | 1 | 1 | 20A 30kA, 230V,1PH+N TM based FIXED TYPE MCCB Mistubishi NF125CV3P10A | Electrical Components | Text: 20A 30kA, 230V,1PH+N TM based FIXED TYPE MCCB Mistubishi NF125CV3P10A; Check: 1; Check: 0; Link: INR; Int: 0
|  | 20A 30kA, 230V,1PH+N TM based FIXED TYPE MCCB Mistubishi NF125CV3P16A | Standard Buying | 930 | Nos | 1 | 1 | 20A 30kA, 230V,1PH+N TM based FIXED TYPE MCCB Mistubishi NF125CV3P16A | Electrical Components | Text: 20A 30kA, 230V,1PH+N TM based FIXED TYPE MCCB Mistubishi NF125CV3P16A; Check: 1; Check: 0; Link: INR; Int: 0
|  | 20A 30kA, 230V,1PH+N TM based FIXED TYPE MCCB Mistubishi NF125CV3P20A | Standard Buying | 930 | Nos | 1 | 1 | 20A 30kA, 230V,1PH+N TM based FIXED TYPE MCCB Mistubishi NF125CV3P20A | Electrical Components | Text: 20A 30kA, 230V,1PH+N TM based FIXED TYPE MCCB Mistubishi NF125CV3P20A; Check: 1; Check: 0; Link: INR; Int: 0
|  | 25A 30kA, 230V,1PH+N TM based FIXED TYPE MCCB Mistubishi NF125CV3P25A | Standard Buying | 930 | Nos | 1 | 1 | 25A 30kA, 230V,1PH+N TM based FIXED TYPE MCCB Mistubishi NF125CV3P25A | Electrical Components | Text: 25A 30kA, 230V,1PH+N TM based FIXED TYPE MCCB Mistubishi NF125CV3P25A; Check: 1; Check: 0; Link: INR; Int: 0
|  | 32A 30kA, 230V,1PH+N TM based FIXED TYPE MCCB Mistubishi NF125CV3P32A | Standard Buying | 930 | Nos | 1 | 1 | 32A 30kA, 230V,1PH+N TM based FIXED TYPE MCCB Mistubishi NF125CV3P32A | Electrical Components | Text: 32A 30kA, 230V,1PH+N TM based FIXED TYPE MCCB Mistubishi NF125CV3P32A; Check: 1; Check: 0; Link: INR; Int: 0
|  | 40A 30kA, 230V,1PH+N TM based FIXED TYPE MCCB Mistubishi NF125CV3P40A | Standard Buying | 930 | Nos | 1 | 1 | 40A 30kA, 230V,1PH+N TM based FIXED TYPE MCCB Mistubishi NF125CV3P40A | Electrical Components | Text: 40A 30kA, 230V,1PH+N TM based FIXED TYPE MCCB Mistubishi NF125CV3P40A; Check: 1; Check: 0; Link: INR; Int: 0
|  | 50A 30kA, 230V,1PH+N TM based FIXED TYPE MCCB Mistubishi NF125CV3P50A | Standard Buying | 930 | Nos | 1 | 1 | 50A 30kA, 230V,1PH+N TM based FIXED TYPE MCCB Mistubishi NF125CV3P50A | Electrical Components | Text: 50A 30kA, 230V,1PH+N TM based FIXED TYPE MCCB Mistubishi NF125CV3P50A; Check: 1; Check: 0; Link: INR; Int: 0
|  | 63A 30kA, 230V,1PH+N TM based FIXED TYPE MCCB Mistubishi NF125CV3P63A | Standard Buying | 930 | Nos | 1 | 1 | 63A 30kA, 230V,1PH+N TM based FIXED TYPE MCCB Mistubishi NF125CV3P63A | Electrical Components | Text: 63A 30kA, 230V,1PH+N TM based FIXED TYPE MCCB Mistubishi NF125CV3P63A; Check: 1; Check: 0; Link: INR; Int: 0
|  | 80A 30kA, 230V,1PH+N TM based FIXED TYPE MCCB Mistubishi NF125CV3P80A | Standard Buying | 930 | Nos | 1 | 1 | 80A 30kA, 230V,1PH+N TM based FIXED TYPE MCCB Mistubishi NF125CV3P80A | Electrical Components | Text: 80A 30kA, 230V,1PH+N TM based FIXED TYPE MCCB Mistubishi NF125CV3P80A; Check: 1; Check: 0; Link: INR; Int: 0
|  | 100A 30kA, 230V,1PH+N TM based FIXED TYPE MCCB Mistubishi NF125CV3P100A | Standard Buying | 930 | Nos | 1 | 1 | 100A 30kA, 230V,1PH+N TM based FIXED TYPE MCCB Mistubishi NF125CV3P100A | Electrical Components | Text: 100A 30kA, 230V,1PH+N TM based FIXED TYPE MCCB Mistubishi NF125CV3P100A; Check: 1; Check: 0; Link: INR; Int: 0
|  | 125A 30kA, 230V,1PH+N TM based FIXED TYPE MCCB Mistubishi NF125CV3P125A | Standard Buying | 1705.62 | Nos | 1 | 1 | 125A 30kA, 230V,1PH+N TM based FIXED TYPE MCCB Mistubishi NF125CV3P125A | Electrical Components | Text: 125A 30kA, 230V,1PH+N TM based FIXED TYPE MCCB Mistubishi NF125CV3P125A; Check: 1; Check: 0; Link: INR; Int: 0
|  | 20A 10kA, 380V, 3P TM based FIXED TYPE MCCB Mistubishi NF125CV3P20A | Standard Buying | 930 | Nos | 1 | 1 | 20A 10kA, 380V, 3P TM based FIXED TYPE MCCB Mistubishi NF125CV3P20A | Electrical Components | Text: 20A 10kA, 380V, 3P TM based FIXED TYPE MCCB Mistubishi NF125CV3P20A; Check: 1; Check: 0; Link: INR; Int: 0
|  | 25A 10kA, 380V, 3P TM based FIXED TYPE MCCB Mistubishi NF125CV3P25A | Standard Buying | 930 | Nos | 1 | 1 | 25A 10kA, 380V, 3P TM based FIXED TYPE MCCB Mistubishi NF125CV3P25A | Electrical Components | Text: 25A 10kA, 380V, 3P TM based FIXED TYPE MCCB Mistubishi NF125CV3P25A; Check: 1; Check: 0; Link: INR; Int: 0
|  | 32A 10kA, 380V, 3P TM based FIXED TYPE MCCB Mistubishi NF125CV3P32A | Standard Buying | 930 | Nos | 1 | 1 | 32A 10kA, 380V, 3P TM based FIXED TYPE MCCB Mistubishi NF125CV3P32A | Electrical Components | Text: 32A 10kA, 380V, 3P TM based FIXED TYPE MCCB Mistubishi NF125CV3P32A; Check: 1; Check: 0; Link: INR; Int: 0
|  | 40A 10kA, 380V, 3P TM based FIXED TYPE MCCB Mistubishi NF125CV3P40A | Standard Buying | 930 | Nos | 1 | 1 | 40A 10kA, 380V, 3P TM based FIXED TYPE MCCB Mistubishi NF125CV3P40A | Electrical Components | Text: 40A 10kA, 380V, 3P TM based FIXED TYPE MCCB Mistubishi NF125CV3P40A; Check: 1; Check: 0; Link: INR; Int: 0
|  | 63A 10kA, 380V, 3P TM based FIXED TYPE MCCB Mistubishi NF125CV3P63A | Standard Buying | 930 | Nos | 1 | 1 | 63A 10kA, 380V, 3P TM based FIXED TYPE MCCB Mistubishi NF125CV3P63A | Electrical Components | Text: 63A 10kA, 380V, 3P TM based FIXED TYPE MCCB Mistubishi NF125CV3P63A; Check: 1; Check: 0; Link: INR; Int: 0
|  | 80A 10kA, 380V, 3P TM based FIXED TYPE MCCB Mistubishi NF125CV3P80A | Standard Buying | 930 | Nos | 1 | 1 | 80A 10kA, 380V, 3P TM based FIXED TYPE MCCB Mistubishi NF125CV3P80A | Electrical Components | Text: 80A 10kA, 380V, 3P TM based FIXED TYPE MCCB Mistubishi NF125CV3P80A; Check: 1; Check: 0; Link: INR; Int: 0
|  | 100A 10kA, 380V, 3P TM based FIXED TYPE MCCB Mistubishi NF125CV3P100A | Standard Buying | 930 | Nos | 1 | 1 | 100A 10kA, 380V, 3P TM based FIXED TYPE MCCB Mistubishi NF125CV3P100A | Electrical Components | Text: 100A 10kA, 380V, 3P TM based FIXED TYPE MCCB Mistubishi NF125CV3P100A; Check: 1; Check: 0; Link: INR; Int: 0
|  | 125A 10kA, 380V, 3P TM based FIXED TYPE MCCB Mistubishi NF125CV3P125A | Standard Buying | 1705.62 | Nos | 1 | 1 | 125A 10kA, 380V, 3P TM based FIXED TYPE MCCB Mistubishi NF125CV3P125A | Electrical Components | Text: 125A 10kA, 380V, 3P TM based FIXED TYPE MCCB Mistubishi NF125CV3P125A; Check: 1; Check: 0; Link: INR; Int: 0
|  | 150A 10kA, 380V, 3P TM based FIXED TYPE MCCB Mistubishi NF250CV3P150A | Standard Buying | 2218.98 | Nos | 1 | 1 | 150A 10kA, 380V, 3P TM based FIXED TYPE MCCB Mistubishi NF250CV3P150A | Electrical Components | Text: 150A 10kA, 380V, 3P TM based FIXED TYPE MCCB Mistubishi NF250CV3P150A; Check: 1; Check: 0; Link: INR; Int: 0
|  | 175A 10kA, 380V, 3P TM based FIXED TYPE MCCB Mistubishi NF250CV3P175A | Standard Buying | 2920.82 | Nos | 1 | 1 | 175A 10kA, 380V, 3P TM based FIXED TYPE MCCB Mistubishi NF250CV3P175A | Electrical Components | Text: 175A 10kA, 380V, 3P TM based FIXED TYPE MCCB Mistubishi NF250CV3P175A; Check: 1; Check: 0; Link: INR; Int: 0
|  | 200A 10kA, 380V, 3P TM based FIXED TYPE MCCB Mistubishi NF250CV3P200A | Standard Buying | 2920.82 | Nos | 1 | 1 | 200A 10kA, 380V, 3P TM based FIXED TYPE MCCB Mistubishi NF250CV3P200A | Electrical Components | Text: 200A 10kA, 380V, 3P TM based FIXED TYPE MCCB Mistubishi NF250CV3P200A; Check: 1; Check: 0; Link: INR; Int: 0
|  | 225A 10kA, 380V, 3P TM based FIXED TYPE MCCB Mistubishi NF250CV3P225A | Standard Buying | 5785.22 | Nos | 1 | 1 | 225A 10kA, 380V, 3P TM based FIXED TYPE MCCB Mistubishi NF250CV3P225A | Electrical Components | Text: 225A 10kA, 380V, 3P TM based FIXED TYPE MCCB Mistubishi NF250CV3P225A; Check: 1; Check: 0; Link: INR; Int: 0
|  | 250A 10kA, 380V, 3P TM based FIXED TYPE MCCB Mistubishi NF250CV3P250A | Standard Buying | 5785.22 | Nos | 1 | 1 | 250A 10kA, 380V, 3P TM based FIXED TYPE MCCB Mistubishi NF250CV3P250A | Electrical Components | Text: 250A 10kA, 380V, 3P TM based FIXED TYPE MCCB Mistubishi NF250CV3P250A; Check: 1; Check: 0; Link: INR; Int: 0
|  | 20A 25kA,380N ,3P TM based FIXED TYPE MCCB Mistubishi NF125SV3P20A | Standard Buying | 2465.74 | Nos | 1 | 1 | 20A 25kA,380N ,3P TM based FIXED TYPE MCCB Mistubishi NF125SV3P20A | Electrical Components | Text: 20A 25kA,380N ,3P TM based FIXED TYPE MCCB Mistubishi NF125SV3P20A; Check: 1; Check: 0; Link: INR; Int: 0
|  | 25A 25kA,380N ,3P TM based FIXED TYPE MCCB Mistubishi NF125SV3P25A | Standard Buying | 2465.74 | Nos | 1 | 1 | 25A 25kA,380N ,3P TM based FIXED TYPE MCCB Mistubishi NF125SV3P25A | Electrical Components | Text: 25A 25kA,380N ,3P TM based FIXED TYPE MCCB Mistubishi NF125SV3P25A; Check: 1; Check: 0; Link: INR; Int: 0
|  | 32A 25kA,380N ,3P TM based FIXED TYPE MCCB Mistubishi NF125SV3P32A | Standard Buying | 2465.74 | Nos | 1 | 1 | 32A 25kA,380N ,3P TM based FIXED TYPE MCCB Mistubishi NF125SV3P32A | Electrical Components | Text: 32A 25kA,380N ,3P TM based FIXED TYPE MCCB Mistubishi NF125SV3P32A; Check: 1; Check: 0; Link: INR; Int: 0
|  | 40A 25kA,380N ,3P TM based FIXED TYPE MCCB Mistubishi NF125SV3P40A | Standard Buying | 2465.74 | Nos | 1 | 1 | 40A 25kA,380N ,3P TM based FIXED TYPE MCCB Mistubishi NF125SV3P40A | Electrical Components | Text: 40A 25kA,380N ,3P TM based FIXED TYPE MCCB Mistubishi NF125SV3P40A; Check: 1; Check: 0; Link: INR; Int: 0
|  | 63A 25kA,380N ,3P TM based FIXED TYPE MCCB Mistubishi NF125SV3P63A | Standard Buying | 2465.74 | Nos | 1 | 1 | 63A 25kA,380N ,3P TM based FIXED TYPE MCCB Mistubishi NF125SV3P63A | Electrical Components | Text: 63A 25kA,380N ,3P TM based FIXED TYPE MCCB Mistubishi NF125SV3P63A; Check: 1; Check: 0; Link: INR; Int: 0
|  | 80A 25kA,380N ,3P TM based FIXED TYPE MCCB Mistubishi NF125SV3P80A | Standard Buying | 2465.74 | Nos | 1 | 1 | 80A 25kA,380N ,3P TM based FIXED TYPE MCCB Mistubishi NF125SV3P80A | Electrical Components | Text: 80A 25kA,380N ,3P TM based FIXED TYPE MCCB Mistubishi NF125SV3P80A; Check: 1; Check: 0; Link: INR; Int: 0
|  | 100A 25kA,380N ,3P TM based FIXED TYPE MCCB Mistubishi NF125SV3P100A | Standard Buying | 2465.74 | Nos | 1 | 1 | 100A 25kA,380N ,3P TM based FIXED TYPE MCCB Mistubishi NF125SV3P100A | Electrical Components | Text: 100A 25kA,380N ,3P TM based FIXED TYPE MCCB Mistubishi NF125SV3P100A; Check: 1; Check: 0; Link: INR; Int: 0
|  | 125A 25kA,380N ,3P TM based FIXED TYPE MCCB Mistubishi NF125SV3P125A | Standard Buying | 2655.46 | Nos | 1 | 1 | 125A 25kA,380N ,3P TM based FIXED TYPE MCCB Mistubishi NF125SV3P125A | Electrical Components | Text: 125A 25kA,380N ,3P TM based FIXED TYPE MCCB Mistubishi NF125SV3P125A; Check: 1; Check: 0; Link: INR; Int: 0
|  | 150A 36kA,380N ,3P TM based FIXED TYPE MCCB Mistubishi NF250SV3P150A | Standard Buying | 4929 | Nos | 1 | 1 | 150A 36kA,380N ,3P TM based FIXED TYPE MCCB Mistubishi NF250SV3P150A | Electrical Components | Text: 150A 36kA,380N ,3P TM based FIXED TYPE MCCB Mistubishi NF250SV3P150A; Check: 1; Check: 0; Link: INR; Int: 0
|  | 175A 36kA,380N ,3P TM based FIXED TYPE MCCB Mistubishi NF250SV3P175A | Standard Buying | 6120.64 | Nos | 1 | 1 | 175A 36kA,380N ,3P TM based FIXED TYPE MCCB Mistubishi NF250SV3P175A | Electrical Components | Text: 175A 36kA,380N ,3P TM based FIXED TYPE MCCB Mistubishi NF250SV3P175A; Check: 1; Check: 0; Link: INR; Int: 0
|  | 200A 36kA,380N ,3P TM based FIXED TYPE MCCB Mistubishi NF250SV3P200A | Standard Buying | 6120.64 | Nos | 1 | 1 | 200A 36kA,380N ,3P TM based FIXED TYPE MCCB Mistubishi NF250SV3P200A | Electrical Components | Text: 200A 36kA,380N ,3P TM based FIXED TYPE MCCB Mistubishi NF250SV3P200A; Check: 1; Check: 0; Link: INR; Int: 0
|  | 225A 36kA,380N ,3P TM based FIXED TYPE MCCB Mistubishi NF250SV3P225A | Standard Buying | 6822.48 | Nos | 1 | 1 | 225A 36kA,380N ,3P TM based FIXED TYPE MCCB Mistubishi NF250SV3P225A | Electrical Components | Text: 225A 36kA,380N ,3P TM based FIXED TYPE MCCB Mistubishi NF250SV3P225A; Check: 1; Check: 0; Link: INR; Int: 0
|  | 250A 36kA,380N ,3P TM based FIXED TYPE MCCB Mistubishi NF250SV3P250A | Standard Buying | 6822.48 | Nos | 1 | 1 | 250A 36kA,380N ,3P TM based FIXED TYPE MCCB Mistubishi NF250SV3P250A | Electrical Components | Text: 250A 36kA,380N ,3P TM based FIXED TYPE MCCB Mistubishi NF250SV3P250A; Check: 1; Check: 0; Link: INR; Int: 0
|  | 20A 10kA, 380V, 4P TM based FIXED TYPE MCCB Mistubishi NF63HV4P20A | Standard Buying | 1938.12 | Nos | 1 | 1 | 20A 10kA, 380V, 4P TM based FIXED TYPE MCCB Mistubishi NF63HV4P20A | Electrical Components | Text: 20A 10kA, 380V, 4P TM based FIXED TYPE MCCB Mistubishi NF63HV4P20A; Check: 1; Check: 0; Link: INR; Int: 0
|  | 25A 10kA, 380V, 4P TM based FIXED TYPE MCCB Mistubishi NF63HV4P25A | Standard Buying | 1938.12 | Nos | 1 | 1 | 25A 10kA, 380V, 4P TM based FIXED TYPE MCCB Mistubishi NF63HV4P25A | Electrical Components | Text: 25A 10kA, 380V, 4P TM based FIXED TYPE MCCB Mistubishi NF63HV4P25A; Check: 1; Check: 0; Link: INR; Int: 0
|  | 32A 10kA, 380V, 4P TM based FIXED TYPE MCCB Mistubishi NF63HV4P32A | Standard Buying | 1938.12 | Nos | 1 | 1 | 32A 10kA, 380V, 4P TM based FIXED TYPE MCCB Mistubishi NF63HV4P32A | Electrical Components | Text: 32A 10kA, 380V, 4P TM based FIXED TYPE MCCB Mistubishi NF63HV4P32A; Check: 1; Check: 0; Link: INR; Int: 0
|  | 40A 10kA, 380V, 4P TM based FIXED TYPE MCCB Mistubishi NF63HV4P40A | Standard Buying | 1938.12 | Nos | 1 | 1 | 40A 10kA, 380V, 4P TM based FIXED TYPE MCCB Mistubishi NF63HV4P40A | Electrical Components | Text: 40A 10kA, 380V, 4P TM based FIXED TYPE MCCB Mistubishi NF63HV4P40A; Check: 1; Check: 0; Link: INR; Int: 0
|  | 63A 10kA, 380V, 4P TM based FIXED TYPE MCCB Mistubishi NF63HV4P63A | Standard Buying | 1938.12 | Nos | 1 | 1 | 63A 10kA, 380V, 4P TM based FIXED TYPE MCCB Mistubishi NF63HV4P63A | Electrical Components | Text: 63A 10kA, 380V, 4P TM based FIXED TYPE MCCB Mistubishi NF63HV4P63A; Check: 1; Check: 0; Link: INR; Int: 0
|  | 20A 25kA,380N ,4P TM based FIXED TYPE MCCB Mistubishi NF125SV4P20A | Standard Buying | 3414.34 | Nos | 1 | 1 | 20A 25kA,380N ,4P TM based FIXED TYPE MCCB Mistubishi NF125SV4P20A | Electrical Components | Text: 20A 25kA,380N ,4P TM based FIXED TYPE MCCB Mistubishi NF125SV4P20A; Check: 1; Check: 0; Link: INR; Int: 0
|  | 25A 25kA,380N ,4P TM based FIXED TYPE MCCB Mistubishi NF125SV4P25A | Standard Buying | 3414.34 | Nos | 1 | 1 | 25A 25kA,380N ,4P TM based FIXED TYPE MCCB Mistubishi NF125SV4P25A | Electrical Components | Text: 25A 25kA,380N ,4P TM based FIXED TYPE MCCB Mistubishi NF125SV4P25A; Check: 1; Check: 0; Link: INR; Int: 0
|  | 32A 25kA,380N ,4P TM based FIXED TYPE MCCB Mistubishi NF125SV4P32A | Standard Buying | 3414.34 | Nos | 1 | 1 | 32A 25kA,380N ,4P TM based FIXED TYPE MCCB Mistubishi NF125SV4P32A | Electrical Components | Text: 32A 25kA,380N ,4P TM based FIXED TYPE MCCB Mistubishi NF125SV4P32A; Check: 1; Check: 0; Link: INR; Int: 0
|  | 40A 25kA,380N ,4P TM based FIXED TYPE MCCB Mistubishi NF125SV4P40A | Standard Buying | 3414.34 | Nos | 1 | 1 | 40A 25kA,380N ,4P TM based FIXED TYPE MCCB Mistubishi NF125SV4P40A | Electrical Components | Text: 40A 25kA,380N ,4P TM based FIXED TYPE MCCB Mistubishi NF125SV4P40A; Check: 1; Check: 0; Link: INR; Int: 0
|  | 63A 25kA,380N ,4P TM based FIXED TYPE MCCB Mistubishi NF125SV4P63A | Standard Buying | 3414.34 | Nos | 1 | 1 | 63A 25kA,380N ,4P TM based FIXED TYPE MCCB Mistubishi NF125SV4P63A | Electrical Components | Text: 63A 25kA,380N ,4P TM based FIXED TYPE MCCB Mistubishi NF125SV4P63A; Check: 1; Check: 0; Link: INR; Int: 0
|  | 80A 25kA,380N ,4P TM based FIXED TYPE MCCB Mistubishi NF125SV4P80A | Standard Buying | 3414.34 | Nos | 1 | 1 | 80A 25kA,380N ,4P TM based FIXED TYPE MCCB Mistubishi NF125SV4P80A | Electrical Components | Text: 80A 25kA,380N ,4P TM based FIXED TYPE MCCB Mistubishi NF125SV4P80A; Check: 1; Check: 0; Link: INR; Int: 0
|  | 100A 25kA,380N ,4P TM based FIXED TYPE MCCB Mistubishi NF125SV4P100A | Standard Buying | 3414.34 | Nos | 1 | 1 | 100A 25kA,380N ,4P TM based FIXED TYPE MCCB Mistubishi NF125SV4P100A | Electrical Components | Text: 100A 25kA,380N ,4P TM based FIXED TYPE MCCB Mistubishi NF125SV4P100A; Check: 1; Check: 0; Link: INR; Int: 0
|  | 125A 25kA,380N ,4P TM based FIXED TYPE MCCB Mistubishi NF125SV4P125A | Standard Buying | 3793.78 | Nos | 1 | 1 | 125A 25kA,380N ,4P TM based FIXED TYPE MCCB Mistubishi NF125SV4P125A | Electrical Components | Text: 125A 25kA,380N ,4P TM based FIXED TYPE MCCB Mistubishi NF125SV4P125A; Check: 1; Check: 0; Link: INR; Int: 0
|  | 150A 36kA, 380V, 4P TM based FIXED TYPE MCCB Mistubishi NF250SV4P150A | Standard Buying | 6341.98 | Nos | 1 | 1 | 150A 36kA, 380V, 4P TM based FIXED TYPE MCCB Mistubishi NF250SV4P150A | Electrical Components | Text: 150A 36kA, 380V, 4P TM based FIXED TYPE MCCB Mistubishi NF250SV4P150A; Check: 1; Check: 0; Link: INR; Int: 0
|  | 175A 36kA, 380V, 4P TM based FIXED TYPE MCCB Mistubishi NF250SV4P175A | Standard Buying | 8263.36 | Nos | 1 | 1 | 175A 36kA, 380V, 4P TM based FIXED TYPE MCCB Mistubishi NF250SV4P175A | Electrical Components | Text: 175A 36kA, 380V, 4P TM based FIXED TYPE MCCB Mistubishi NF250SV4P175A; Check: 1; Check: 0; Link: INR; Int: 0
|  | 200A 36kA, 380V, 4P TM based FIXED TYPE MCCB Mistubishi NF250SV4P200A | Standard Buying | 8263.36 | Nos | 1 | 1 | 200A 36kA, 380V, 4P TM based FIXED TYPE MCCB Mistubishi NF250SV4P200A | Electrical Components | Text: 200A 36kA, 380V, 4P TM based FIXED TYPE MCCB Mistubishi NF250SV4P200A; Check: 1; Check: 0; Link: INR; Int: 0
|  | 225A 36kA, 380V, 4P TM based FIXED TYPE MCCB Mistubishi NF250SV4P225A | Standard Buying | 9224.36 | Nos | 1 | 1 | 225A 36kA, 380V, 4P TM based FIXED TYPE MCCB Mistubishi NF250SV4P225A | Electrical Components | Text: 225A 36kA, 380V, 4P TM based FIXED TYPE MCCB Mistubishi NF250SV4P225A; Check: 1; Check: 0; Link: INR; Int: 0
|  | 250A 36kA, 380V, 4P TM based FIXED TYPE MCCB Mistubishi NF250SV4P250A | Standard Buying | 9224.36 | Nos | 1 | 1 | 250A 36kA, 380V, 4P TM based FIXED TYPE MCCB Mistubishi NF250SV4P250A | Electrical Components | Text: 250A 36kA, 380V, 4P TM based FIXED TYPE MCCB Mistubishi NF250SV4P250A; Check: 1; Check: 0; Link: INR; Int: 0
|  | Direct Rotory Handle NF63 Mistubishi F-05SV | Standard Buying | 1680.82 | Nos | 1 | 1 | Direct Rotory Handle NF63 Mistubishi F-05SV | Electrical Components | Text: Direct Rotory Handle NF63 Mistubishi F-05SV; Check: 1; Check: 0; Link: INR; Int: 0
|  | Extended Rotory Handle NF63 Mistubishi V-05SV | Standard Buying | 1471.26 | Nos | 1 | 1 | Extended Rotory Handle NF63 Mistubishi V-05SV | Electrical Components | Text: Extended Rotory Handle NF63 Mistubishi V-05SV; Check: 1; Check: 0; Link: INR; Int: 0
|  | Adj Rod for Ext Handle NF63 Mistubishi V-AD3S | Standard Buying | 279 | Nos | 1 | 1 | Adj Rod for Ext Handle NF63 Mistubishi V-AD3S | Electrical Components | Text: Adj Rod for Ext Handle NF63 Mistubishi V-AD3S; Check: 1; Check: 0; Link: INR; Int: 0
|  | Direct Rotory Handle NF125 Mistubishi F-1SV | Standard Buying | 1680.82 | Nos | 1 | 1 | Direct Rotory Handle NF125 Mistubishi F-1SV | Electrical Components | Text: Direct Rotory Handle NF125 Mistubishi F-1SV; Check: 1; Check: 0; Link: INR; Int: 0
|  | Extended Rotory Handle NF125 Mistubishi V-1SV | Standard Buying | 882.26 | Nos | 1 | 1 | Extended Rotory Handle NF125 Mistubishi V-1SV | Electrical Components | Text: Extended Rotory Handle NF125 Mistubishi V-1SV; Check: 1; Check: 0; Link: INR; Int: 0
|  | Adj Rod for Ext Handle NF125 Mistubishi V-AD3S | Standard Buying | 279 | Nos | 1 | 1 | Adj Rod for Ext Handle NF125 Mistubishi V-AD3S | Electrical Components | Text: Adj Rod for Ext Handle NF125 Mistubishi V-AD3S; Check: 1; Check: 0; Link: INR; Int: 0
|  | Direct Rotory Handle NF250 Mistubishi F-2SV | Standard Buying | 1953.62 | Nos | 1 | 1 | Direct Rotory Handle NF250 Mistubishi F-2SV | Electrical Components | Text: Direct Rotory Handle NF250 Mistubishi F-2SV; Check: 1; Check: 0; Link: INR; Int: 0
|  | Extended Rotory Handle NF250 Mistubishi V-2SV | Standard Buying | 948.6 | Nos | 1 | 1 | Extended Rotory Handle NF250 Mistubishi V-2SV | Electrical Components | Text: Extended Rotory Handle NF250 Mistubishi V-2SV; Check: 1; Check: 0; Link: INR; Int: 0
|  | Adj Rod for Ext Handle NF250 Mistubishi V-AD3S | Standard Buying | 279 | Nos | 1 | 1 | Adj Rod for Ext Handle NF250 Mistubishi V-AD3S | Electrical Components | Text: Adj Rod for Ext Handle NF250 Mistubishi V-AD3S; Check: 1; Check: 0; Link: INR; Int: 0
|  | Ax Switch Mistubishi AX-05SV | Standard Buying | 808.48 | Nos | 1 | 1 | Ax Switch Mistubishi AX-05SV | Electrical Components | Text: Ax Switch Mistubishi AX-05SV; Check: 1; Check: 0; Link: INR; Int: 0
|  | Alarm Swicth Mistubishi AL-05SV | Standard Buying | 882.88 | Nos | 1 | 1 | Alarm Swicth Mistubishi AL-05SV | Electrical Components | Text: Alarm Swicth Mistubishi AL-05SV; Check: 1; Check: 0; Link: INR; Int: 0
|  | UV Release Mistubishi UVTNA250-05SVR | Standard Buying | 3375.28 | Nos | 1 | 1 | UV Release Mistubishi UVTNA250-05SVR | Electrical Components | Text: UV Release Mistubishi UVTNA250-05SVR; Check: 1; Check: 0; Link: INR; Int: 0
|  | Shunt Coil Mistubishi SHTA240V-05SVR | Standard Buying | 1645.48 | Nos | 1 | 1 | Shunt Coil Mistubishi SHTA240V-05SVR | Electrical Components | Text: Shunt Coil Mistubishi SHTA240V-05SVR; Check: 1; Check: 0; Link: INR; Int: 0
|  | 20A 36kA,TM based Adjustable MCCB Mistubishi NF125SGV3P16-20A | Standard Buying | 3713.85 | Nos | 1 | 1 | 20A 36kA,TM based Adjustable MCCB Mistubishi NF125SGV3P16-20A | Electrical Components | Text: 20A 36kA,TM based Adjustable MCCB Mistubishi NF125SGV3P16-20A; Check: 1; Check: 0; Link: INR; Int: 0
|  | 25A 36kA,TM based Adjustable MCCB Mistubishi NF125SGV3P20-25A | Standard Buying | 3713.85 | Nos | 1 | 1 | 25A 36kA,TM based Adjustable MCCB Mistubishi NF125SGV3P20-25A | Electrical Components | Text: 25A 36kA,TM based Adjustable MCCB Mistubishi NF125SGV3P20-25A; Check: 1; Check: 0; Link: INR; Int: 0
|  | 32A 36kA,TM based Adjustable MCCB Mistubishi NF125SGV3P25-32A | Standard Buying | 3713.85 | Nos | 1 | 1 | 32A 36kA,TM based Adjustable MCCB Mistubishi NF125SGV3P25-32A | Electrical Components | Text: 32A 36kA,TM based Adjustable MCCB Mistubishi NF125SGV3P25-32A; Check: 1; Check: 0; Link: INR; Int: 0
|  | 40A 36kA,TM based Adjustable MCCB Mistubishi NF125SGV3P32-40A | Standard Buying | 3713.85 | Nos | 1 | 1 | 40A 36kA,TM based Adjustable MCCB Mistubishi NF125SGV3P32-40A | Electrical Components | Text: 40A 36kA,TM based Adjustable MCCB Mistubishi NF125SGV3P32-40A; Check: 1; Check: 0; Link: INR; Int: 0
|  | 50A 36kA,TM based Adjustable MCCB Mistubishi NF125SGV3P35-50A | Standard Buying | 3713.85 | Nos | 1 | 1 | 50A 36kA,TM based Adjustable MCCB Mistubishi NF125SGV3P35-50A | Electrical Components | Text: 50A 36kA,TM based Adjustable MCCB Mistubishi NF125SGV3P35-50A; Check: 1; Check: 0; Link: INR; Int: 0
|  | 63A 36kA,TM based Adjustable MCCB Mistubishi NF125SGV3P45-63A | Standard Buying | 3713.85 | Nos | 1 | 1 | 63A 36kA,TM based Adjustable MCCB Mistubishi NF125SGV3P45-63A | Electrical Components | Text: 63A 36kA,TM based Adjustable MCCB Mistubishi NF125SGV3P45-63A; Check: 1; Check: 0; Link: INR; Int: 0
|  | 80A 36kA,TM based Adjustable MCCB Mistubishi NF125SGV3P56-80A | Standard Buying | 3713.85 | Nos | 1 | 1 | 80A 36kA,TM based Adjustable MCCB Mistubishi NF125SGV3P56-80A | Electrical Components | Text: 80A 36kA,TM based Adjustable MCCB Mistubishi NF125SGV3P56-80A; Check: 1; Check: 0; Link: INR; Int: 0
|  | 100A 36kA,TM based Adjustable MCCB Mistubishi NF125SGV3P70-100A | Standard Buying | 3713.85 | Nos | 1 | 1 | 100A 36kA,TM based Adjustable MCCB Mistubishi NF125SGV3P70-100A | Electrical Components | Text: 100A 36kA,TM based Adjustable MCCB Mistubishi NF125SGV3P70-100A; Check: 1; Check: 0; Link: INR; Int: 0
|  | 125A 36kA,TM based Adjustable MCCB Mistubishi NF125SGV3P90-125A | Standard Buying | 3713.85 | Nos | 1 | 1 | 125A 36kA,TM based Adjustable MCCB Mistubishi NF125SGV3P90-125A | Electrical Components | Text: 125A 36kA,TM based Adjustable MCCB Mistubishi NF125SGV3P90-125A; Check: 1; Check: 0; Link: INR; Int: 0
|  | 160A 36kA,TM based Adjustable MCCB Mistubishi NF125SGV3P125-160A | Standard Buying | 4967.1 | Nos | 1 | 1 | 160A 36kA,TM based Adjustable MCCB Mistubishi NF125SGV3P125-160A | Electrical Components | Text: 160A 36kA,TM based Adjustable MCCB Mistubishi NF125SGV3P125-160A; Check: 1; Check: 0; Link: INR; Int: 0
|  | 200A 36kA,TM based Adjustable MCCB Mistubishi NF125SGV3P140-200A | Standard Buying | 9651.15 | Nos | 1 | 1 | 200A 36kA,TM based Adjustable MCCB Mistubishi NF125SGV3P140-200A | Electrical Components | Text: 200A 36kA,TM based Adjustable MCCB Mistubishi NF125SGV3P140-200A; Check: 1; Check: 0; Link: INR; Int: 0
|  | 250A 36kA,TM based Adjustable MCCB Mistubishi NF125SGV3P175-250A | Standard Buying | 9651.15 | Nos | 1 | 1 | 250A 36kA,TM based Adjustable MCCB Mistubishi NF125SGV3P175-250A | Electrical Components | Text: 250A 36kA,TM based Adjustable MCCB Mistubishi NF125SGV3P175-250A; Check: 1; Check: 0; Link: INR; Int: 0
|  | 20A 36kA,TM based Adjustable MCCB Mistubishi NF125SGV4P16-20A | Standard Buying | 5134.5 | Nos | 1 | 1 | 20A 36kA,TM based Adjustable MCCB Mistubishi NF125SGV4P16-20A | Electrical Components | Text: 20A 36kA,TM based Adjustable MCCB Mistubishi NF125SGV4P16-20A; Check: 1; Check: 0; Link: INR; Int: 0
|  | 25A 36kA,TM based Adjustable MCCB Mistubishi NF125SGV4P20-25A | Standard Buying | 5134.5 | Nos | 1 | 1 | 25A 36kA,TM based Adjustable MCCB Mistubishi NF125SGV4P20-25A | Electrical Components | Text: 25A 36kA,TM based Adjustable MCCB Mistubishi NF125SGV4P20-25A; Check: 1; Check: 0; Link: INR; Int: 0
|  | 32A 36kA,TM based Adjustable MCCB Mistubishi NF125SGV4P25-32A | Standard Buying | 5134.5 | Nos | 1 | 1 | 32A 36kA,TM based Adjustable MCCB Mistubishi NF125SGV4P25-32A | Electrical Components | Text: 32A 36kA,TM based Adjustable MCCB Mistubishi NF125SGV4P25-32A; Check: 1; Check: 0; Link: INR; Int: 0
|  | 40A 36kA,TM based Adjustable MCCB Mistubishi NF125SGV4P32-40A | Standard Buying | 5134.5 | Nos | 1 | 1 | 40A 36kA,TM based Adjustable MCCB Mistubishi NF125SGV4P32-40A | Electrical Components | Text: 40A 36kA,TM based Adjustable MCCB Mistubishi NF125SGV4P32-40A; Check: 1; Check: 0; Link: INR; Int: 0
|  | 50A 36kA,TM based Adjustable MCCB Mistubishi NF125SGV4P35-50A | Standard Buying | 5134.5 | Nos | 1 | 1 | 50A 36kA,TM based Adjustable MCCB Mistubishi NF125SGV4P35-50A | Electrical Components | Text: 50A 36kA,TM based Adjustable MCCB Mistubishi NF125SGV4P35-50A; Check: 1; Check: 0; Link: INR; Int: 0
|  | 63A 36kA,TM based Adjustable MCCB Mistubishi NF125SGV4P45-63A | Standard Buying | 5134.5 | Nos | 1 | 1 | 63A 36kA,TM based Adjustable MCCB Mistubishi NF125SGV4P45-63A | Electrical Components | Text: 63A 36kA,TM based Adjustable MCCB Mistubishi NF125SGV4P45-63A; Check: 1; Check: 0; Link: INR; Int: 0
|  | 80A 36kA,TM based Adjustable MCCB Mistubishi NF125SGV4P56-80A | Standard Buying | 5134.5 | Nos | 1 | 1 | 80A 36kA,TM based Adjustable MCCB Mistubishi NF125SGV4P56-80A | Electrical Components | Text: 80A 36kA,TM based Adjustable MCCB Mistubishi NF125SGV4P56-80A; Check: 1; Check: 0; Link: INR; Int: 0
|  | 100A 36kA,TM based Adjustable MCCB Mistubishi NF125SGV4P70-100A | Standard Buying | 5134.5 | Nos | 1 | 1 | 100A 36kA,TM based Adjustable MCCB Mistubishi NF125SGV4P70-100A | Electrical Components | Text: 100A 36kA,TM based Adjustable MCCB Mistubishi NF125SGV4P70-100A; Check: 1; Check: 0; Link: INR; Int: 0
|  | 125A 36kA,TM based Adjustable MCCB Mistubishi NF125SGV4P90-125A | Standard Buying | 5134.5 | Nos | 1 | 1 | 125A 36kA,TM based Adjustable MCCB Mistubishi NF125SGV4P90-125A | Electrical Components | Text: 125A 36kA,TM based Adjustable MCCB Mistubishi NF125SGV4P90-125A; Check: 1; Check: 0; Link: INR; Int: 0
|  | 160A 36kA,TM based Adjustable MCCB Mistubishi NF125SGV4P125-160A | Standard Buying | 6469.65 | Nos | 1 | 1 | 160A 36kA,TM based Adjustable MCCB Mistubishi NF125SGV4P125-160A | Electrical Components | Text: 160A 36kA,TM based Adjustable MCCB Mistubishi NF125SGV4P125-160A; Check: 1; Check: 0; Link: INR; Int: 0
|  | 200A 36kA,TM based Adjustable MCCB Mistubishi NF125SGV4P140-200A | Standard Buying | 12856.95 | Nos | 1 | 1 | 200A 36kA,TM based Adjustable MCCB Mistubishi NF125SGV4P140-200A | Electrical Components | Text: 200A 36kA,TM based Adjustable MCCB Mistubishi NF125SGV4P140-200A; Check: 1; Check: 0; Link: INR; Int: 0
|  | 250A 36kA,TM based Adjustable MCCB Mistubishi NF125SGV4P175-250A | Standard Buying | 12856.95 | Nos | 1 | 1 | 250A 36kA,TM based Adjustable MCCB Mistubishi NF125SGV4P175-250A | Electrical Components | Text: 250A 36kA,TM based Adjustable MCCB Mistubishi NF125SGV4P175-250A; Check: 1; Check: 0; Link: INR; Int: 0
|  | 20A 50kA,TM based Adjustable MCCB Mistubishi NF125LGV3P16-20A | Standard Buying | 5107.95 | Nos | 1 | 1 | 20A 50kA,TM based Adjustable MCCB Mistubishi NF125LGV3P16-20A | Electrical Components | Text: 20A 50kA,TM based Adjustable MCCB Mistubishi NF125LGV3P16-20A; Check: 1; Check: 0; Link: INR; Int: 0
|  | 25A 50kA,TM based Adjustable MCCB Mistubishi NF125LGV3P20-25A | Standard Buying | 5107.95 | Nos | 1 | 1 | 25A 50kA,TM based Adjustable MCCB Mistubishi NF125LGV3P20-25A | Electrical Components | Text: 25A 50kA,TM based Adjustable MCCB Mistubishi NF125LGV3P20-25A; Check: 1; Check: 0; Link: INR; Int: 0
|  | 32A 50kA,TM based Adjustable MCCB Mistubishi NF125LGV3P25-32A | Standard Buying | 5107.95 | Nos | 1 | 1 | 32A 50kA,TM based Adjustable MCCB Mistubishi NF125LGV3P25-32A | Electrical Components | Text: 32A 50kA,TM based Adjustable MCCB Mistubishi NF125LGV3P25-32A; Check: 1; Check: 0; Link: INR; Int: 0
|  | 40A 50kA,TM based Adjustable MCCB Mistubishi NF125LGV3P32-40A | Standard Buying | 5107.95 | Nos | 1 | 1 | 40A 50kA,TM based Adjustable MCCB Mistubishi NF125LGV3P32-40A | Electrical Components | Text: 40A 50kA,TM based Adjustable MCCB Mistubishi NF125LGV3P32-40A; Check: 1; Check: 0; Link: INR; Int: 0
|  | 50A 50kA,TM based Adjustable MCCB Mistubishi NF125LGV3P35-50A | Standard Buying | 5107.95 | Nos | 1 | 1 | 50A 50kA,TM based Adjustable MCCB Mistubishi NF125LGV3P35-50A | Electrical Components | Text: 50A 50kA,TM based Adjustable MCCB Mistubishi NF125LGV3P35-50A; Check: 1; Check: 0; Link: INR; Int: 0
|  | 63A 50kA,TM based Adjustable MCCB Mistubishi NF125LGV3P45-63A | Standard Buying | 5107.95 | Nos | 1 | 1 | 63A 50kA,TM based Adjustable MCCB Mistubishi NF125LGV3P45-63A | Electrical Components | Text: 63A 50kA,TM based Adjustable MCCB Mistubishi NF125LGV3P45-63A; Check: 1; Check: 0; Link: INR; Int: 0
|  | 80A 50kA,TM based Adjustable MCCB Mistubishi NF125LGV3P56-80A | Standard Buying | 5107.95 | Nos | 1 | 1 | 80A 50kA,TM based Adjustable MCCB Mistubishi NF125LGV3P56-80A | Electrical Components | Text: 80A 50kA,TM based Adjustable MCCB Mistubishi NF125LGV3P56-80A; Check: 1; Check: 0; Link: INR; Int: 0
|  | 100A 50kA,TM based Adjustable MCCB Mistubishi NF125LGV3P70-100A | Standard Buying | 5107.95 | Nos | 1 | 1 | 100A 50kA,TM based Adjustable MCCB Mistubishi NF125LGV3P70-100A | Electrical Components | Text: 100A 50kA,TM based Adjustable MCCB Mistubishi NF125LGV3P70-100A; Check: 1; Check: 0; Link: INR; Int: 0
|  | 125A 50kA,TM based Adjustable MCCB Mistubishi NF125LGV3P90-125A | Standard Buying | 5107.95 | Nos | 1 | 1 | 125A 50kA,TM based Adjustable MCCB Mistubishi NF125LGV3P90-125A | Electrical Components | Text: 125A 50kA,TM based Adjustable MCCB Mistubishi NF125LGV3P90-125A; Check: 1; Check: 0; Link: INR; Int: 0
|  | 160A 50kA,TM based Adjustable MCCB Mistubishi NF125LGV3P125-160A | Standard Buying | 6372 | Nos | 1 | 1 | 160A 50kA,TM based Adjustable MCCB Mistubishi NF125LGV3P125-160A | Electrical Components | Text: 160A 50kA,TM based Adjustable MCCB Mistubishi NF125LGV3P125-160A; Check: 1; Check: 0; Link: INR; Int: 0
|  | 200A 50kA,TM based Adjustable MCCB Mistubishi NF125LGV3P140-200A | Standard Buying | 11759.4 | Nos | 1 | 1 | 200A 50kA,TM based Adjustable MCCB Mistubishi NF125LGV3P140-200A | Electrical Components | Text: 200A 50kA,TM based Adjustable MCCB Mistubishi NF125LGV3P140-200A; Check: 1; Check: 0; Link: INR; Int: 0
|  | 250A 50kA,TM based Adjustable MCCB Mistubishi NF125LGV3P175-250A | Standard Buying | 11759.4 | Nos | 1 | 1 | 250A 50kA,TM based Adjustable MCCB Mistubishi NF125LGV3P175-250A | Electrical Components | Text: 250A 50kA,TM based Adjustable MCCB Mistubishi NF125LGV3P175-250A; Check: 1; Check: 0; Link: INR; Int: 0
|  | 20A 50kA,TM based Adjustable MCCB Mistubishi NF125LGV4P16-20A | Standard Buying | 6508.35 | Nos | 1 | 1 | 20A 50kA,TM based Adjustable MCCB Mistubishi NF125LGV4P16-20A | Electrical Components | Text: 20A 50kA,TM based Adjustable MCCB Mistubishi NF125LGV4P16-20A; Check: 1; Check: 0; Link: INR; Int: 0
|  | 25A 50kA,TM based Adjustable MCCB Mistubishi NF125LGV4P20-25A | Standard Buying | 6508.8 | Nos | 1 | 1 | 25A 50kA,TM based Adjustable MCCB Mistubishi NF125LGV4P20-25A | Electrical Components | Text: 25A 50kA,TM based Adjustable MCCB Mistubishi NF125LGV4P20-25A; Check: 1; Check: 0; Link: INR; Int: 0
|  | 32A 50kA,TM based Adjustable MCCB Mistubishi NF125LGV4P25-32A | Standard Buying | 6509.25 | Nos | 1 | 1 | 32A 50kA,TM based Adjustable MCCB Mistubishi NF125LGV4P25-32A | Electrical Components | Text: 32A 50kA,TM based Adjustable MCCB Mistubishi NF125LGV4P25-32A; Check: 1; Check: 0; Link: INR; Int: 0
|  | 40A 50kA,TM based Adjustable MCCB Mistubishi NF125LGV4P32-40A | Standard Buying | 6509.7 | Nos | 1 | 1 | 40A 50kA,TM based Adjustable MCCB Mistubishi NF125LGV4P32-40A | Electrical Components | Text: 40A 50kA,TM based Adjustable MCCB Mistubishi NF125LGV4P32-40A; Check: 1; Check: 0; Link: INR; Int: 0
|  | 50A 50kA,TM based Adjustable MCCB Mistubishi NF125LGV4P35-50A | Standard Buying | 6510.15 | Nos | 1 | 1 | 50A 50kA,TM based Adjustable MCCB Mistubishi NF125LGV4P35-50A | Electrical Components | Text: 50A 50kA,TM based Adjustable MCCB Mistubishi NF125LGV4P35-50A; Check: 1; Check: 0; Link: INR; Int: 0
|  | 63A 50kA,TM based Adjustable MCCB Mistubishi NF125LGV4P45-63A | Standard Buying | 6510.6 | Nos | 1 | 1 | 63A 50kA,TM based Adjustable MCCB Mistubishi NF125LGV4P45-63A | Electrical Components | Text: 63A 50kA,TM based Adjustable MCCB Mistubishi NF125LGV4P45-63A; Check: 1; Check: 0; Link: INR; Int: 0
|  | 80A 50kA,TM based Adjustable MCCB Mistubishi NF125LGV4P56-80A | Standard Buying | 6511.05 | Nos | 1 | 1 | 80A 50kA,TM based Adjustable MCCB Mistubishi NF125LGV4P56-80A | Electrical Components | Text: 80A 50kA,TM based Adjustable MCCB Mistubishi NF125LGV4P56-80A; Check: 1; Check: 0; Link: INR; Int: 0
|  | 100A 50kA,TM based Adjustable MCCB Mistubishi NF125LGV4P70-100A | Standard Buying | 6511.5 | Nos | 1 | 1 | 100A 50kA,TM based Adjustable MCCB Mistubishi NF125LGV4P70-100A | Electrical Components | Text: 100A 50kA,TM based Adjustable MCCB Mistubishi NF125LGV4P70-100A; Check: 1; Check: 0; Link: INR; Int: 0
|  | 125A 50kA,TM based Adjustable MCCB Mistubishi NF125LGV4P90-125A | Standard Buying | 6511.95 | Nos | 1 | 1 | 125A 50kA,TM based Adjustable MCCB Mistubishi NF125LGV4P90-125A | Electrical Components | Text: 125A 50kA,TM based Adjustable MCCB Mistubishi NF125LGV4P90-125A; Check: 1; Check: 0; Link: INR; Int: 0
|  | 160A 50kA,TM based Adjustable MCCB Mistubishi NF125LGV4P125-160A | Standard Buying | 7406.1 | Nos | 1 | 1 | 160A 50kA,TM based Adjustable MCCB Mistubishi NF125LGV4P125-160A | Electrical Components | Text: 160A 50kA,TM based Adjustable MCCB Mistubishi NF125LGV4P125-160A; Check: 1; Check: 0; Link: INR; Int: 0
|  | 200A 50kA,TM based Adjustable MCCB Mistubishi NF125LGV4P140-200A | Standard Buying | 15522.75 | Nos | 1 | 1 | 200A 50kA,TM based Adjustable MCCB Mistubishi NF125LGV4P140-200A | Electrical Components | Text: 200A 50kA,TM based Adjustable MCCB Mistubishi NF125LGV4P140-200A; Check: 1; Check: 0; Link: INR; Int: 0
|  | 250A 50kA,TM based Adjustable MCCB Mistubishi NF125LGV4P175-250A | Standard Buying | 15522.75 | Nos | 1 | 1 | 250A 50kA,TM based Adjustable MCCB Mistubishi NF125LGV4P175-250A | Electrical Components | Text: 250A 50kA,TM based Adjustable MCCB Mistubishi NF125LGV4P175-250A; Check: 1; Check: 0; Link: INR; Int: 0
|  | 20A 70kA,TM based Adjustable MCCB Mistubishi NF125HGV3P16-20A | Standard Buying | 6500.7 | Nos | 1 | 1 | 20A 70kA,TM based Adjustable MCCB Mistubishi NF125HGV3P16-20A | Electrical Components | Text: 20A 70kA,TM based Adjustable MCCB Mistubishi NF125HGV3P16-20A; Check: 1; Check: 0; Link: INR; Int: 0
|  | 25A 70kA,TM based Adjustable MCCB Mistubishi NF125HGV3P20-25A | Standard Buying | 6500.7 | Nos | 1 | 1 | 25A 70kA,TM based Adjustable MCCB Mistubishi NF125HGV3P20-25A | Electrical Components | Text: 25A 70kA,TM based Adjustable MCCB Mistubishi NF125HGV3P20-25A; Check: 1; Check: 0; Link: INR; Int: 0
|  | 32A 70kA,TM based Adjustable MCCB Mistubishi NF125HGV3P25-32A | Standard Buying | 6500.7 | Nos | 1 | 1 | 32A 70kA,TM based Adjustable MCCB Mistubishi NF125HGV3P25-32A | Electrical Components | Text: 32A 70kA,TM based Adjustable MCCB Mistubishi NF125HGV3P25-32A; Check: 1; Check: 0; Link: INR; Int: 0
|  | 40A 70kA,TM based Adjustable MCCB Mistubishi NF125HGV3P32-40A | Standard Buying | 6500.7 | Nos | 1 | 1 | 40A 70kA,TM based Adjustable MCCB Mistubishi NF125HGV3P32-40A | Electrical Components | Text: 40A 70kA,TM based Adjustable MCCB Mistubishi NF125HGV3P32-40A; Check: 1; Check: 0; Link: INR; Int: 0
|  | 50A 70kA,TM based Adjustable MCCB Mistubishi NF125HGV3P35-50A | Standard Buying | 6500.7 | Nos | 1 | 1 | 50A 70kA,TM based Adjustable MCCB Mistubishi NF125HGV3P35-50A | Electrical Components | Text: 50A 70kA,TM based Adjustable MCCB Mistubishi NF125HGV3P35-50A; Check: 1; Check: 0; Link: INR; Int: 0
|  | 63A 70kA,TM based Adjustable MCCB Mistubishi NF125HGV3P45-63A | Standard Buying | 6500.7 | Nos | 1 | 1 | 63A 70kA,TM based Adjustable MCCB Mistubishi NF125HGV3P45-63A | Electrical Components | Text: 63A 70kA,TM based Adjustable MCCB Mistubishi NF125HGV3P45-63A; Check: 1; Check: 0; Link: INR; Int: 0
|  | 80A 70kA,TM based Adjustable MCCB Mistubishi NF125HGV3P56-80A | Standard Buying | 6500.7 | Nos | 1 | 1 | 80A 70kA,TM based Adjustable MCCB Mistubishi NF125HGV3P56-80A | Electrical Components | Text: 80A 70kA,TM based Adjustable MCCB Mistubishi NF125HGV3P56-80A; Check: 1; Check: 0; Link: INR; Int: 0
|  | 100A 70kA,TM based Adjustable MCCB Mistubishi NF125HGV3P70-100A | Standard Buying | 6500.7 | Nos | 1 | 1 | 100A 70kA,TM based Adjustable MCCB Mistubishi NF125HGV3P70-100A | Electrical Components | Text: 100A 70kA,TM based Adjustable MCCB Mistubishi NF125HGV3P70-100A; Check: 1; Check: 0; Link: INR; Int: 0
|  | 125A 70kA,TM based Adjustable MCCB Mistubishi NF125HGV3P90-125A | Standard Buying | 6500.7 | Nos | 1 | 1 | 125A 70kA,TM based Adjustable MCCB Mistubishi NF125HGV3P90-125A | Electrical Components | Text: 125A 70kA,TM based Adjustable MCCB Mistubishi NF125HGV3P90-125A; Check: 1; Check: 0; Link: INR; Int: 0
|  | 160A 70kA,TM based Adjustable MCCB Mistubishi NF125HGV3P125-160A | Standard Buying | 11828.7 | Nos | 1 | 1 | 160A 70kA,TM based Adjustable MCCB Mistubishi NF125HGV3P125-160A | Electrical Components | Text: 160A 70kA,TM based Adjustable MCCB Mistubishi NF125HGV3P125-160A; Check: 1; Check: 0; Link: INR; Int: 0
|  | 200A 70kA,TM based Adjustable MCCB Mistubishi NF125HGV3P140-200A | Standard Buying | 14002.2 | Nos | 1 | 1 | 200A 70kA,TM based Adjustable MCCB Mistubishi NF125HGV3P140-200A | Electrical Components | Text: 200A 70kA,TM based Adjustable MCCB Mistubishi NF125HGV3P140-200A; Check: 1; Check: 0; Link: INR; Int: 0
|  | 250A 70kA,TM based Adjustable MCCB Mistubishi NF125HGV3P175-250A | Standard Buying | 14002.2 | Nos | 1 | 1 | 250A 70kA,TM based Adjustable MCCB Mistubishi NF125HGV3P175-250A | Electrical Components | Text: 250A 70kA,TM based Adjustable MCCB Mistubishi NF125HGV3P175-250A; Check: 1; Check: 0; Link: INR; Int: 0
|  | 20A 70kA,TM based Adjustable MCCB Mistubishi NF125HGV4P16-20A | Standard Buying | 7880.85 | Nos | 1 | 1 | 20A 70kA,TM based Adjustable MCCB Mistubishi NF125HGV4P16-20A | Electrical Components | Text: 20A 70kA,TM based Adjustable MCCB Mistubishi NF125HGV4P16-20A; Check: 1; Check: 0; Link: INR; Int: 0
|  | 25A 70kA,TM based Adjustable MCCB Mistubishi NF125HGV4P20-25A | Standard Buying | 7880.85 | Nos | 1 | 1 | 25A 70kA,TM based Adjustable MCCB Mistubishi NF125HGV4P20-25A | Electrical Components | Text: 25A 70kA,TM based Adjustable MCCB Mistubishi NF125HGV4P20-25A; Check: 1; Check: 0; Link: INR; Int: 0
|  | 32A 70kA,TM based Adjustable MCCB Mistubishi NF125HGV4P25-32A | Standard Buying | 7880.85 | Nos | 1 | 1 | 32A 70kA,TM based Adjustable MCCB Mistubishi NF125HGV4P25-32A | Electrical Components | Text: 32A 70kA,TM based Adjustable MCCB Mistubishi NF125HGV4P25-32A; Check: 1; Check: 0; Link: INR; Int: 0
|  | 40A 70kA,TM based Adjustable MCCB Mistubishi NF125HGV4P32-40A | Standard Buying | 7880.85 | Nos | 1 | 1 | 40A 70kA,TM based Adjustable MCCB Mistubishi NF125HGV4P32-40A | Electrical Components | Text: 40A 70kA,TM based Adjustable MCCB Mistubishi NF125HGV4P32-40A; Check: 1; Check: 0; Link: INR; Int: 0
|  | 50A 70kA,TM based Adjustable MCCB Mistubishi NF125HGV4P35-50A | Standard Buying | 7880.85 | Nos | 1 | 1 | 50A 70kA,TM based Adjustable MCCB Mistubishi NF125HGV4P35-50A | Electrical Components | Text: 50A 70kA,TM based Adjustable MCCB Mistubishi NF125HGV4P35-50A; Check: 1; Check: 0; Link: INR; Int: 0
|  | 63A 70kA,TM based Adjustable MCCB Mistubishi NF125HGV4P45-63A | Standard Buying | 7880.85 | Nos | 1 | 1 | 63A 70kA,TM based Adjustable MCCB Mistubishi NF125HGV4P45-63A | Electrical Components | Text: 63A 70kA,TM based Adjustable MCCB Mistubishi NF125HGV4P45-63A; Check: 1; Check: 0; Link: INR; Int: 0
|  | 80A 70kA,TM based Adjustable MCCB Mistubishi NF125HGV4P56-80A | Standard Buying | 7880.85 | Nos | 1 | 1 | 80A 70kA,TM based Adjustable MCCB Mistubishi NF125HGV4P56-80A | Electrical Components | Text: 80A 70kA,TM based Adjustable MCCB Mistubishi NF125HGV4P56-80A; Check: 1; Check: 0; Link: INR; Int: 0
|  | 100A 70kA,TM based Adjustable MCCB Mistubishi NF125HGV4P70-100A | Standard Buying | 7880.85 | Nos | 1 | 1 | 100A 70kA,TM based Adjustable MCCB Mistubishi NF125HGV4P70-100A | Electrical Components | Text: 100A 70kA,TM based Adjustable MCCB Mistubishi NF125HGV4P70-100A; Check: 1; Check: 0; Link: INR; Int: 0
|  | 125A 70kA,TM based Adjustable MCCB Mistubishi NF125HGV4P90-125A | Standard Buying | 7880.85 | Nos | 1 | 1 | 125A 70kA,TM based Adjustable MCCB Mistubishi NF125HGV4P90-125A | Electrical Components | Text: 125A 70kA,TM based Adjustable MCCB Mistubishi NF125HGV4P90-125A; Check: 1; Check: 0; Link: INR; Int: 0
|  | 160A 70kA,TM based Adjustable MCCB Mistubishi NF125HGV4P125-160A | Standard Buying | 12822.75 | Nos | 1 | 1 | 160A 70kA,TM based Adjustable MCCB Mistubishi NF125HGV4P125-160A | Electrical Components | Text: 160A 70kA,TM based Adjustable MCCB Mistubishi NF125HGV4P125-160A; Check: 1; Check: 0; Link: INR; Int: 0
|  | 200A 70kA,TM based Adjustable MCCB Mistubishi NF125HGV4P140-200A | Standard Buying | 18189 | Nos | 1 | 1 | 200A 70kA,TM based Adjustable MCCB Mistubishi NF125HGV4P140-200A | Electrical Components | Text: 200A 70kA,TM based Adjustable MCCB Mistubishi NF125HGV4P140-200A; Check: 1; Check: 0; Link: INR; Int: 0
|  | 250A 70kA,TM based Adjustable MCCB Mistubishi NF125HGV4P175-250A | Standard Buying | 18189 | Nos | 1 | 1 | 250A 70kA,TM based Adjustable MCCB Mistubishi NF125HGV4P175-250A | Electrical Components | Text: 250A 70kA,TM based Adjustable MCCB Mistubishi NF125HGV4P175-250A; Check: 1; Check: 0; Link: INR; Int: 0
|  | 63A 36kA,Electronic Release based MCCB Mistubishi NF125SEV3P32-63A | Standard Buying | 6070.5 | Nos | 1 | 1 | 63A 36kA,Electronic Release based MCCB Mistubishi NF125SEV3P32-63A | Electrical Components | Text: 63A 36kA,Electronic Release based MCCB Mistubishi NF125SEV3P32-63A; Check: 1; Check: 0; Link: INR; Int: 0
|  | 125A 36kA,Electronic Release based MCCB Mistubishi NF125SEV3P63-125A | Standard Buying | 6070.5 | Nos | 1 | 1 | 125A 36kA,Electronic Release based MCCB Mistubishi NF125SEV3P63-125A | Electrical Components | Text: 125A 36kA,Electronic Release based MCCB Mistubishi NF125SEV3P63-125A; Check: 1; Check: 0; Link: INR; Int: 0
|  | 160A 36kA,Electronic Release based MCCB Mistubishi NF125SEV3P125-160A | Standard Buying | 8543.7 | Nos | 1 | 1 | 160A 36kA,Electronic Release based MCCB Mistubishi NF125SEV3P125-160A | Electrical Components | Text: 160A 36kA,Electronic Release based MCCB Mistubishi NF125SEV3P125-160A; Check: 1; Check: 0; Link: INR; Int: 0
|  | 400A 50kA,Electronic Release based MCCB Mistubishi NF400SEW3P400A | Standard Buying | 14679.45 | Nos | 1 | 1 | 400A 50kA,Electronic Release based MCCB Mistubishi NF400SEW3P400A | Electrical Components | Text: 400A 50kA,Electronic Release based MCCB Mistubishi NF400SEW3P400A; Check: 1; Check: 0; Link: INR; Int: 0
|  | 630A 50kA,Electronic Release based MCCB Mistubishi NF630SEW3P630A | Standard Buying | 15705.9 | Nos | 1 | 1 | 630A 50kA,Electronic Release based MCCB Mistubishi NF630SEW3P630A | Electrical Components | Text: 630A 50kA,Electronic Release based MCCB Mistubishi NF630SEW3P630A; Check: 1; Check: 0; Link: INR; Int: 0
|  | 800A 50kA,Electronic Release based MCCB Mistubishi NF800SEW3P800A | Standard Buying | 26312.85 | Nos | 1 | 1 | 800A 50kA,Electronic Release based MCCB Mistubishi NF800SEW3P800A | Electrical Components | Text: 800A 50kA,Electronic Release based MCCB Mistubishi NF800SEW3P800A; Check: 1; Check: 0; Link: INR; Int: 0
|  | 32A 70kA,Electronic Release based MCCB Mistubishi NF125HEV3P16-32A | Standard Buying | 8918.1 | Nos | 1 | 1 | 32A 70kA,Electronic Release based MCCB Mistubishi NF125HEV3P16-32A | Electrical Components | Text: 32A 70kA,Electronic Release based MCCB Mistubishi NF125HEV3P16-32A; Check: 1; Check: 0; Link: INR; Int: 0
|  | 63A 70kA,Electronic Release based MCCB Mistubishi NF125HEV3P32-63A | Standard Buying | 8918.1 | Nos | 1 | 1 | 63A 70kA,Electronic Release based MCCB Mistubishi NF125HEV3P32-63A | Electrical Components | Text: 63A 70kA,Electronic Release based MCCB Mistubishi NF125HEV3P32-63A; Check: 1; Check: 0; Link: INR; Int: 0
|  | 125A 70kA,Electronic Release based MCCB Mistubishi NF125HEV3P63-125A | Standard Buying | 8918.1 | Nos | 1 | 1 | 125A 70kA,Electronic Release based MCCB Mistubishi NF125HEV3P63-125A | Electrical Components | Text: 125A 70kA,Electronic Release based MCCB Mistubishi NF125HEV3P63-125A; Check: 1; Check: 0; Link: INR; Int: 0
|  | 160A 70kA,Electronic Release based MCCB Mistubishi NF250HEW3P125-160A | Standard Buying | 9550.35 | Nos | 1 | 1 | 160A 70kA,Electronic Release based MCCB Mistubishi NF250HEW3P125-160A | Electrical Components | Text: 160A 70kA,Electronic Release based MCCB Mistubishi NF250HEW3P125-160A; Check: 1; Check: 0; Link: INR; Int: 0
|  | 400A 70kA,Electronic Release based MCCB Mistubishi NF400HEW3P400A | Standard Buying | 17908.65 | Nos | 1 | 1 | 400A 70kA,Electronic Release based MCCB Mistubishi NF400HEW3P400A | Electrical Components | Text: 400A 70kA,Electronic Release based MCCB Mistubishi NF400HEW3P400A; Check: 1; Check: 0; Link: INR; Int: 0
|  | 630A 70kA,Electronic Release based MCCB Mistubishi NF630HEW3P630A | Standard Buying | 18607.5 | Nos | 1 | 1 | 630A 70kA,Electronic Release based MCCB Mistubishi NF630HEW3P630A | Electrical Components | Text: 630A 70kA,Electronic Release based MCCB Mistubishi NF630HEW3P630A; Check: 1; Check: 0; Link: INR; Int: 0
|  | 800A 70kA,Electronic Release based MCCB Mistubishi NF800HEW3P800A | Standard Buying | 31735.35 | Nos | 1 | 1 | 800A 70kA,Electronic Release based MCCB Mistubishi NF800HEW3P800A | Electrical Components | Text: 800A 70kA,Electronic Release based MCCB Mistubishi NF800HEW3P800A; Check: 1; Check: 0; Link: INR; Int: 0
|  | 63A 36kA,Electronic Release based MCCB Mistubishi NF125SEV4P32-63A | Standard Buying | 8207.55 | Nos | 1 | 1 | 63A 36kA,Electronic Release based MCCB Mistubishi NF125SEV4P32-63A | Electrical Components | Text: 63A 36kA,Electronic Release based MCCB Mistubishi NF125SEV4P32-63A; Check: 1; Check: 0; Link: INR; Int: 0
|  | 125A 36kA,Electronic Release based MCCB Mistubishi NF125SEV4P63-125A | Standard Buying | 8207.55 | Nos | 1 | 1 | 125A 36kA,Electronic Release based MCCB Mistubishi NF125SEV4P63-125A | Electrical Components | Text: 125A 36kA,Electronic Release based MCCB Mistubishi NF125SEV4P63-125A; Check: 1; Check: 0; Link: INR; Int: 0
|  | 160A 36kA,Electronic Release based MCCB Mistubishi NF125SEV4P125-160A | Standard Buying | 10350 | Nos | 1 | 1 | 160A 36kA,Electronic Release based MCCB Mistubishi NF125SEV4P125-160A | Electrical Components | Text: 160A 36kA,Electronic Release based MCCB Mistubishi NF125SEV4P125-160A; Check: 1; Check: 0; Link: INR; Int: 0
|  | 400A 50kA,Electronic Release based MCCB Mistubishi NF400SEW4P400A | Standard Buying | 19049.85 | Nos | 1 | 1 | 400A 50kA,Electronic Release based MCCB Mistubishi NF400SEW4P400A | Electrical Components | Text: 400A 50kA,Electronic Release based MCCB Mistubishi NF400SEW4P400A; Check: 1; Check: 0; Link: INR; Int: 0
|  | 630A 50kA,Electronic Release based MCCB Mistubishi NF630SEW4P630A | Standard Buying | 23107.05 | Nos | 1 | 1 | 630A 50kA,Electronic Release based MCCB Mistubishi NF630SEW4P630A | Electrical Components | Text: 630A 50kA,Electronic Release based MCCB Mistubishi NF630SEW4P630A; Check: 1; Check: 0; Link: INR; Int: 0
|  | 800A 50kA,Electronic Release based MCCB Mistubishi NF800SEW4P800A | Standard Buying | 33675.75 | Nos | 1 | 1 | 800A 50kA,Electronic Release based MCCB Mistubishi NF800SEW4P800A | Electrical Components | Text: 800A 50kA,Electronic Release based MCCB Mistubishi NF800SEW4P800A; Check: 1; Check: 0; Link: INR; Int: 0
|  | 32A 70kA,Electronic Release based MCCB Mistubishi NF125HEV4P16-32A | Standard Buying | 11115.45 | Nos | 1 | 1 | 32A 70kA,Electronic Release based MCCB Mistubishi NF125HEV4P16-32A | Electrical Components | Text: 32A 70kA,Electronic Release based MCCB Mistubishi NF125HEV4P16-32A; Check: 1; Check: 0; Link: INR; Int: 0
|  | 63A 70kA,Electronic Release based MCCB Mistubishi NF125HEV4P32-63A | Standard Buying | 11115.45 | Nos | 1 | 1 | 63A 70kA,Electronic Release based MCCB Mistubishi NF125HEV4P32-63A | Electrical Components | Text: 63A 70kA,Electronic Release based MCCB Mistubishi NF125HEV4P32-63A; Check: 1; Check: 0; Link: INR; Int: 0
|  | 125A 70kA,Electronic Release based MCCB Mistubishi NF125HEV4P63-125A | Standard Buying | 11115.45 | Nos | 1 | 1 | 125A 70kA,Electronic Release based MCCB Mistubishi NF125HEV4P63-125A | Electrical Components | Text: 125A 70kA,Electronic Release based MCCB Mistubishi NF125HEV4P63-125A; Check: 1; Check: 0; Link: INR; Int: 0
|  | 160A 70kA,Electronic Release based MCCB Mistubishi NF250HEW4P125-160A | Standard Buying | 10686.6 | Nos | 1 | 1 | 160A 70kA,Electronic Release based MCCB Mistubishi NF250HEW4P125-160A | Electrical Components | Text: 160A 70kA,Electronic Release based MCCB Mistubishi NF250HEW4P125-160A; Check: 1; Check: 0; Link: INR; Int: 0
|  | 400A 70kA,Electronic Release based MCCB Mistubishi NF400HEW4P400A | Standard Buying | 24070.5 | Nos | 1 | 1 | 400A 70kA,Electronic Release based MCCB Mistubishi NF400HEW4P400A | Electrical Components | Text: 400A 70kA,Electronic Release based MCCB Mistubishi NF400HEW4P400A; Check: 1; Check: 0; Link: INR; Int: 0
|  | 630A 70kA,Electronic Release based MCCB Mistubishi NF630HEW4P630A | Standard Buying | 29051.55 | Nos | 1 | 1 | 630A 70kA,Electronic Release based MCCB Mistubishi NF630HEW4P630A | Electrical Components | Text: 630A 70kA,Electronic Release based MCCB Mistubishi NF630HEW4P630A; Check: 1; Check: 0; Link: INR; Int: 0
|  | 800A 70kA,Electronic Release based MCCB Mistubishi NF800HEW4P800A | Standard Buying | 39914.1 | Nos | 1 | 1 | 800A 70kA,Electronic Release based MCCB Mistubishi NF800HEW4P800A | Electrical Components | Text: 800A 70kA,Electronic Release based MCCB Mistubishi NF800HEW4P800A; Check: 1; Check: 0; Link: INR; Int: 0
|  | NF125-250 SGV/LGV/HGV Ax Switch Mistubishi AX-05SV | Standard Buying | 586.8 | Nos | 1 | 1 | NF125-250 SGV/LGV/HGV Ax Switch Mistubishi AX-05SV | Electrical Components | Text: NF125-250 SGV/LGV/HGV Ax Switch Mistubishi AX-05SV; Check: 1; Check: 0; Link: INR; Int: 0
|  | NF125-250 SGV/LGV/HGV Alarm Swicth Mistubishi AL-05SV | Standard Buying | 640.8 | Nos | 1 | 1 | NF125-250 SGV/LGV/HGV Alarm Swicth Mistubishi AL-05SV | Electrical Components | Text: NF125-250 SGV/LGV/HGV Alarm Swicth Mistubishi AL-05SV; Check: 1; Check: 0; Link: INR; Int: 0
|  | NF125-250 SGV/LGV/HGV Aux/Alarm Swicth Mistubishi ALAX-05SV | Standard Buying | 1228.05 | Nos | 1 | 1 | NF125-250 SGV/LGV/HGV Aux/Alarm Swicth Mistubishi ALAX-05SV | Electrical Components | Text: NF125-250 SGV/LGV/HGV Aux/Alarm Swicth Mistubishi ALAX-05SV; Check: 1; Check: 0; Link: INR; Int: 0
|  | NF125-250 SGV/LGV/HGV UV Release Mistubishi UVTSA250-05SVR | Standard Buying | 2449.8 | Nos | 1 | 1 | NF125-250 SGV/LGV/HGV UV Release Mistubishi UVTSA250-05SVR | Electrical Components | Text: NF125-250 SGV/LGV/HGV UV Release Mistubishi UVTSA250-05SVR; Check: 1; Check: 0; Link: INR; Int: 0
|  | NF125-250 SGV/LGV/HGV Shunt Coil Mistubishi SHTA240V-05SVR | Standard Buying | 1194.3 | Nos | 1 | 1 | NF125-250 SGV/LGV/HGV Shunt Coil Mistubishi SHTA240V-05SVR | Electrical Components | Text: NF125-250 SGV/LGV/HGV Shunt Coil Mistubishi SHTA240V-05SVR; Check: 1; Check: 0; Link: INR; Int: 0
|  | NF125-250 SGV/LGV/HGV Direct Rotory Handle NF125-250 SGV/LGV/HGV Mistubishi F-2SV | Standard Buying | 1417.95 | Nos | 1 | 1 | NF125-250 SGV/LGV/HGV Direct Rotory Handle NF125-250 SGV/LGV/HGV Mistubishi F-2SV | Electrical Components | Text: NF125-250 SGV/LGV/HGV Direct Rotory Handle NF125-250 SGV/LGV/HGV Mistubishi F-2SV; Check: 1; Check: 0; Link: INR; Int: 0
|  | NF125-250 SGV/LGV/HGV Extended Rotory Handle NF125-250 SGV/LGV/HGV Mistubishi V-2SV | Standard Buying | 688.5 | Nos | 1 | 1 | NF125-250 SGV/LGV/HGV Extended Rotory Handle NF125-250 SGV/LGV/HGV Mistubishi V-2SV | Electrical Components | Text: NF125-250 SGV/LGV/HGV Extended Rotory Handle NF125-250 SGV/LGV/HGV Mistubishi V-2SV; Check: 1; Check: 0; Link: INR; Int: 0
|  | NF125-250 SGV/LGV/HGV Adj Rod for Ext Handle NF125-250 SGV/LGV/HGV Mistubishi V-AD3S | Standard Buying | 202.5 | Nos | 1 | 1 | NF125-250 SGV/LGV/HGV Adj Rod for Ext Handle NF125-250 SGV/LGV/HGV Mistubishi V-AD3S | Electrical Components | Text: NF125-250 SGV/LGV/HGV Adj Rod for Ext Handle NF125-250 SGV/LGV/HGV Mistubishi V-AD3S; Check: 1; Check: 0; Link: INR; Int: 0
|  | NF125-250 SGV/LGV/HGV MOTOR MECHANISM FOR 100-240V AC & 100-250V DC Mistubishi MDSAD240-NF2SVE | Standard Buying | 17307.45 | Nos | 1 | 1 | NF125-250 SGV/LGV/HGV MOTOR MECHANISM FOR 100-240V AC & 100-250V DC Mistubishi MDSAD240-NF2SVE | Electrical Components | Text: NF125-250 SGV/LGV/HGV MOTOR MECHANISM FOR 100-240V AC & 100-250V DC Mistubishi MDSAD240-NF2SVE; Check: 1; Check: 0; Link: INR; Int: 0
|  | NF125-250 SGV/LGV/HGV MOTOR MECHANISM FOR 24V DC Mistubishi MDSD024-NF2SVE | Standard Buying | 17307.45 | Nos | 1 | 1 | NF125-250 SGV/LGV/HGV MOTOR MECHANISM FOR 24V DC Mistubishi MDSD024-NF2SVE | Electrical Components | Text: NF125-250 SGV/LGV/HGV MOTOR MECHANISM FOR 24V DC Mistubishi MDSD024-NF2SVE; Check: 1; Check: 0; Link: INR; Int: 0
|  | NF125-250 SGV/LGV/HGV SPREADER 100/125/160/250(SET OF 3) 3P Mistubishi SPR250A3P | Standard Buying | 292.5 | Nos | 1 | 1 | NF125-250 SGV/LGV/HGV SPREADER 100/125/160/250(SET OF 3) 3P Mistubishi SPR250A3P | Electrical Components | Text: NF125-250 SGV/LGV/HGV SPREADER 100/125/160/250(SET OF 3) 3P Mistubishi SPR250A3P; Check: 1; Check: 0; Link: INR; Int: 0
|  | NF125-250 SGV/LGV/HGV SPREADER 100/125/160/250(SET OF 4) 4P Mistubishi SPR250A4P | Standard Buying | 382.5 | Nos | 1 | 1 | NF125-250 SGV/LGV/HGV SPREADER 100/125/160/250(SET OF 4) 4P Mistubishi SPR250A4P | Electrical Components | Text: NF125-250 SGV/LGV/HGV SPREADER 100/125/160/250(SET OF 4) 4P Mistubishi SPR250A4P; Check: 1; Check: 0; Link: INR; Int: 0
|  | NF400-800 SGV/LGV/HGV Ax Switch Mistubishi AX-4SW | Standard Buying | 723.6 | Nos | 1 | 1 | NF400-800 SGV/LGV/HGV Ax Switch Mistubishi AX-4SW | Electrical Components | Text: NF400-800 SGV/LGV/HGV Ax Switch Mistubishi AX-4SW; Check: 1; Check: 0; Link: INR; Int: 0
|  | NF400-800 SGV/LGV/HGV Alarm Swicth Mistubishi AL-4SWL | Standard Buying | 880.65 | Nos | 1 | 1 | NF400-800 SGV/LGV/HGV Alarm Swicth Mistubishi AL-4SWL | Electrical Components | Text: NF400-800 SGV/LGV/HGV Alarm Swicth Mistubishi AL-4SWL; Check: 1; Check: 0; Link: INR; Int: 0
|  | NF400-800 SGV/LGV/HGV Aux/Alarm Swicth Mistubishi ALAX-4SW | Standard Buying | 1925.55 | Nos | 1 | 1 | NF400-800 SGV/LGV/HGV Aux/Alarm Swicth Mistubishi ALAX-4SW | Electrical Components | Text: NF400-800 SGV/LGV/HGV Aux/Alarm Swicth Mistubishi ALAX-4SW; Check: 1; Check: 0; Link: INR; Int: 0
|  | NF400-800 SGV/LGV/HGV UV Release 200-220/230-250V AC Mistubishi UVTSA250-4SW | Standard Buying | 3461.4 | Nos | 1 | 1 | NF400-800 SGV/LGV/HGV UV Release 200-220/230-250V AC Mistubishi UVTSA250-4SW | Electrical Components | Text: NF400-800 SGV/LGV/HGV UV Release 200-220/230-250V AC Mistubishi UVTSA250-4SW; Check: 1; Check: 0; Link: INR; Int: 0
|  | NF400-800 SGV/LGV/HGV Shunt Coil 100-240V AC Mistubishi SHT-4SA | Standard Buying | 1817.55 | Nos | 1 | 1 | NF400-800 SGV/LGV/HGV Shunt Coil 100-240V AC Mistubishi SHT-4SA | Electrical Components | Text: NF400-800 SGV/LGV/HGV Shunt Coil 100-240V AC Mistubishi SHT-4SA; Check: 1; Check: 0; Link: INR; Int: 0
|  | NF400-800 SGV/LGV/HGV Direct Rotory Handle NF400/630 Mistubishi F-4S | Standard Buying | 1463.4 | Nos | 1 | 1 | NF400-800 SGV/LGV/HGV Direct Rotory Handle NF400/630 Mistubishi F-4S | Electrical Components | Text: NF400-800 SGV/LGV/HGV Direct Rotory Handle NF400/630 Mistubishi F-4S; Check: 1; Check: 0; Link: INR; Int: 0
|  | NF400-800 SGV/LGV/HGV Direct Rotory Handle NF800 Mistubishi F-8S | Standard Buying | 2604.15 | Nos | 1 | 1 | NF400-800 SGV/LGV/HGV Direct Rotory Handle NF800 Mistubishi F-8S | Electrical Components | Text: NF400-800 SGV/LGV/HGV Direct Rotory Handle NF800 Mistubishi F-8S; Check: 1; Check: 0; Link: INR; Int: 0
|  | NF400-800 SGV/LGV/HGV Extended Rotory Handle NF400/630 Mistubishi V-4S | Standard Buying | 1275.75 | Nos | 1 | 1 | NF400-800 SGV/LGV/HGV Extended Rotory Handle NF400/630 Mistubishi V-4S | Electrical Components | Text: NF400-800 SGV/LGV/HGV Extended Rotory Handle NF400/630 Mistubishi V-4S; Check: 1; Check: 0; Link: INR; Int: 0
|  | NF400-800 SGV/LGV/HGV Extended Rotory Handle NF800 Mistubishi V-8S | Standard Buying | 783 | Nos | 1 | 1 | NF400-800 SGV/LGV/HGV Extended Rotory Handle NF800 Mistubishi V-8S | Electrical Components | Text: NF400-800 SGV/LGV/HGV Extended Rotory Handle NF800 Mistubishi V-8S; Check: 1; Check: 0; Link: INR; Int: 0
|  | NF400-800 SGV/LGV/HGV Adj Rod for Ext Handle NF125-250 SGV/LGV/HGV Mistubishi V-AD3L | Standard Buying | 202.5 | Nos | 1 | 1 | NF400-800 SGV/LGV/HGV Adj Rod for Ext Handle NF125-250 SGV/LGV/HGV Mistubishi V-AD3L | Electrical Components | Text: NF400-800 SGV/LGV/HGV Adj Rod for Ext Handle NF125-250 SGV/LGV/HGV Mistubishi V-AD3L; Check: 1; Check: 0; Link: INR; Int: 0
|  | NF400-800 SGV/LGV/HGV MOTOR MECHANISM 400/630 FOR 100-240V AC & 100-250 Mistubishi MD-4SWA240 | Standard Buying | 30822.75 | Nos | 1 | 1 | NF400-800 SGV/LGV/HGV MOTOR MECHANISM 400/630 FOR 100-240V AC & 100-250 Mistubishi MD-4SWA240 | Electrical Components | Text: NF400-800 SGV/LGV/HGV MOTOR MECHANISM 400/630 FOR 100-240V AC & 100-250 Mistubishi MD-4SWA240; Check: 1; Check: 0; Link: INR; Int: 0
|  | NF400-800 SGV/LGV/HGV MOTOR MECHANISM 400/630 FOR 24V DC Mistubishi MD-4SWA24 | Standard Buying | 30822.75 | Nos | 1 | 1 | NF400-800 SGV/LGV/HGV MOTOR MECHANISM 400/630 FOR 24V DC Mistubishi MD-4SWA24 | Electrical Components | Text: NF400-800 SGV/LGV/HGV MOTOR MECHANISM 400/630 FOR 24V DC Mistubishi MD-4SWA24; Check: 1; Check: 0; Link: INR; Int: 0
|  | NF400-800 SGV/LGV/HGV SPREADER 400/630 (SET OF 3) 3P Mistubishi SPR630A3P | Standard Buying | 630 | Nos | 1 | 1 | NF400-800 SGV/LGV/HGV SPREADER 400/630 (SET OF 3) 3P Mistubishi SPR630A3P | Electrical Components | Text: NF400-800 SGV/LGV/HGV SPREADER 400/630 (SET OF 3) 3P Mistubishi SPR630A3P; Check: 1; Check: 0; Link: INR; Int: 0
|  | NF400-800 SGV/LGV/HGV SPREADER 400/630 (SET OF 4) 4P Mistubishi SPR630A4P | Standard Buying | 787.5 | Nos | 1 | 1 | NF400-800 SGV/LGV/HGV SPREADER 400/630 (SET OF 4) 4P Mistubishi SPR630A4P | Electrical Components | Text: NF400-800 SGV/LGV/HGV SPREADER 400/630 (SET OF 4) 4P Mistubishi SPR630A4P; Check: 1; Check: 0; Link: INR; Int: 0
|  | 630A,65kA MDO Draw Out LSIG Mistubishi AE630-SW 3P 630A | Standard Buying | 76918.5 | Nos | 1 | 1 | 630A,65kA MDO Draw Out LSIG Mistubishi AE630-SW 3P 630A | Electrical Components | Text: 630A,65kA MDO Draw Out LSIG Mistubishi AE630-SW 3P 630A; Check: 1; Check: 0; Link: INR; Int: 0
|  | 630A,65kA MDO Draw Out LSIG Mistubishi AE630-SW 4P 630A | Standard Buying | 91172.7 | Nos | 1 | 1 | 630A,65kA MDO Draw Out LSIG Mistubishi AE630-SW 4P 630A | Electrical Components | Text: 630A,65kA MDO Draw Out LSIG Mistubishi AE630-SW 4P 630A; Check: 1; Check: 0; Link: INR; Int: 0
|  | 1000A,65kA MDO Draw Out LSIG Mistubishi AE1000-SW 3P 1000A | Standard Buying | 77895 | Nos | 1 | 1 | 1000A,65kA MDO Draw Out LSIG Mistubishi AE1000-SW 3P 1000A | Electrical Components | Text: 1000A,65kA MDO Draw Out LSIG Mistubishi AE1000-SW 3P 1000A; Check: 1; Check: 0; Link: INR; Int: 0
|  | 1000A,65kA MDO Draw Out LSIG Mistubishi AE1000-SW 4P 1000A | Standard Buying | 92218.5 | Nos | 1 | 1 | 1000A,65kA MDO Draw Out LSIG Mistubishi AE1000-SW 4P 1000A | Electrical Components | Text: 1000A,65kA MDO Draw Out LSIG Mistubishi AE1000-SW 4P 1000A; Check: 1; Check: 0; Link: INR; Int: 0
|  | 1250A,65kA MDO Draw Out LSIG Mistubishi AE1250-SW 3P 1250A | Standard Buying | 79098.3 | Nos | 1 | 1 | 1250A,65kA MDO Draw Out LSIG Mistubishi AE1250-SW 3P 1250A | Electrical Components | Text: 1250A,65kA MDO Draw Out LSIG Mistubishi AE1250-SW 3P 1250A; Check: 1; Check: 0; Link: INR; Int: 0
|  | 1250A,65kA MDO Draw Out LSIG Mistubishi AE1250-SW 4P 1250A | Standard Buying | 93303.45 | Nos | 1 | 1 | 1250A,65kA MDO Draw Out LSIG Mistubishi AE1250-SW 4P 1250A | Electrical Components | Text: 1250A,65kA MDO Draw Out LSIG Mistubishi AE1250-SW 4P 1250A; Check: 1; Check: 0; Link: INR; Int: 0
|  | 1600A,65kA MDO Draw Out LSIG Mistubishi AE1600-SW 3P 1600A | Standard Buying | 80321.85 | Nos | 1 | 1 | 1600A,65kA MDO Draw Out LSIG Mistubishi AE1600-SW 3P 1600A | Electrical Components | Text: 1600A,65kA MDO Draw Out LSIG Mistubishi AE1600-SW 3P 1600A; Check: 1; Check: 0; Link: INR; Int: 0
|  | 1600A,65kA MDO Draw Out LSIG Mistubishi AE1600-SW 4P 1600A | Standard Buying | 103878.45 | Nos | 1 | 1 | 1600A,65kA MDO Draw Out LSIG Mistubishi AE1600-SW 4P 1600A | Electrical Components | Text: 1600A,65kA MDO Draw Out LSIG Mistubishi AE1600-SW 4P 1600A; Check: 1; Check: 0; Link: INR; Int: 0
|  | 2000A,75kA MDO Draw Out LSIG Mistubishi AE2000-SW 3P 2000A | Standard Buying | 111020.4 | Nos | 1 | 1 | 2000A,75kA MDO Draw Out LSIG Mistubishi AE2000-SW 3P 2000A | Electrical Components | Text: 2000A,75kA MDO Draw Out LSIG Mistubishi AE2000-SW 3P 2000A; Check: 1; Check: 0; Link: INR; Int: 0
|  | 2000A,75kA MDO Draw Out LSIG Mistubishi AE2000-SW 4P 2000A | Standard Buying | 135405.9 | Nos | 1 | 1 | 2000A,75kA MDO Draw Out LSIG Mistubishi AE2000-SW 4P 2000A | Electrical Components | Text: 2000A,75kA MDO Draw Out LSIG Mistubishi AE2000-SW 4P 2000A; Check: 1; Check: 0; Link: INR; Int: 0
|  | 2500A,75kA MDO Draw Out LSIG Mistubishi AE2500-SW 3P 2500A | Standard Buying | 122078.7 | Nos | 1 | 1 | 2500A,75kA MDO Draw Out LSIG Mistubishi AE2500-SW 3P 2500A | Electrical Components | Text: 2500A,75kA MDO Draw Out LSIG Mistubishi AE2500-SW 3P 2500A; Check: 1; Check: 0; Link: INR; Int: 0
|  | 2500A,75kA MDO Draw Out LSIG Mistubishi AE2500-SW 4P 2500A | Standard Buying | 149256 | Nos | 1 | 1 | 2500A,75kA MDO Draw Out LSIG Mistubishi AE2500-SW 4P 2500A | Electrical Components | Text: 2500A,75kA MDO Draw Out LSIG Mistubishi AE2500-SW 4P 2500A; Check: 1; Check: 0; Link: INR; Int: 0
|  | 3200A,75kA MDO Draw Out LSIG Mistubishi AE3200-SW 3P 3200A | Standard Buying | 161853.3 | Nos | 1 | 1 | 3200A,75kA MDO Draw Out LSIG Mistubishi AE3200-SW 3P 3200A | Electrical Components | Text: 3200A,75kA MDO Draw Out LSIG Mistubishi AE3200-SW 3P 3200A; Check: 1; Check: 0; Link: INR; Int: 0
|  | 3200A,75kA MDO Draw Out LSIG Mistubishi AE3200-SW 4P 3200A | Standard Buying | 194110.65 | Nos | 1 | 1 | 3200A,75kA MDO Draw Out LSIG Mistubishi AE3200-SW 4P 3200A | Electrical Components | Text: 3200A,75kA MDO Draw Out LSIG Mistubishi AE3200-SW 4P 3200A; Check: 1; Check: 0; Link: INR; Int: 0
|  | 4000A,75kA MDO Draw Out LSIG Mistubishi AE4000-SWA 3P 4000A | Standard Buying | 188458.2 | Nos | 1 | 1 | 4000A,75kA MDO Draw Out LSIG Mistubishi AE4000-SWA 3P 4000A | Electrical Components | Text: 4000A,75kA MDO Draw Out LSIG Mistubishi AE4000-SWA 3P 4000A; Check: 1; Check: 0; Link: INR; Int: 0
|  | 4000A,75kA MDO Draw Out LSIG Mistubishi AE4000-SWA 4P 4000A | Standard Buying | 237495.6 | Nos | 1 | 1 | 4000A,75kA MDO Draw Out LSIG Mistubishi AE4000-SWA 4P 4000A | Electrical Components | Text: 4000A,75kA MDO Draw Out LSIG Mistubishi AE4000-SWA 4P 4000A; Check: 1; Check: 0; Link: INR; Int: 0
|  | ACB Motor Mistubishi MD-AD250-W | Standard Buying | 11171.25 | Nos | 1 | 1 | ACB Motor Mistubishi MD-AD250-W | Electrical Components | Text: ACB Motor Mistubishi MD-AD250-W; Check: 1; Check: 0; Link: INR; Int: 0
|  | ACB Closing Coil Mistubishi CC-AD250-W | Standard Buying | 4851.45 | Nos | 1 | 1 | ACB Closing Coil Mistubishi CC-AD250-W | Electrical Components | Text: ACB Closing Coil Mistubishi CC-AD250-W; Check: 1; Check: 0; Link: INR; Int: 0
|  | ACB Shunt Mistubishi SHT-AD250-W | Standard Buying | 1323.9 | Nos | 1 | 1 | ACB Shunt Mistubishi SHT-AD250-W | Electrical Components | Text: ACB Shunt Mistubishi SHT-AD250-W; Check: 1; Check: 0; Link: INR; Int: 0
|  | ACB UV coil Mistubishi UCON-A240B-W(INST) | Standard Buying | 5999.4 | Nos | 1 | 1 | ACB UV coil Mistubishi UCON-A240B-W(INST) | Electrical Components | Text: ACB UV coil Mistubishi UCON-A240B-W(INST); Check: 1; Check: 0; Link: INR; Int: 0
|  | 5KVAR Capacitors APP Type 440V Shreem | Standard Buying | 1600 | Nos | 1 | 1 | 5KVAR Capacitors APP Type 440V Shreem | Electrical Components | Text: 5KVAR Capacitors APP Type 440V Shreem; Check: 1; Check: 0; Link: INR; Int: 0
|  | 7.5KVAR Capacitors APP Type 440V Shreem | Standard Buying | 2400 | Nos | 1 | 1 | 7.5KVAR Capacitors APP Type 440V Shreem | Electrical Components | Text: 7.5KVAR Capacitors APP Type 440V Shreem; Check: 1; Check: 0; Link: INR; Int: 0
|  | 10KVAR Capacitors APP Type 440V Shreem | Standard Buying | 2800 | Nos | 1 | 1 | 10KVAR Capacitors APP Type 440V Shreem | Electrical Components | Text: 10KVAR Capacitors APP Type 440V Shreem; Check: 1; Check: 0; Link: INR; Int: 0
|  | 15KVAR Capacitors APP Type 440V Shreem | Standard Buying | 4200 | Nos | 1 | 1 | 15KVAR Capacitors APP Type 440V Shreem | Electrical Components | Text: 15KVAR Capacitors APP Type 440V Shreem; Check: 1; Check: 0; Link: INR; Int: 0
|  | 20KVAR Capacitors APP Type 440V Shreem | Standard Buying | 5600 | Nos | 1 | 1 | 20KVAR Capacitors APP Type 440V Shreem | Electrical Components | Text: 20KVAR Capacitors APP Type 440V Shreem; Check: 1; Check: 0; Link: INR; Int: 0
|  | 25KVAR Capacitors APP Type 440V Shreem | Standard Buying | 7000 | Nos | 1 | 1 | 25KVAR Capacitors APP Type 440V Shreem | Electrical Components | Text: 25KVAR Capacitors APP Type 440V Shreem; Check: 1; Check: 0; Link: INR; Int: 0
|  | 30KVAR Capacitors APP Type 440V Shreem | Standard Buying | 8400 | Nos | 1 | 1 | 30KVAR Capacitors APP Type 440V Shreem | Electrical Components | Text: 30KVAR Capacitors APP Type 440V Shreem; Check: 1; Check: 0; Link: INR; Int: 0
|  | 40KVAR Capacitors APP Type 440V Shreem | Standard Buying | 11200 | Nos | 1 | 1 | 40KVAR Capacitors APP Type 440V Shreem | Electrical Components | Text: 40KVAR Capacitors APP Type 440V Shreem; Check: 1; Check: 0; Link: INR; Int: 0
|  | 50KVAR Capacitors APP Type 440V Shreem | Standard Buying | 14000 | Nos | 1 | 1 | 50KVAR Capacitors APP Type 440V Shreem | Electrical Components | Text: 50KVAR Capacitors APP Type 440V Shreem; Check: 1; Check: 0; Link: INR; Int: 0
|  | 100KVAR Capacitors APP Type 440V Shreem | Standard Buying | 28000 | Nos | 1 | 1 | 100KVAR Capacitors APP Type 440V Shreem | Electrical Components | Text: 100KVAR Capacitors APP Type 440V Shreem; Check: 1; Check: 0; Link: INR; Int: 0
|  | 5KVAR Capacitors APP Type 525V Shreem | Standard Buying | 1750 | Nos | 1 | 1 | 5KVAR Capacitors APP Type 525V Shreem | Electrical Components | Text: 5KVAR Capacitors APP Type 525V Shreem; Check: 1; Check: 0; Link: INR; Int: 0
|  | 7.5KVAR Capacitors APP Type 525V Shreem | Standard Buying | 2625 | Nos | 1 | 1 | 7.5KVAR Capacitors APP Type 525V Shreem | Electrical Components | Text: 7.5KVAR Capacitors APP Type 525V Shreem; Check: 1; Check: 0; Link: INR; Int: 0
|  | 10KVAR Capacitors APP Type 525V Shreem | Standard Buying | 3200 | Nos | 1 | 1 | 10KVAR Capacitors APP Type 525V Shreem | Electrical Components | Text: 10KVAR Capacitors APP Type 525V Shreem; Check: 1; Check: 0; Link: INR; Int: 0
|  | 15KVAR Capacitors APP Type 525V Shreem | Standard Buying | 4800 | Nos | 1 | 1 | 15KVAR Capacitors APP Type 525V Shreem | Electrical Components | Text: 15KVAR Capacitors APP Type 525V Shreem; Check: 1; Check: 0; Link: INR; Int: 0
|  | 20KVAR Capacitors APP Type 525V Shreem | Standard Buying | 6400 | Nos | 1 | 1 | 20KVAR Capacitors APP Type 525V Shreem | Electrical Components | Text: 20KVAR Capacitors APP Type 525V Shreem; Check: 1; Check: 0; Link: INR; Int: 0
|  | 25KVAR Capacitors APP Type 525V Shreem | Standard Buying | 8000 | Nos | 1 | 1 | 25KVAR Capacitors APP Type 525V Shreem | Electrical Components | Text: 25KVAR Capacitors APP Type 525V Shreem; Check: 1; Check: 0; Link: INR; Int: 0
|  | 30KVAR Capacitors APP Type 525V Shreem | Standard Buying | 9600 | Nos | 1 | 1 | 30KVAR Capacitors APP Type 525V Shreem | Electrical Components | Text: 30KVAR Capacitors APP Type 525V Shreem; Check: 1; Check: 0; Link: INR; Int: 0
|  | 40KVAR Capacitors APP Type 525V Shreem | Standard Buying | 12800 | Nos | 1 | 1 | 40KVAR Capacitors APP Type 525V Shreem | Electrical Components | Text: 40KVAR Capacitors APP Type 525V Shreem; Check: 1; Check: 0; Link: INR; Int: 0
|  | 50KVAR Capacitors APP Type 525V Shreem | Standard Buying | 16000 | Nos | 1 | 1 | 50KVAR Capacitors APP Type 525V Shreem | Electrical Components | Text: 50KVAR Capacitors APP Type 525V Shreem; Check: 1; Check: 0; Link: INR; Int: 0
|  | 100KVAR Capacitors APP Type 525V Shreem | Standard Buying | 32000 | Nos | 1 | 1 | 100KVAR Capacitors APP Type 525V Shreem | Electrical Components | Text: 100KVAR Capacitors APP Type 525V Shreem; Check: 1; Check: 0; Link: INR; Int: 0
|  | 12 Stage APFC Relay Shreem | Standard Buying | 8500 | Nos | 1 | 1 | 12 Stage APFC Relay Shreem | Electrical Components | Text: 12 Stage APFC Relay Shreem; Check: 1; Check: 0; Link: INR; Int: 0
|  | 1000/5A 15VA Cl 1 Ordinary Current Transformer ID 90mm Sreeganga | Standard Buying | 625 | Nos | 1 | 1 | 1000/5A 15VA Cl 1 Ordinary Current Transformer ID 90mm Sreeganga | Electrical Components | Text: 1000/5A 15VA Cl 1 Ordinary Current Transformer ID 90mm Sreeganga; Check: 1; Check: 0; Link: INR; Int: 0
|  | 1250/5A 15VA Cl 1 Ordinary Current Transformer ID 115mm Sreeganga | Standard Buying | 750 | Nos | 1 | 1 | 1250/5A 15VA Cl 1 Ordinary Current Transformer ID 115mm Sreeganga | Electrical Components | Text: 1250/5A 15VA Cl 1 Ordinary Current Transformer ID 115mm Sreeganga; Check: 1; Check: 0; Link: INR; Int: 0
|  | 1600/5A 15VA Cl 1 Ordinary Current Transformer ID 140mm Sreeganga | Standard Buying | 975 | Nos | 1 | 1 | 1600/5A 15VA Cl 1 Ordinary Current Transformer ID 140mm Sreeganga | Electrical Components | Text: 1600/5A 15VA Cl 1 Ordinary Current Transformer ID 140mm Sreeganga; Check: 1; Check: 0; Link: INR; Int: 0
|  | 50/5A 15VA Cl 1 Tape Wound Tested Current Transformer ID 30mm Sreeganga | Standard Buying | 950 | Nos | 1 | 1 | 50/5A 15VA Cl 1 Tape Wound Tested Current Transformer ID 30mm Sreeganga | Electrical Components | Text: 50/5A 15VA Cl 1 Tape Wound Tested Current Transformer ID 30mm Sreeganga; Check: 1; Check: 0; Link: INR; Int: 0
|  | 150/5A 15VA Cl 1 Tape Wound Tested Current Transformer ID 30mm Sreeganga | Standard Buying | 620 | Nos | 1 | 1 | 150/5A 15VA Cl 1 Tape Wound Tested Current Transformer ID 30mm Sreeganga | Electrical Components | Text: 150/5A 15VA Cl 1 Tape Wound Tested Current Transformer ID 30mm Sreeganga; Check: 1; Check: 0; Link: INR; Int: 0
|  | 300/5A 15VA Cl 1 Tape Wound Tested Current Transformer ID 50mm Sreeganga | Standard Buying | 585 | Nos | 1 | 1 | 300/5A 15VA Cl 1 Tape Wound Tested Current Transformer ID 50mm Sreeganga | Electrical Components | Text: 300/5A 15VA Cl 1 Tape Wound Tested Current Transformer ID 50mm Sreeganga; Check: 1; Check: 0; Link: INR; Int: 0
|  | 350/5A 15VA Cl 1 Tape Wound Tested Current Transformer ID 50mm Sreeganga | Standard Buying | 600 | Nos | 1 | 1 | 350/5A 15VA Cl 1 Tape Wound Tested Current Transformer ID 50mm Sreeganga | Electrical Components | Text: 350/5A 15VA Cl 1 Tape Wound Tested Current Transformer ID 50mm Sreeganga; Check: 1; Check: 0; Link: INR; Int: 0
|  | 500/5A 15VA Cl 1 Tape Wound Tested Current Transformer ID 70mm Sreeganga | Standard Buying | 640 | Nos | 1 | 1 | 500/5A 15VA Cl 1 Tape Wound Tested Current Transformer ID 70mm Sreeganga | Electrical Components | Text: 500/5A 15VA Cl 1 Tape Wound Tested Current Transformer ID 70mm Sreeganga; Check: 1; Check: 0; Link: INR; Int: 0
|  | 600/5A 15VA Cl 1 Tape Wound Tested Current Transformer ID 60mm Sreeganga | Standard Buying | 660 | Nos | 1 | 1 | 600/5A 15VA Cl 1 Tape Wound Tested Current Transformer ID 60mm Sreeganga | Electrical Components | Text: 600/5A 15VA Cl 1 Tape Wound Tested Current Transformer ID 60mm Sreeganga; Check: 1; Check: 0; Link: INR; Int: 0
|  | 1000/5A 15VA Cl 1 Tape Wound Tested Current Transformer ID 90mm Sreeganga | Standard Buying | 850 | Nos | 1 | 1 | 1000/5A 15VA Cl 1 Tape Wound Tested Current Transformer ID 90mm Sreeganga | Electrical Components | Text: 1000/5A 15VA Cl 1 Tape Wound Tested Current Transformer ID 90mm Sreeganga; Check: 1; Check: 0; Link: INR; Int: 0
|  | 1250/5A 15VA Cl 1 Tape Wound Tested Current Transformer ID 115mm Sreeganga | Standard Buying | 1000 | Nos | 1 | 1 | 1250/5A 15VA Cl 1 Tape Wound Tested Current Transformer ID 115mm Sreeganga | Electrical Components | Text: 1250/5A 15VA Cl 1 Tape Wound Tested Current Transformer ID 115mm Sreeganga; Check: 1; Check: 0; Link: INR; Int: 0
|  | 1600/5A 15VA Cl 1 Tape Wound Tested Current Transformer ID 140mm Sreeganga | Standard Buying | 1200 | Nos | 1 | 1 | 1600/5A 15VA Cl 1 Tape Wound Tested Current Transformer ID 140mm Sreeganga | Electrical Components | Text: 1600/5A 15VA Cl 1 Tape Wound Tested Current Transformer ID 140mm Sreeganga; Check: 1; Check: 0; Link: INR; Int: 0
|  | 50/5A 5VA Cl 5P10 Resin Cast Current Transformer ID 30mm Sreeganga | Standard Buying | 3000 | Nos | 1 | 1 | 50/5A 5VA Cl 5P10 Resin Cast Current Transformer ID 30mm Sreeganga | Electrical Components | Text: 50/5A 5VA Cl 5P10 Resin Cast Current Transformer ID 30mm Sreeganga; Check: 1; Check: 0; Link: INR; Int: 0
|  | 65/5A 5VA Cl 5P10 Resin Cast Current Transformer ID 30mm Sreeganga | Standard Buying | 2900 | Nos | 1 | 1 | 65/5A 5VA Cl 5P10 Resin Cast Current Transformer ID 30mm Sreeganga | Electrical Components | Text: 65/5A 5VA Cl 5P10 Resin Cast Current Transformer ID 30mm Sreeganga; Check: 1; Check: 0; Link: INR; Int: 0
|  | 100/5A 5VA Cl 5P10 Resin Cast Current Transformer ID 30mm Sreeganga | Standard Buying | 2850 | Nos | 1 | 1 | 100/5A 5VA Cl 5P10 Resin Cast Current Transformer ID 30mm Sreeganga | Electrical Components | Text: 100/5A 5VA Cl 5P10 Resin Cast Current Transformer ID 30mm Sreeganga; Check: 1; Check: 0; Link: INR; Int: 0
|  | 125/5A 5VA Cl 5P10 Resin Cast Current Transformer ID 30mm Sreeganga | Standard Buying | 2800 | Nos | 1 | 1 | 125/5A 5VA Cl 5P10 Resin Cast Current Transformer ID 30mm Sreeganga | Electrical Components | Text: 125/5A 5VA Cl 5P10 Resin Cast Current Transformer ID 30mm Sreeganga; Check: 1; Check: 0; Link: INR; Int: 0
|  | 150/5A 5VA Cl 5P10 Resin Cast Current Transformer ID 30mm Sreeganga | Standard Buying | 2750 | Nos | 1 | 1 | 150/5A 5VA Cl 5P10 Resin Cast Current Transformer ID 30mm Sreeganga | Electrical Components | Text: 150/5A 5VA Cl 5P10 Resin Cast Current Transformer ID 30mm Sreeganga; Check: 1; Check: 0; Link: INR; Int: 0
|  | 160/5A 5VA Cl 5P10 Resin Cast Current Transformer ID 30mm Sreeganga | Standard Buying | 2700 | Nos | 1 | 1 | 160/5A 5VA Cl 5P10 Resin Cast Current Transformer ID 30mm Sreeganga | Electrical Components | Text: 160/5A 5VA Cl 5P10 Resin Cast Current Transformer ID 30mm Sreeganga; Check: 1; Check: 0; Link: INR; Int: 0
|  | 200/5A 5VA Cl 5P10 Resin Cast Current Transformer ID 40mm Sreeganga | Standard Buying | 2650 | Nos | 1 | 1 | 200/5A 5VA Cl 5P10 Resin Cast Current Transformer ID 40mm Sreeganga | Electrical Components | Text: 200/5A 5VA Cl 5P10 Resin Cast Current Transformer ID 40mm Sreeganga; Check: 1; Check: 0; Link: INR; Int: 0
|  | 250/5A 5VA Cl 5P10 Resin Cast Current Transformer ID 45mm Sreeganga | Standard Buying | 3000 | Nos | 1 | 1 | 250/5A 5VA Cl 5P10 Resin Cast Current Transformer ID 45mm Sreeganga | Electrical Components | Text: 250/5A 5VA Cl 5P10 Resin Cast Current Transformer ID 45mm Sreeganga; Check: 1; Check: 0; Link: INR; Int: 0
|  | 300/5A 5VA Cl 5P10 Resin Cast Current Transformer ID 50mm Sreeganga | Standard Buying | 3200 | Nos | 1 | 1 | 300/5A 5VA Cl 5P10 Resin Cast Current Transformer ID 50mm Sreeganga | Electrical Components | Text: 300/5A 5VA Cl 5P10 Resin Cast Current Transformer ID 50mm Sreeganga; Check: 1; Check: 0; Link: INR; Int: 0
|  | 350/5A 5VA Cl 5P10 Resin Cast Current Transformer ID 50mm Sreeganga | Standard Buying | 3300 | Nos | 1 | 1 | 350/5A 5VA Cl 5P10 Resin Cast Current Transformer ID 50mm Sreeganga | Electrical Components | Text: 350/5A 5VA Cl 5P10 Resin Cast Current Transformer ID 50mm Sreeganga; Check: 1; Check: 0; Link: INR; Int: 0
|  | 400/5A 5VA Cl 5P10 Resin Cast Current Transformer ID 50mm Sreeganga | Standard Buying | 3400 | Nos | 1 | 1 | 400/5A 5VA Cl 5P10 Resin Cast Current Transformer ID 50mm Sreeganga | Electrical Components | Text: 400/5A 5VA Cl 5P10 Resin Cast Current Transformer ID 50mm Sreeganga; Check: 1; Check: 0; Link: INR; Int: 0
|  | 500/5A 5VA Cl 5P10 Resin Cast Current Transformer ID 70mm Sreeganga | Standard Buying | 3600 | Nos | 1 | 1 | 500/5A 5VA Cl 5P10 Resin Cast Current Transformer ID 70mm Sreeganga | Electrical Components | Text: 500/5A 5VA Cl 5P10 Resin Cast Current Transformer ID 70mm Sreeganga; Check: 1; Check: 0; Link: INR; Int: 0
|  | 800/5A 15VA Cl 1 Rectangle Resin Cast Current Transformer 80X40 Sreeganga | Standard Buying | 700 | Nos | 1 | 1 | 800/5A 15VA Cl 1 Rectangle Resin Cast Current Transformer 80X40 Sreeganga | Electrical Components | Text: 800/5A 15VA Cl 1 Rectangle Resin Cast Current Transformer 80X40 Sreeganga; Check: 1; Check: 0; Link: INR; Int: 0
|  | 1000/5A 15VA Cl 1 Rectangle Resin Cast Current Transformer 80X40 Sreeganga | Standard Buying | 850 | Nos | 1 | 1 | 1000/5A 15VA Cl 1 Rectangle Resin Cast Current Transformer 80X40 Sreeganga | Electrical Components | Text: 1000/5A 15VA Cl 1 Rectangle Resin Cast Current Transformer 80X40 Sreeganga; Check: 1; Check: 0; Link: INR; Int: 0
|  | 50/5A 5VA Cl 5P10 Tape Wound Current Transformer ID 30mm Sreeganga | Standard Buying | 2200 | Nos | 1 | 1 | 50/5A 5VA Cl 5P10 Tape Wound Current Transformer ID 30mm Sreeganga | Electrical Components | Text: 50/5A 5VA Cl 5P10 Tape Wound Current Transformer ID 30mm Sreeganga; Check: 1; Check: 0; Link: INR; Int: 0
|  | 65/5A 5VA Cl 5P10 Tape Wound Current Transformer ID 30mm Sreeganga | Standard Buying | 2150 | Nos | 1 | 1 | 65/5A 5VA Cl 5P10 Tape Wound Current Transformer ID 30mm Sreeganga | Electrical Components | Text: 65/5A 5VA Cl 5P10 Tape Wound Current Transformer ID 30mm Sreeganga; Check: 1; Check: 0; Link: INR; Int: 0
|  | 100/5A 5VA Cl 5P10 Tape Wound Current Transformer ID 30mm Sreeganga | Standard Buying | 2100 | Nos | 1 | 1 | 100/5A 5VA Cl 5P10 Tape Wound Current Transformer ID 30mm Sreeganga | Electrical Components | Text: 100/5A 5VA Cl 5P10 Tape Wound Current Transformer ID 30mm Sreeganga; Check: 1; Check: 0; Link: INR; Int: 0
|  | 125/5A 5VA Cl 5P10 Tape Wound Current Transformer ID 30mm Sreeganga | Standard Buying | 2000 | Nos | 1 | 1 | 125/5A 5VA Cl 5P10 Tape Wound Current Transformer ID 30mm Sreeganga | Electrical Components | Text: 125/5A 5VA Cl 5P10 Tape Wound Current Transformer ID 30mm Sreeganga; Check: 1; Check: 0; Link: INR; Int: 0
|  | 150/5A 5VA Cl 5P10 Tape Wound Current Transformer ID 30mm Sreeganga | Standard Buying | 1950 | Nos | 1 | 1 | 150/5A 5VA Cl 5P10 Tape Wound Current Transformer ID 30mm Sreeganga | Electrical Components | Text: 150/5A 5VA Cl 5P10 Tape Wound Current Transformer ID 30mm Sreeganga; Check: 1; Check: 0; Link: INR; Int: 0
|  | 160/5A 5VA Cl 5P10 Tape Wound Current Transformer ID 30mm Sreeganga | Standard Buying | 1900 | Nos | 1 | 1 | 160/5A 5VA Cl 5P10 Tape Wound Current Transformer ID 30mm Sreeganga | Electrical Components | Text: 160/5A 5VA Cl 5P10 Tape Wound Current Transformer ID 30mm Sreeganga; Check: 1; Check: 0; Link: INR; Int: 0
|  | 200/5A 5VA Cl 5P10 Tape Wound Current Transformer ID 40mm Sreeganga | Standard Buying | 1850 | Nos | 1 | 1 | 200/5A 5VA Cl 5P10 Tape Wound Current Transformer ID 40mm Sreeganga | Electrical Components | Text: 200/5A 5VA Cl 5P10 Tape Wound Current Transformer ID 40mm Sreeganga; Check: 1; Check: 0; Link: INR; Int: 0
|  | 250/5A 5VA Cl 5P10 Tape Wound Current Transformer ID 40mm Sreeganga | Standard Buying | 2050 | Nos | 1 | 1 | 250/5A 5VA Cl 5P10 Tape Wound Current Transformer ID 40mm Sreeganga | Electrical Components | Text: 250/5A 5VA Cl 5P10 Tape Wound Current Transformer ID 40mm Sreeganga; Check: 1; Check: 0; Link: INR; Int: 0
|  | 300/5A 5VA Cl 5P10 Tape Wound Current Transformer ID 50mm Sreeganga | Standard Buying | 2175 | Nos | 1 | 1 | 300/5A 5VA Cl 5P10 Tape Wound Current Transformer ID 50mm Sreeganga | Electrical Components | Text: 300/5A 5VA Cl 5P10 Tape Wound Current Transformer ID 50mm Sreeganga; Check: 1; Check: 0; Link: INR; Int: 0
|  | 350/5A 5VA Cl 5P10 Tape Wound Current Transformer ID 50mm Sreeganga | Standard Buying | 2300 | Nos | 1 | 1 | 350/5A 5VA Cl 5P10 Tape Wound Current Transformer ID 50mm Sreeganga | Electrical Components | Text: 350/5A 5VA Cl 5P10 Tape Wound Current Transformer ID 50mm Sreeganga; Check: 1; Check: 0; Link: INR; Int: 0
|  | 400/5A 5VA Cl 5P10 Tape Wound Current Transformer ID 60mm Sreeganga | Standard Buying | 2400 | Nos | 1 | 1 | 400/5A 5VA Cl 5P10 Tape Wound Current Transformer ID 60mm Sreeganga | Electrical Components | Text: 400/5A 5VA Cl 5P10 Tape Wound Current Transformer ID 60mm Sreeganga; Check: 1; Check: 0; Link: INR; Int: 0
|  | 500/5A 5VA Cl 5P10 Tape Wound Current Transformer ID 70mm Sreeganga | Standard Buying | 2500 | Nos | 1 | 1 | 500/5A 5VA Cl 5P10 Tape Wound Current Transformer ID 70mm Sreeganga | Electrical Components | Text: 500/5A 5VA Cl 5P10 Tape Wound Current Transformer ID 70mm Sreeganga; Check: 1; Check: 0; Link: INR; Int: 0
|  | Thermostat 0-60 Degree Celcuis with NO | Standard Buying | 360 | Nos | 1 | 1 | Thermostat 0-60 Degree Celcuis with NO | Electrical Components | Text: Thermostat 0-60 Degree Celcuis with NO; Check: 1; Check: 0; Link: INR; Int: 0
|  | Cooling fan 4 Inch Axial fan with Airvent | Standard Buying | 340 | Nos | 1 | 1 | Cooling fan 4 Inch Axial fan with Airvent | Electrical Components | Text: Cooling fan 4 Inch Axial fan with Airvent; Check: 1; Check: 0; Link: INR; Int: 0
|  | 16A DP DC MCB L&T | Standard Buying | 570 | Nos | 1 | 1 | 16A DP DC MCB L&T | Electrical Components | Text: 16A DP DC MCB L&T; Check: 1; Check: 0; Link: INR; Int: 0
|  | Relay Interface Module 230V, AC 2 Common 4 Channel Elmex | Standard Buying | 270 | Nos | 1 | 1 | Relay Interface Module 230V, AC 2 Common 4 Channel Elmex | Electrical Components | Text: Relay Interface Module 230V, AC 2 Common 4 Channel Elmex; Check: 1; Check: 0; Link: INR; Int: 0
|  | Relay Interface Module 24V, DC 2 Common 4 Channel Elmex | Standard Buying | 1000 | Nos | 1 | 1 | Relay Interface Module 24V, DC 2 Common 4 Channel Elmex | Electrical Components | Text: Relay Interface Module 24V, DC 2 Common 4 Channel Elmex; Check: 1; Check: 0; Link: INR; Int: 0
|  | Relay Interface Module12V, DC 2 Common 4 Channel Elmex | Standard Buying | 1300 | Nos | 1 | 1 | Relay Interface Module12V, DC 2 Common 4 Channel Elmex | Electrical Components | Text: Relay Interface Module12V, DC 2 Common 4 Channel Elmex; Check: 1; Check: 0; Link: INR; Int: 0
|  | Relay Interface Module 24V, DC 2 Common 8 Channel Elmex | Standard Buying | 1350 | Nos | 1 | 1 | Relay Interface Module 24V, DC 2 Common 8 Channel Elmex | Electrical Components | Text: Relay Interface Module 24V, DC 2 Common 8 Channel Elmex; Check: 1; Check: 0; Link: INR; Int: 0
|  | Four Pole two way Centre Off Rotary switch 16A Salzer | Standard Buying | 450 | Nos | 1 | 1 | Four Pole two way Centre Off Rotary switch 16A Salzer | Electrical Components | Text: Four Pole two way Centre Off Rotary switch 16A Salzer; Check: 1; Check: 0; Link: INR; Int: 0
|  | 230V AC Hooter 96 x 96mm Minilac | Standard Buying | 700 | Nos | 1 | 1 | 230V AC Hooter 96 x 96mm Minilac | Electrical Components | Text: 230V AC Hooter 96 x 96mm Minilac; Check: 1; Check: 0; Link: INR; Int: 0
|  | Annunciation Window 7 stage + Reset Button,24V DC Minilac | Standard Buying | 5400 | Nos | 1 | 1 | Annunciation Window 7 stage + Reset Button,24V DC Minilac | Electrical Components | Text: Annunciation Window 7 stage + Reset Button,24V DC Minilac; Check: 1; Check: 0; Link: INR; Int: 0
|  | Sym Head 3P NSR Selector Actuator With 2 Nos of Modular Contact Block Green NO Esbee | Standard Buying | 200 | Nos | 1 | 1 | Sym Head 3P NSR Selector Actuator With 2 Nos of Modular Contact Block Green NO Esbee | Electrical Components | Text: Sym Head 3P NSR Selector Actuator With 2 Nos of Modular Contact Block Green NO Esbee; Check: 1; Check: 0; Link: INR; Int: 0
|  | Sym Head 2P NSR Selector Actuator With 2 Nos of Modular Contact Block Green NO Esbee | Standard Buying | 450 | Nos | 1 | 1 | Sym Head 2P NSR Selector Actuator With 2 Nos of Modular Contact Block Green NO Esbee | Electrical Components | Text: Sym Head 2P NSR Selector Actuator With 2 Nos of Modular Contact Block Green NO Esbee; Check: 1; Check: 0; Link: INR; Int: 0
|  | 10A DP MCB 230V,AC L&T | Standard Buying | 440 | Nos | 1 | 1 | 10A DP MCB 230V,AC L&T | Electrical Components | Text: 10A DP MCB 230V,AC L&T; Check: 1; Check: 0; Link: INR; Int: 0
|  | 20A DC DP MCB L&T | Standard Buying | 570 | Nos | 1 | 1 | 20A DC DP MCB L&T | Electrical Components | Text: 20A DC DP MCB L&T; Check: 1; Check: 0; Link: INR; Int: 0
|  | LED Indication Lamp 230V AC Green fitted on ON Push button Esbee | Standard Buying | 191.8 | Nos | 1 | 1 | LED Indication Lamp 230V AC Green fitted on ON Push button Esbee | Electrical Components | Text: LED Indication Lamp 230V AC Green fitted on ON Push button Esbee; Check: 1; Check: 0; Link: INR; Int: 0
|  | LED Indication Lamp 12V DC Red fitted on OFF Push button Esbee | Standard Buying | 191.8 | Nos | 1 | 1 | LED Indication Lamp 12V DC Red fitted on OFF Push button Esbee | Electrical Components | Text: LED Indication Lamp 12V DC Red fitted on OFF Push button Esbee; Check: 1; Check: 0; Link: INR; Int: 0
|  | LED Indication Lamp 24V,DC Green Esbee | Standard Buying | 85.4 | Nos | 1 | 1 | LED Indication Lamp 24V,DC Green Esbee | Electrical Components | Text: LED Indication Lamp 24V,DC Green Esbee; Check: 1; Check: 0; Link: INR; Int: 0
|  | LED Indication Lamp 24V,DC Red Esbee | Standard Buying | 85.4 | Nos | 1 | 1 | LED Indication Lamp 24V,DC Red Esbee | Electrical Components | Text: LED Indication Lamp 24V,DC Red Esbee; Check: 1; Check: 0; Link: INR; Int: 0
|  | Mashroom Head Type Stop Push Button with Turn Lock Red with I NO Esbee | Standard Buying | 145 | Nos | 1 | 1 | Mashroom Head Type Stop Push Button with Turn Lock Red with I NO Esbee | Electrical Components | Text: Mashroom Head Type Stop Push Button with Turn Lock Red with I NO Esbee; Check: 1; Check: 0; Link: INR; Int: 0
|  | Push Button with 1 NC Element, Black Esbee | Standard Buying | 102 | Nos | 1 | 1 | Push Button with 1 NC Element, Black Esbee | Electrical Components | Text: Push Button with 1 NC Element, Black Esbee; Check: 1; Check: 0; Link: INR; Int: 0
|  | Illuminated ON Push Button with 1 No Element Esbee | Standard Buying | 191.8 | Nos | 1 | 1 | Illuminated ON Push Button with 1 No Element Esbee | Electrical Components | Text: Illuminated ON Push Button with 1 No Element Esbee; Check: 1; Check: 0; Link: INR; Int: 0
|  | Illuminated OFF Push Button with 1 NO & 1 NC Element Esbee | Standard Buying | 235.2 | Nos | 1 | 1 | Illuminated OFF Push Button with 1 NO & 1 NC Element Esbee | Electrical Components | Text: Illuminated OFF Push Button with 1 NO & 1 NC Element Esbee; Check: 1; Check: 0; Link: INR; Int: 0
|  | SMPS NHP | Standard Buying | 1400 | Nos | 1 | 1 | SMPS NHP | Electrical Components | Text: SMPS NHP; Check: 1; Check: 0; Link: INR; Int: 0
|  | 40A/40A TPN/TPN ACCL Havells DHACOTT4040 | Standard Buying | 9799 | Nos | 1 | 1 | 40A/40A TPN/TPN ACCL Havells DHACOTT4040 | Electrical Components | Text: 40A/40A TPN/TPN ACCL Havells DHACOTT4040; Check: 1; Check: 0; Link: INR; Int: 0
|  | 30A/1.5A TPN/SPN ACCL Havells DHDOSN301X | Standard Buying | 1297 | Nos | 1 | 1 | 30A/1.5A TPN/SPN ACCL Havells DHDOSN301X | Electrical Components | Text: 30A/1.5A TPN/SPN ACCL Havells DHDOSN301X; Check: 1; Check: 0; Link: INR; Int: 0
|  | Illuminated flush head push button 230V AC Green Esbee | Standard Buying | 160 | Nos | 1 | 1 | Illuminated flush head push button 230V AC Green Esbee | Electrical Components | Text: Illuminated flush head push button 230V AC Green Esbee; Check: 1; Check: 0; Link: INR; Int: 0
|  | Illuminated flush head push button 24V DC Red Esbee | Standard Buying | 160 | Nos | 1 | 1 | Illuminated flush head push button 24V DC Red Esbee | Electrical Components | Text: Illuminated flush head push button 24V DC Red Esbee; Check: 1; Check: 0; Link: INR; Int: 0
|  | LED Indication Lamp 12V,DC Green Esbee | Standard Buying | 85.4 | Nos | 1 | 1 | LED Indication Lamp 12V,DC Green Esbee | Electrical Components | Text: LED Indication Lamp 12V,DC Green Esbee; Check: 1; Check: 0; Link: INR; Int: 0