## Data Import Template
Data Import Template
Table: | Item
Notes:
Please do not change the template headings.
First data column must be blank.
If you are uploading new records, leave the "name" (ID) column blank.
If you are uploading new records, "Naming Series" becomes mandatory, if present.
Only mandatory fields are necessary for new records. You can delete non-mandatory columns if you wish.
For updating, you can update only selective columns.
You can only upload upto 5000 records in one go. (may be less in some cases)
DocType: | Item | [74 empty] | ~ | Item Barcode | barcodes |  | ~ | Item Reorder | reorder_levels |  |  |  |  | ~ | UOM Conversion Detail | uoms |  | ~ | Item Variant Attribute | attributes | [5 empty] | ~ | Item Default | item_defaults | [7 empty] | ~ | Item Supplier | supplier_items |  | ~ | Item Customer Detail | customer_items |  |  | ~ | Item Tax | taxes |  | ~ | Website Item Group | website_item_groups | ~ | Item Website Specification | website_specifications
Column Labels: | ID | Item Code | Item Group | Default Unit of Measure | Variant Of | Item Name | HSN/SAC | Is Item from Hub | Disabled | Allow Alternative Item | Maintain Stock | Include Item In Manufacturing | Opening Stock | Valuation Rate | Standard Selling Rate | Is Fixed Asset | Asset Category | Asset Naming Series | Allow over delivery or receipt upto this percent | Brand | Description | Shelf Life In Days | End of Life | Default Material Request Type | Warranty Period (in days) | Weight Per Unit | Weight UOM | Has Batch No | Automatically Create New Batch | Batch Number Series | Has Expiry Date | Retain Sample | Max Sample Quantity | Has Serial No | Serial Number Series | Has Variants | Variant Based On | Is Purchase Item | Default Purchase Unit of Measure | Minimum Order Qty | Safety Stock | Lead Time in days | Last Purchase Rate | Delivered by Supplier (Drop Ship) | Manufacturer | Manufacturer Part Number | Country of Origin | Customs Tariff Number | Default Sales Unit of Measure | Is Sales Item | Max Discount (%) | Deferred Revenue Account | Enable Deferred Revenue | No of Months | Deferred Expense Account | Enable Deferred Expense | No of Months | Inspection Required before Purchase | Inspection Required before Delivery | Quality Inspection Template | Default BOM | Supply Raw Materials for Purchase | Show in Website | Show in Website (Variant) | Route | Weightage | Slideshow | Image | Thumbnail | Website Warehouse | Website Description | Publish in Hub | Hub Category to Publish | Hub Warehouse | Synced With Hub |  | ID | Barcode | Barcode Type |  | ID | Request for | Re-order Level | Material Request Type | Check in (group) | Re-order Qty |  | ID | UOM | Conversion Factor |  | ID | Attribute | Attribute Value | Numeric Values | From Range | Increment | To Range |  | ID | Company | Default Warehouse | Default Price List | Default Buying Cost Center | Default Supplier | Default Expense Account | Default Selling Cost Center | Default Income Account |  | ID | Supplier | Supplier Part Number |  | ID | Ref Code | Customer Name | Customer Group |  | ID | Tax | Tax Rate |  | ID | Item Group |  | ID | Label | Description
Column Name: | name | item_code | item_group | stock_uom | variant_of | item_name | gst_hsn_code | is_item_from_hub | disabled | allow_alternative_item | is_stock_item | include_item_in_manufacturing | opening_stock | valuation_rate | standard_rate | is_fixed_asset | asset_category | asset_naming_series | tolerance | brand | description | shelf_life_in_days | end_of_life | default_material_request_type | warranty_period | weight_per_unit | weight_uom | has_batch_no | create_new_batch | batch_number_series | has_expiry_date | retain_sample | sample_quantity | has_serial_no | serial_no_series | has_variants | variant_based_on | is_purchase_item | purchase_uom | min_order_qty | safety_stock | lead_time_days | last_purchase_rate | delivered_by_supplier | manufacturer | manufacturer_part_no | country_of_origin | customs_tariff_number | sales_uom | is_sales_item | max_discount | deferred_revenue_account | enable_deferred_revenue | no_of_months | deferred_expense_account | enable_deferred_expense | no_of_months_exp | inspection_required_before_purchase | inspection_required_before_delivery | quality_inspection_template | default_bom | is_sub_contracted_item | show_in_website | show_variant_in_website | route | weightage | slideshow | website_image | thumbnail | website_warehouse | web_long_description | publish_in_hub | hub_category_to_publish | hub_warehouse | synced_with_hub | ~ | name | barcode | barcode_type | ~ | name | warehouse | warehouse_reorder_level | material_request_type | warehouse_group | warehouse_reorder_qty | ~ | name | uom | conversion_factor | ~ | name | attribute | attribute_value | numeric_values | from_range | increment | to_range | ~ | name | company | default_warehouse | default_price_list | buying_cost_center | default_supplier | expense_account | selling_cost_center | income_account | ~ | name | supplier | supplier_part_no | ~ | name | ref_code | customer_name | customer_group | ~ | name | tax_type | tax_rate | ~ | name | item_group | ~ | name | label | description
Mandatory: | Yes | Yes | Yes | Yes | No | No | No | No | No | No | No | No | No | No | No | No | No | No | No | No | No | No | No | No | No | No | No | No | No | No | No | No | No | No | No | No | No | No | No | No | No | No | No | No | No | No | No | No | No | No | No | No | No | No | No | No | No | No | No | No | No | No | No | No | No | No | No | No | No | No | No | No | No | No | No |  | Yes | No | No |  | Yes | Yes | Yes | Yes | No | No |  | Yes | No | No |  | Yes | Yes | No | No | No | No | No |  | Yes | Yes | No | No | No | No | No | No | No |  | Yes | No | No |  | Yes | Yes | No | No |  | Yes | Yes | No |  | Yes | Yes |  | Yes | No | No
Type: | Data | Data | Link | Link | Link | Data | Link | Check | Check | Check | Check | Check | Float | Currency | Currency | Check | Link | Select | Float | Link | Text Editor | Int | Date | Select | Data | Float | Link | Check | Check | Data | Check | Check | Int | Check | Data | Check | Select | Check | Link | Float | Float | Int | Float | Check | Link | Data | Link | Link | Link | Check | Float | Link | Check | Int | Link | Check | Int | Check | Check | Link | Link | Check | Check | Check | Small Text | Int | Link | Attach | Data | Link | Text Editor | Check | Data | Link | Check |  | Data | Data | Select |  | Data | Link | Float | Select | Link | Float |  | Data | Link | Float |  | Data | Link | Data | Check | Float | Float | Float |  | Data | Link | Link | Link | Link | Link | Link | Link | Link |  | Data | Link | Data |  | Data | Data | Link | Link |  | Data | Link | Float |  | Data | Link |  | Data | Data | Text Editor
Info: |  |  | Valid Item Group | Valid UOM | Valid Item |  | Valid GST HSN Code | 0 or 1 | 0 or 1 | 0 or 1 | 0 or 1 | 0 or 1 |  |  |  | 0 or 1 | Valid Asset Category |  |  | Valid Brand |  | Integer | dd-mm-yyyy | One of: Purchase, Material Transfer, Material Issue, Manufacture |  |  | Valid UOM | 0 or 1 | 0 or 1 |  | 0 or 1 | 0 or 1 | Integer | 0 or 1 |  | 0 or 1 | One of: Item Attribute, Manufacturer | 0 or 1 | Valid UOM |  |  | Integer |  | 0 or 1 | Valid Manufacturer |  | Valid Country | Valid Customs Tariff Number | Valid UOM | 0 or 1 |  | Valid Account | 0 or 1 | Integer | Valid Account | 0 or 1 | Integer | 0 or 1 | 0 or 1 | Valid Quality Inspection Template | Valid BOM | 0 or 1 | 0 or 1 | 0 or 1 |  | Integer | Valid Website Slideshow |  |  | Valid Warehouse |  | 0 or 1 |  | Valid Warehouse | 0 or 1 |  |  |  | One of: EAN, UPC-A |  |  | Valid Warehouse |  | One of: Purchase, Transfer, Material Issue, Manufacture | Valid Warehouse |  |  |  | Valid UOM |  |  |  | Valid Item Attribute |  | 0 or 1 | [5 empty] | Valid Company | Valid Warehouse | Valid Price List | Valid Cost Center | Valid Supplier | Valid Account | Valid Cost Center | Valid Account |  |  | Valid Supplier |  |  |  |  | Valid Customer | Valid Customer Group |  |  | Valid Account |  |  |  | Valid Item Group
Start entering data below this line
| MNX9 Type 9A AC3 25A AC1 1 NO Triple Pole Power Contactor L&T CS94106 | MNX9 Type 9A AC3 25A AC1 1 NO Triple Pole Power Contactor L&T CS94106 | LTCON | Nos |  | MNX9 Type 9A AC3 25A AC1 1 NO Triple Pole Power Contactor L&T CS94106 |  | 0 | 0 | 1 | 1 | 1 | 0.0 | 0.0 | 0.0 | 0 |  |  | 0.0 | Electrical Components | MNX9 Type 9A AC3 25A AC1 1 NO Triple Pole Power Contactor L&T CS94106 | 0 | 31-12-2099 | Material Transfer |  | 0.0 |  | 0 | 0 |  | 0 | 0 | 0 | 0 |  | 0 | Item Attribute | 1 | Nos | 0.0 | 0.0 | 0 | 0.0 | 0 | L&T | CS94106 | India |  |  | 0 | 0.0 |  | 0 | 0 |  | 0 | 0 | 0 | 0 |  |  | 0 | 0 | 0 |  | 0 | [5 empty] | 0 |  |  | 0 | [13 empty] | Nos | 1.0 | [10 empty] | Ringlus Electro Controls & Automation PVT LTD | [18 empty] | CGST - RNG | 9.0
[120 empty] | SGST - RNG | 9.0
| MNX9 Type 9A AC3 25A AC1 1 NC Triple Pole Power Contactor L&T CS94107 | MNX9 Type 9A AC3 25A AC1 1 NC Triple Pole Power Contactor L&T CS94107 | LTCON | Nos |  | MNX9 Type 9A AC3 25A AC1 1 NC Triple Pole Power Contactor L&T CS94107 |  | 0 | 0 | 1 | 1 | 1 | 0.0 | 0.0 | 0.0 | 0 |  |  | 0.0 | Electrical Components | MNX9 Type 9A AC3 25A AC1 1 NC Triple Pole Power Contactor L&T CS94107 | 0 | 31-12-2099 | Material Transfer |  | 0.0 |  | 0 | 0 |  | 0 | 0 | 0 | 0 |  | 0 | Item Attribute | 1 | Nos | 0.0 | 0.0 | 0 | 0.0 | 0 | L&T | CS94107 | India |  |  | 0 | 0.0 |  | 0 | 0 |  | 0 | 0 | 0 | 0 |  |  | 0 | 0 | 0 |  | 0 | [5 empty] | 0 |  |  | 0 | [13 empty] | Nos | 1.0 | [10 empty] | Ringlus Electro Controls & Automation PVT LTD | [18 empty] | CGST - RNG | 9.0
[120 empty] | SGST - RNG | 9.0
| MNX12 Type 12A AC3 30A AC1 1 NO Triple Pole Power Contactor L&T CS94108 | MNX12 Type 12A AC3 30A AC1 1 NO Triple Pole Power Contactor L&T CS94108 | LTCON | Nos |  | MNX12 Type 12A AC3 30A AC1 1 NO Triple Pole Power Contactor L&T CS94108 |  | 0 | 0 | 1 | 1 | 1 | 0.0 | 0.0 | 0.0 | 0 |  |  | 0.0 | Electrical Components | MNX12 Type 12A AC3 30A AC1 1 NO Triple Pole Power Contactor L&T CS94108 | 0 | 31-12-2099 | Material Transfer |  | 0.0 |  | 0 | 0 |  | 0 | 0 | 0 | 0 |  | 0 | Item Attribute | 1 | Nos | 0.0 | 0.0 | 0 | 0.0 | 0 | L&T | CS94108 | India |  |  | 0 | 0.0 |  | 0 | 0 |  | 0 | 0 | 0 | 0 |  |  | 0 | 0 | 0 |  | 0 | [5 empty] | 0 |  |  | 0 | [13 empty] | Nos | 1.0 | [10 empty] | Ringlus Electro Controls & Automation PVT LTD | [18 empty] | CGST - RNG | 9.0
[120 empty] | SGST - RNG | 9.0
| MNX12 Type 12A AC3 30A AC1 1 NC Triple Pole Power Contactor L&T CS94109 | MNX12 Type 12A AC3 30A AC1 1 NC Triple Pole Power Contactor L&T CS94109 | LTCON | Nos |  | MNX12 Type 12A AC3 30A AC1 1 NC Triple Pole Power Contactor L&T CS94109 |  | 0 | 0 | 1 | 1 | 1 | 0.0 | 0.0 | 0.0 | 0 |  |  | 0.0 | Electrical Components | MNX12 Type 12A AC3 30A AC1 1 NC Triple Pole Power Contactor L&T CS94109 | 0 | 31-12-2099 | Material Transfer |  | 0.0 |  | 0 | 0 |  | 0 | 0 | 0 | 0 |  | 0 | Item Attribute | 1 | Nos | 0.0 | 0.0 | 0 | 0.0 | 0 | L&T | CS94109 | India |  |  | 0 | 0.0 |  | 0 | 0 |  | 0 | 0 | 0 | 0 |  |  | 0 | 0 | 0 |  | 0 | [5 empty] | 0 |  |  | 0 | [13 empty] | Nos | 1.0 | [10 empty] | Ringlus Electro Controls & Automation PVT LTD | [18 empty] | CGST - RNG | 9.0
[120 empty] | SGST - RNG | 9.0
| MNX18 Type 18A AC3 30A AC1 1 NO Triple Pole Power Contactor L&T CS94100 | MNX18 Type 18A AC3 30A AC1 1 NO Triple Pole Power Contactor L&T CS94100 | LTCON | Nos |  | MNX18 Type 18A AC3 30A AC1 1 NO Triple Pole Power Contactor L&T CS94100 |  | 0 | 0 | 1 | 1 | 1 | 0.0 | 0.0 | 0.0 | 0 |  |  | 0.0 | Electrical Components | MNX18 Type 18A AC3 30A AC1 1 NO Triple Pole Power Contactor L&T CS94100 | 0 | 31-12-2099 | Material Transfer |  | 0.0 |  | 0 | 0 |  | 0 | 0 | 0 | 0 |  | 0 | Item Attribute | 1 | Nos | 0.0 | 0.0 | 0 | 0.0 | 0 | L&T | CS94100 | India |  |  | 0 | 0.0 |  | 0 | 0 |  | 0 | 0 | 0 | 0 |  |  | 0 | 0 | 0 |  | 0 | [5 empty] | 0 |  |  | 0 | [13 empty] | Nos | 1.0 | [10 empty] | Ringlus Electro Controls & Automation PVT LTD | [18 empty] | CGST - RNG | 9.0
[120 empty] | SGST - RNG | 9.0
| MNX18 Type 18A AC3 30A AC1 1 NC Triple Pole Power Contactor L&T CS94101 | MNX18 Type 18A AC3 30A AC1 1 NC Triple Pole Power Contactor L&T CS94101 | LTCON | Nos |  | MNX18 Type 18A AC3 30A AC1 1 NC Triple Pole Power Contactor L&T CS94101 |  | 0 | 0 | 1 | 1 | 1 | 0.0 | 0.0 | 0.0 | 0 |  |  | 0.0 | Electrical Components | MNX18 Type 18A AC3 30A AC1 1 NC Triple Pole Power Contactor L&T CS94101 | 0 | 31-12-2099 | Material Transfer |  | 0.0 |  | 0 | 0 |  | 0 | 0 | 0 | 0 |  | 0 | Item Attribute | 1 | Nos | 0.0 | 0.0 | 0 | 0.0 | 0 | L&T | CS94101 | India |  |  | 0 | 0.0 |  | 0 | 0 |  | 0 | 0 | 0 | 0 |  |  | 0 | 0 | 0 |  | 0 | [5 empty] | 0 |  |  | 0 | [13 empty] | Nos | 1.0 | [10 empty] | Ringlus Electro Controls & Automation PVT LTD | [18 empty] | CGST - RNG | 9.0
[120 empty] | SGST - RNG | 9.0
| MNX22 Type 22A AC3 32A AC1 1 NO Triple Pole Power Contactor L&T CS94980 | MNX22 Type 22A AC3 32A AC1 1 NO Triple Pole Power Contactor L&T CS94980 | LTCON | Nos |  | MNX22 Type 22A AC3 32A AC1 1 NO Triple Pole Power Contactor L&T CS94980 |  | 0 | 0 | 1 | 1 | 1 | 0.0 | 0.0 | 0.0 | 0 |  |  | 0.0 | Electrical Components | MNX22 Type 22A AC3 32A AC1 1 NO Triple Pole Power Contactor L&T CS94980 | 0 | 31-12-2099 | Material Transfer |  | 0.0 |  | 0 | 0 |  | 0 | 0 | 0 | 0 |  | 0 | Item Attribute | 1 | Nos | 0.0 | 0.0 | 0 | 0.0 | 0 | L&T | CS94980 | India |  |  | 0 | 0.0 |  | 0 | 0 |  | 0 | 0 | 0 | 0 |  |  | 0 | 0 | 0 |  | 0 | [5 empty] | 0 |  |  | 0 | [13 empty] | Nos | 1.0 | [10 empty] | Ringlus Electro Controls & Automation PVT LTD | [18 empty] | CGST - RNG | 9.0
[120 empty] | SGST - RNG | 9.0
| MNX22 Type 22A AC3 32A AC1 1 NC Triple Pole Power Contactor L&T CS94981 | MNX22 Type 22A AC3 32A AC1 1 NC Triple Pole Power Contactor L&T CS94981 | LTCON | Nos |  | MNX22 Type 22A AC3 32A AC1 1 NC Triple Pole Power Contactor L&T CS94981 |  | 0 | 0 | 1 | 1 | 1 | 0.0 | 0.0 | 0.0 | 0 |  |  | 0.0 | Electrical Components | MNX22 Type 22A AC3 32A AC1 1 NC Triple Pole Power Contactor L&T CS94981 | 0 | 31-12-2099 | Material Transfer |  | 0.0 |  | 0 | 0 |  | 0 | 0 | 0 | 0 |  | 0 | Item Attribute | 1 | Nos | 0.0 | 0.0 | 0 | 0.0 | 0 | L&T | CS94981 | India |  |  | 0 | 0.0 |  | 0 | 0 |  | 0 | 0 | 0 | 0 |  |  | 0 | 0 | 0 |  | 0 | [5 empty] | 0 |  |  | 0 | [13 empty] | Nos | 1.0 | [10 empty] | Ringlus Electro Controls & Automation PVT LTD | [18 empty] | CGST - RNG | 9.0
[120 empty] | SGST - RNG | 9.0
| MNX25 Type 25A AC3 45A AC1 Triple Pole Power Contactor L&T CS94110 | MNX25 Type 25A AC3 45A AC1 Triple Pole Power Contactor L&T CS94110 | LTCON | Nos |  | MNX25 Type 25A AC3 45A AC1 Triple Pole Power Contactor L&T CS94110 |  | 0 | 0 | 1 | 1 | 1 | 0.0 | 0.0 | 0.0 | 0 |  |  | 0.0 | Electrical Components | MNX25 Type 25A AC3 45A AC1 Triple Pole Power Contactor L&T CS94110 | 0 | 31-12-2099 | Material Transfer |  | 0.0 |  | 0 | 0 |  | 0 | 0 | 0 | 0 |  | 0 | Item Attribute | 1 | Nos | 0.0 | 0.0 | 0 | 0.0 | 0 | L&T | CS94110 | India |  |  | 0 | 0.0 |  | 0 | 0 |  | 0 | 0 | 0 | 0 |  |  | 0 | 0 | 0 |  | 0 | [5 empty] | 0 |  |  | 0 | [13 empty] | Nos | 1.0 | [10 empty] | Ringlus Electro Controls & Automation PVT LTD | [18 empty] | CGST - RNG | 9.0
[120 empty] | SGST - RNG | 9.0
| MNX32 Type 32A AC3 55A AC1 Triple Pole Power Contactor L&T CS94111 | MNX32 Type 32A AC3 55A AC1 Triple Pole Power Contactor L&T CS94111 | LTCON | Nos |  | MNX32 Type 32A AC3 55A AC1 Triple Pole Power Contactor L&T CS94111 |  | 0 | 0 | 1 | 1 | 1 | 0.0 | 0.0 | 0.0 | 0 |  |  | 0.0 | Electrical Components | MNX32 Type 32A AC3 55A AC1 Triple Pole Power Contactor L&T CS94111 | 0 | 31-12-2099 | Material Transfer |  | 0.0 |  | 0 | 0 |  | 0 | 0 | 0 | 0 |  | 0 | Item Attribute | 1 | Nos | 0.0 | 0.0 | 0 | 0.0 | 0 | L&T | CS94111 | India |  |  | 0 | 0.0 |  | 0 | 0 |  | 0 | 0 | 0 | 0 |  |  | 0 | 0 | 0 |  | 0 | [5 empty] | 0 |  |  | 0 | [13 empty] | Nos | 1.0 | [10 empty] | Ringlus Electro Controls & Automation PVT LTD | [18 empty] | CGST - RNG | 9.0
[120 empty] | SGST - RNG | 9.0
| MNX40 Type 40A AC3 55A AC1 Triple Pole Power Contactor L&T CS94190 | MNX40 Type 40A AC3 55A AC1 Triple Pole Power Contactor L&T CS94190 | LTCON | Nos |  | MNX40 Type 40A AC3 55A AC1 Triple Pole Power Contactor L&T CS94190 |  | 0 | 0 | 1 | 1 | 1 | 0.0 | 0.0 | 0.0 | 0 |  |  | 0.0 | Electrical Components | MNX40 Type 40A AC3 55A AC1 Triple Pole Power Contactor L&T CS94190 | 0 | 31-12-2099 | Material Transfer |  | 0.0 |  | 0 | 0 |  | 0 | 0 | 0 | 0 |  | 0 | Item Attribute | 1 | Nos | 0.0 | 0.0 | 0 | 0.0 | 0 | L&T | CS94190 | India |  |  | 0 | 0.0 |  | 0 | 0 |  | 0 | 0 | 0 | 0 |  |  | 0 | 0 | 0 |  | 0 | [5 empty] | 0 |  |  | 0 | [13 empty] | Nos | 1.0 | [10 empty] | Ringlus Electro Controls & Automation PVT LTD | [18 empty] | CGST - RNG | 9.0
[120 empty] | SGST - RNG | 9.0
| MNX50 Type 50A AC3 85A AC1 Triple Pole Power Contactor L&T CS97075 | MNX50 Type 50A AC3 85A AC1 Triple Pole Power Contactor L&T CS97075 | LTCON | Nos |  | MNX50 Type 50A AC3 85A AC1 Triple Pole Power Contactor L&T CS97075 |  | 0 | 0 | 1 | 1 | 1 | 0.0 | 0.0 | 0.0 | 0 |  |  | 0.0 | Electrical Components | MNX50 Type 50A AC3 85A AC1 Triple Pole Power Contactor L&T CS97075 | 0 | 31-12-2099 | Material Transfer |  | 0.0 |  | 0 | 0 |  | 0 | 0 | 0 | 0 |  | 0 | Item Attribute | 1 | Nos | 0.0 | 0.0 | 0 | 0.0 | 0 | L&T | CS97075 | India |  |  | 0 | 0.0 |  | 0 | 0 |  | 0 | 0 | 0 | 0 |  |  | 0 | 0 | 0 |  | 0 | [5 empty] | 0 |  |  | 0 | [13 empty] | Nos | 1.0 | [10 empty] | Ringlus Electro Controls & Automation PVT LTD | [18 empty] | CGST - RNG | 9.0
[120 empty] | SGST - RNG | 9.0
| MNX70 Type 70A AC3 100A AC1 Triple Pole Power Contactor L&T CS97076 | MNX70 Type 70A AC3 100A AC1 Triple Pole Power Contactor L&T CS97076 | LTCON | Nos |  | MNX70 Type 70A AC3 100A AC1 Triple Pole Power Contactor L&T CS97076 |  | 0 | 0 | 1 | 1 | 1 | 0.0 | 0.0 | 0.0 | 0 |  |  | 0.0 | Electrical Components | MNX70 Type 70A AC3 100A AC1 Triple Pole Power Contactor L&T CS97076 | 0 | 31-12-2099 | Material Transfer |  | 0.0 |  | 0 | 0 |  | 0 | 0 | 0 | 0 |  | 0 | Item Attribute | 1 | Nos | 0.0 | 0.0 | 0 | 0.0 | 0 | L&T | CS97076 | India |  |  | 0 | 0.0 |  | 0 | 0 |  | 0 | 0 | 0 | 0 |  |  | 0 | 0 | 0 |  | 0 | [5 empty] | 0 |  |  | 0 | [13 empty] | Nos | 1.0 | [10 empty] | Ringlus Electro Controls & Automation PVT LTD | [18 empty] | CGST - RNG | 9.0
[120 empty] | SGST - RNG | 9.0
| MNX80 Type 80A AC3 100A AC1 Triple Pole Power Contactor L&T CS97077 | MNX80 Type 80A AC3 100A AC1 Triple Pole Power Contactor L&T CS97077 | LTCON | Nos |  | MNX80 Type 80A AC3 100A AC1 Triple Pole Power Contactor L&T CS97077 |  | 0 | 0 | 1 | 1 | 1 | 0.0 | 0.0 | 0.0 | 0 |  |  | 0.0 | Electrical Components | MNX80 Type 80A AC3 100A AC1 Triple Pole Power Contactor L&T CS97077 | 0 | 31-12-2099 | Material Transfer |  | 0.0 |  | 0 | 0 |  | 0 | 0 | 0 | 0 |  | 0 | Item Attribute | 1 | Nos | 0.0 | 0.0 | 0 | 0.0 | 0 | L&T | CS97077 | India |  |  | 0 | 0.0 |  | 0 | 0 |  | 0 | 0 | 0 | 0 |  |  | 0 | 0 | 0 |  | 0 | [5 empty] | 0 |  |  | 0 | [13 empty] | Nos | 1.0 | [10 empty] | Ringlus Electro Controls & Automation PVT LTD | [18 empty] | CGST - RNG | 9.0
[120 empty] | SGST - RNG | 9.0
| MNX95 Type 95A AC3 160A AC1 2NO+2NC Triple Pole Power Contactor L&T CS94136 | MNX95 Type 95A AC3 160A AC1 2NO+2NC Triple Pole Power Contactor L&T CS94136 | LTCON | Nos |  | MNX95 Type 95A AC3 160A AC1 2NO+2NC Triple Pole Power Contactor L&T CS94136 |  | 0 | 0 | 1 | 1 | 1 | 0.0 | 0.0 | 0.0 | 0 |  |  | 0.0 | Electrical Components | MNX95 Type 95A AC3 160A AC1 2NO+2NC Triple Pole Power Contactor L&T CS94136 | 0 | 31-12-2099 | Material Transfer |  | 0.0 |  | 0 | 0 |  | 0 | 0 | 0 | 0 |  | 0 | Item Attribute | 1 | Nos | 0.0 | 0.0 | 0 | 0.0 | 0 | L&T | CS94136 | India |  |  | 0 | 0.0 |  | 0 | 0 |  | 0 | 0 | 0 | 0 |  |  | 0 | 0 | 0 |  | 0 | [5 empty] | 0 |  |  | 0 | [13 empty] | Nos | 1.0 | [10 empty] | Ringlus Electro Controls & Automation PVT LTD | [18 empty] | CGST - RNG | 9.0
[120 empty] | SGST - RNG | 9.0
| MNX110 Type 110A AC3 160A AC1 2NO+2NC Triple Pole Power Contactor L&T CS94137 | MNX110 Type 110A AC3 160A AC1 2NO+2NC Triple Pole Power Contactor L&T CS94137 | LTCON | Nos |  | MNX110 Type 110A AC3 160A AC1 2NO+2NC Triple Pole Power Contactor L&T CS94137 |  | 0 | 0 | 1 | 1 | 1 | 0.0 | 0.0 | 0.0 | 0 |  |  | 0.0 | Electrical Components | MNX110 Type 110A AC3 160A AC1 2NO+2NC Triple Pole Power Contactor L&T CS94137 | 0 | 31-12-2099 | Material Transfer |  | 0.0 |  | 0 | 0 |  | 0 | 0 | 0 | 0 |  | 0 | Item Attribute | 1 | Nos | 0.0 | 0.0 | 0 | 0.0 | 0 | L&T | CS94137 | India |  |  | 0 | 0.0 |  | 0 | 0 |  | 0 | 0 | 0 | 0 |  |  | 0 | 0 | 0 |  | 0 | [5 empty] | 0 |  |  | 0 | [13 empty] | Nos | 1.0 | [10 empty] | Ringlus Electro Controls & Automation PVT LTD | [18 empty] | CGST - RNG | 9.0
[120 empty] | SGST - RNG | 9.0
| MNX140 Type 140A AC3 160A AC1 2NO+2NC Tiple Pole Power Contactor L&T CS94138 | MNX140 Type 140A AC3 160A AC1 2NO+2NC Tiple Pole Power Contactor L&T CS94138 | LTCON | Nos |  | MNX140 Type 140A AC3 160A AC1 2NO+2NC Tiple Pole Power Contactor L&T CS94138 |  | 0 | 0 | 1 | 1 | 1 | 0.0 | 0.0 | 0.0 | 0 |  |  | 0.0 | Electrical Components | MNX140 Type 140A AC3 160A AC1 2NO+2NC Tiple Pole Power Contactor L&T CS94138 | 0 | 31-12-2099 | Material Transfer |  | 0.0 |  | 0 | 0 |  | 0 | 0 | 0 | 0 |  | 0 | Item Attribute | 1 | Nos | 0.0 | 0.0 | 0 | 0.0 | 0 | L&T | CS94138 | India |  |  | 0 | 0.0 |  | 0 | 0 |  | 0 | 0 | 0 | 0 |  |  | 0 | 0 | 0 |  | 0 | [5 empty] | 0 |  |  | 0 | [13 empty] | Nos | 1.0 | [10 empty] | Ringlus Electro Controls & Automation PVT LTD | [18 empty] | CGST - RNG | 9.0
[120 empty] | SGST - RNG | 9.0
| MNX185 Type 185A AC3 250A AC1 2NO+2NC Triple Pole Power Contactor L&T CS94139 | MNX185 Type 185A AC3 250A AC1 2NO+2NC Triple Pole Power Contactor L&T CS94139 | LTCON | Nos |  | MNX185 Type 185A AC3 250A AC1 2NO+2NC Triple Pole Power Contactor L&T CS94139 |  | 0 | 0 | 1 | 1 | 1 | 0.0 | 0.0 | 0.0 | 0 |  |  | 0.0 | Electrical Components | MNX185 Type 185A AC3 250A AC1 2NO+2NC Triple Pole Power Contactor L&T CS94139 | 0 | 31-12-2099 | Material Transfer |  | 0.0 |  | 0 | 0 |  | 0 | 0 | 0 | 0 |  | 0 | Item Attribute | 1 | Nos | 0.0 | 0.0 | 0 | 0.0 | 0 | L&T | CS94139 | India |  |  | 0 | 0.0 |  | 0 | 0 |  | 0 | 0 | 0 | 0 |  |  | 0 | 0 | 0 |  | 0 | [5 empty] | 0 |  |  | 0 | [13 empty] | Nos | 1.0 | [10 empty] | Ringlus Electro Controls & Automation PVT LTD | [18 empty] | CGST - RNG | 9.0
[120 empty] | SGST - RNG | 9.0
| MNX225 Type 225A AC3 300A AC1 2NO+2NC Triple Pole Power Contactor L&T CS94140 | MNX225 Type 225A AC3 300A AC1 2NO+2NC Triple Pole Power Contactor L&T CS94140 | LTCON | Nos |  | MNX225 Type 225A AC3 300A AC1 2NO+2NC Triple Pole Power Contactor L&T CS94140 |  | 0 | 0 | 1 | 1 | 1 | 0.0 | 0.0 | 0.0 | 0 |  |  | 0.0 | Electrical Components | MNX225 Type 225A AC3 300A AC1 2NO+2NC Triple Pole Power Contactor L&T CS94140 | 0 | 31-12-2099 | Material Transfer |  | 0.0 |  | 0 | 0 |  | 0 | 0 | 0 | 0 |  | 0 | Item Attribute | 1 | Nos | 0.0 | 0.0 | 0 | 0.0 | 0 | L&T | CS94140 | India |  |  | 0 | 0.0 |  | 0 | 0 |  | 0 | 0 | 0 | 0 |  |  | 0 | 0 | 0 |  | 0 | [5 empty] | 0 |  |  | 0 | [13 empty] | Nos | 1.0 | [10 empty] | Ringlus Electro Controls & Automation PVT LTD | [18 empty] | CGST - RNG | 9.0
[120 empty] | SGST - RNG | 9.0
| MNX250 Type 250A AC3 300A AC1 2NO+2NC Triple Pole Power Contactor L&T CS94141 | MNX250 Type 250A AC3 300A AC1 2NO+2NC Triple Pole Power Contactor L&T CS94141 | LTCON | Nos |  | MNX250 Type 250A AC3 300A AC1 2NO+2NC Triple Pole Power Contactor L&T CS94141 |  | 0 | 0 | 1 | 1 | 1 | 0.0 | 0.0 | 0.0 | 0 |  |  | 0.0 | Electrical Components | MNX250 Type 250A AC3 300A AC1 2NO+2NC Triple Pole Power Contactor L&T CS94141 | 0 | 31-12-2099 | Material Transfer |  | 0.0 |  | 0 | 0 |  | 0 | 0 | 0 | 0 |  | 0 | Item Attribute | 1 | Nos | 0.0 | 0.0 | 0 | 0.0 | 0 | L&T | CS94141 | India |  |  | 0 | 0.0 |  | 0 | 0 |  | 0 | 0 | 0 | 0 |  |  | 0 | 0 | 0 |  | 0 | [5 empty] | 0 |  |  | 0 | [13 empty] | Nos | 1.0 | [10 empty] | Ringlus Electro Controls & Automation PVT LTD | [18 empty] | CGST - RNG | 9.0
[120 empty] | SGST - RNG | 9.0
| MNX300 Type 300A AC3 400A AC1 2NO+2NC Triple Pole Power Contactor L&T CS90280 | MNX300 Type 300A AC3 400A AC1 2NO+2NC Triple Pole Power Contactor L&T CS90280 | LTCON | Nos |  | MNX300 Type 300A AC3 400A AC1 2NO+2NC Triple Pole Power Contactor L&T CS90280 |  | 0 | 0 | 1 | 1 | 1 | 0.0 | 0.0 | 0.0 | 0 |  |  | 0.0 | Electrical Components | MNX300 Type 300A AC3 400A AC1 2NO+2NC Triple Pole Power Contactor L&T CS90280 | 0 | 31-12-2099 | Material Transfer |  | 0.0 |  | 0 | 0 |  | 0 | 0 | 0 | 0 |  | 0 | Item Attribute | 1 | Nos | 0.0 | 0.0 | 0 | 0.0 | 0 | L&T | CS90280 | India |  |  | 0 | 0.0 |  | 0 | 0 |  | 0 | 0 | 0 | 0 |  |  | 0 | 0 | 0 |  | 0 | [5 empty] | 0 |  |  | 0 | [13 empty] | Nos | 1.0 | [10 empty] | Ringlus Electro Controls & Automation PVT LTD | [18 empty] | CGST - RNG | 9.0
[120 empty] | SGST - RNG | 9.0
| MNX400 Type 400A AC3 425A AC1 2NO+2NC Triple Pole Power Contactor L&T CS94144 | MNX400 Type 400A AC3 425A AC1 2NO+2NC Triple Pole Power Contactor L&T CS94144 | LTCON | Nos |  | MNX400 Type 400A AC3 425A AC1 2NO+2NC Triple Pole Power Contactor L&T CS94144 |  | 0 | 0 | 1 | 1 | 1 | 0.0 | 0.0 | 0.0 | 0 |  |  | 0.0 | Electrical Components | MNX400 Type 400A AC3 425A AC1 2NO+2NC Triple Pole Power Contactor L&T CS94144 | 0 | 31-12-2099 | Material Transfer |  | 0.0 |  | 0 | 0 |  | 0 | 0 | 0 | 0 |  | 0 | Item Attribute | 1 | Nos | 0.0 | 0.0 | 0 | 0.0 | 0 | L&T | CS94144 | India |  |  | 0 | 0.0 |  | 0 | 0 |  | 0 | 0 | 0 | 0 |  |  | 0 | 0 | 0 |  | 0 | [5 empty] | 0 |  |  | 0 | [13 empty] | Nos | 1.0 | [10 empty] | Ringlus Electro Controls & Automation PVT LTD | [18 empty] | CGST - RNG | 9.0
[120 empty] | SGST - RNG | 9.0
| MNX550 Type 550A AC3 650A AC1 2NO+2NC Triple Pole Power Contactor L&T CS94145 | MNX550 Type 550A AC3 650A AC1 2NO+2NC Triple Pole Power Contactor L&T CS94145 | LTCON | Nos |  | MNX550 Type 550A AC3 650A AC1 2NO+2NC Triple Pole Power Contactor L&T CS94145 |  | 0 | 0 | 1 | 1 | 1 | 0.0 | 0.0 | 0.0 | 0 |  |  | 0.0 | Electrical Components | MNX550 Type 550A AC3 650A AC1 2NO+2NC Triple Pole Power Contactor L&T CS94145 | 0 | 31-12-2099 | Material Transfer |  | 0.0 |  | 0 | 0 |  | 0 | 0 | 0 | 0 |  | 0 | Item Attribute | 1 | Nos | 0.0 | 0.0 | 0 | 0.0 | 0 | L&T | CS94145 | India |  |  | 0 | 0.0 |  | 0 | 0 |  | 0 | 0 | 0 | 0 |  |  | 0 | 0 | 0 |  | 0 | [5 empty] | 0 |  |  | 0 | [13 empty] | Nos | 1.0 | [10 empty] | Ringlus Electro Controls & Automation PVT LTD | [18 empty] | CGST - RNG | 9.0
[120 empty] | SGST - RNG | 9.0
| MNX650 Type 650A AC3 800A AC1 2NO+2NC Triple Pole Power Contactor L&T CS96327 | MNX650 Type 650A AC3 800A AC1 2NO+2NC Triple Pole Power Contactor L&T CS96327 | LTCON | Nos |  | MNX650 Type 650A AC3 800A AC1 2NO+2NC Triple Pole Power Contactor L&T CS96327 |  | 0 | 0 | 1 | 1 | 1 | 0.0 | 0.0 | 0.0 | 0 |  |  | 0.0 | Electrical Components | MNX650 Type 650A AC3 800A AC1 2NO+2NC Triple Pole Power Contactor L&T CS96327 | 0 | 31-12-2099 | Material Transfer |  | 0.0 |  | 0 | 0 |  | 0 | 0 | 0 | 0 |  | 0 | Item Attribute | 1 | Nos | 0.0 | 0.0 | 0 | 0.0 | 0 | L&T | CS96327 | India |  |  | 0 | 0.0 |  | 0 | 0 |  | 0 | 0 | 0 | 0 |  |  | 0 | 0 | 0 |  | 0 | [5 empty] | 0 |  |  | 0 | [13 empty] | Nos | 1.0 | [10 empty] | Ringlus Electro Controls & Automation PVT LTD | [18 empty] | CGST - RNG | 9.0
[120 empty] | SGST - RNG | 9.0
| MO 9 9A AC3 30A AC1 1NO+1NC Triple Pole Contactor L&T CS94833 | MO 9 9A AC3 30A AC1 1NO+1NC Triple Pole Contactor L&T CS94833 | LTCON | Nos |  | MO 9 9A AC3 30A AC1 1NO+1NC Triple Pole Contactor L&T CS94833 |  | 0 | 0 | 1 | 1 | 1 | 0.0 | 0.0 | 0.0 | 0 |  |  | 0.0 | Electrical Components | MO 9 9A AC3 30A AC1 1NO+1NC Triple Pole Contactor L&T CS94833 | 0 | 31-12-2099 | Material Transfer |  | 0.0 |  | 0 | 0 |  | 0 | 0 | 0 | 0 |  | 0 | Item Attribute | 1 | Nos | 0.0 | 0.0 | 0 | 0.0 | 0 | L&T | CS94833 | India |  |  | 0 | 0.0 |  | 0 | 0 |  | 0 | 0 | 0 | 0 |  |  | 0 | 0 | 0 |  | 0 | [5 empty] | 0 |  |  | 0 | [13 empty] | Nos | 1.0 | [10 empty] | Ringlus Electro Controls & Automation PVT LTD | [18 empty] | CGST - RNG | 9.0
[120 empty] | SGST - RNG | 9.0
| MO12 12A AC3 32A AC1 1NO+1NC Triple Pole Contactor L&T CS94834 | MO12 12A AC3 32A AC1 1NO+1NC Triple Pole Contactor L&T CS94834 | LTCON | Nos |  | MO12 12A AC3 32A AC1 1NO+1NC Triple Pole Contactor L&T CS94834 |  | 0 | 0 | 1 | 1 | 1 | 0.0 | 0.0 | 0.0 | 0 |  |  | 0.0 | Electrical Components | MO12 12A AC3 32A AC1 1NO+1NC Triple Pole Contactor L&T CS94834 | 0 | 31-12-2099 | Material Transfer |  | 0.0 |  | 0 | 0 |  | 0 | 0 | 0 | 0 |  | 0 | Item Attribute | 1 | Nos | 0.0 | 0.0 | 0 | 0.0 | 0 | L&T | CS94834 | India |  |  | 0 | 0.0 |  | 0 | 0 |  | 0 | 0 | 0 | 0 |  |  | 0 | 0 | 0 |  | 0 | [5 empty] | 0 |  |  | 0 | [13 empty] | Nos | 1.0 | [10 empty] | Ringlus Electro Controls & Automation PVT LTD | [18 empty] | CGST - RNG | 9.0
[120 empty] | SGST - RNG | 9.0
| MO18 18A AC3 32A AC1 1NO+1NC Triple Pole Contactor L&T CS94835 | MO18 18A AC3 32A AC1 1NO+1NC Triple Pole Contactor L&T CS94835 | LTCON | Nos |  | MO18 18A AC3 32A AC1 1NO+1NC Triple Pole Contactor L&T CS94835 |  | 0 | 0 | 1 | 1 | 1 | 0.0 | 0.0 | 0.0 | 0 |  |  | 0.0 | Electrical Components | MO18 18A AC3 32A AC1 1NO+1NC Triple Pole Contactor L&T CS94835 | 0 | 31-12-2099 | Material Transfer |  | 0.0 |  | 0 | 0 |  | 0 | 0 | 0 | 0 |  | 0 | Item Attribute | 1 | Nos | 0.0 | 0.0 | 0 | 0.0 | 0 | L&T | CS94835 | India |  |  | 0 | 0.0 |  | 0 | 0 |  | 0 | 0 | 0 | 0 |  |  | 0 | 0 | 0 |  | 0 | [5 empty] | 0 |  |  | 0 | [13 empty] | Nos | 1.0 | [10 empty] | Ringlus Electro Controls & Automation PVT LTD | [18 empty] | CGST - RNG | 9.0
[120 empty] | SGST - RNG | 9.0
| MO25 25A AC3 45A AC1 Triple Pole Contactor L&T CS94567 | MO25 25A AC3 45A AC1 Triple Pole Contactor L&T CS94567 | LTCON | Nos |  | MO25 25A AC3 45A AC1 Triple Pole Contactor L&T CS94567 |  | 0 | 0 | 1 | 1 | 1 | 0.0 | 0.0 | 0.0 | 0 |  |  | 0.0 | Electrical Components | MO25 25A AC3 45A AC1 Triple Pole Contactor L&T CS94567 | 0 | 31-12-2099 | Material Transfer |  | 0.0 |  | 0 | 0 |  | 0 | 0 | 0 | 0 |  | 0 | Item Attribute | 1 | Nos | 0.0 | 0.0 | 0 | 0.0 | 0 | L&T | CS94567 | India |  |  | 0 | 0.0 |  | 0 | 0 |  | 0 | 0 | 0 | 0 |  |  | 0 | 0 | 0 |  | 0 | [5 empty] | 0 |  |  | 0 | [13 empty] | Nos | 1.0 | [10 empty] | Ringlus Electro Controls & Automation PVT LTD | [18 empty] | CGST - RNG | 9.0
[120 empty] | SGST - RNG | 9.0
| MO32 32A AC3 50A AC1 Triple Pole Contactor L&T CS94568 | MO32 32A AC3 50A AC1 Triple Pole Contactor L&T CS94568 | LTCON | Nos |  | MO32 32A AC3 50A AC1 Triple Pole Contactor L&T CS94568 |  | 0 | 0 | 1 | 1 | 1 | 0.0 | 0.0 | 0.0 | 0 |  |  | 0.0 | Electrical Components | MO32 32A AC3 50A AC1 Triple Pole Contactor L&T CS94568 | 0 | 31-12-2099 | Material Transfer |  | 0.0 |  | 0 | 0 |  | 0 | 0 | 0 | 0 |  | 0 | Item Attribute | 1 | Nos | 0.0 | 0.0 | 0 | 0.0 | 0 | L&T | CS94568 | India |  |  | 0 | 0.0 |  | 0 | 0 |  | 0 | 0 | 0 | 0 |  |  | 0 | 0 | 0 |  | 0 | [5 empty] | 0 |  |  | 0 | [13 empty] | Nos | 1.0 | [10 empty] | Ringlus Electro Controls & Automation PVT LTD | [18 empty] | CGST - RNG | 9.0
[120 empty] | SGST - RNG | 9.0
| MO40 40A AC3 50A AC1 Triple Pole Contactor L&T CS94569 | MO40 40A AC3 50A AC1 Triple Pole Contactor L&T CS94569 | LTCON | Nos |  | MO40 40A AC3 50A AC1 Triple Pole Contactor L&T CS94569 |  | 0 | 0 | 1 | 1 | 1 | 0.0 | 0.0 | 0.0 | 0 |  |  | 0.0 | Electrical Components | MO40 40A AC3 50A AC1 Triple Pole Contactor L&T CS94569 | 0 | 31-12-2099 | Material Transfer |  | 0.0 |  | 0 | 0 |  | 0 | 0 | 0 | 0 |  | 0 | Item Attribute | 1 | Nos | 0.0 | 0.0 | 0 | 0.0 | 0 | L&T | CS94569 | India |  |  | 0 | 0.0 |  | 0 | 0 |  | 0 | 0 | 0 | 0 |  |  | 0 | 0 | 0 |  | 0 | [5 empty] | 0 |  |  | 0 | [13 empty] | Nos | 1.0 | [10 empty] | Ringlus Electro Controls & Automation PVT LTD | [18 empty] | CGST - RNG | 9.0
[120 empty] | SGST - RNG | 9.0
| MO45 45A AC3 50A AC1 Triple Pole Contactor L&T CS94570 | MO45 45A AC3 50A AC1 Triple Pole Contactor L&T CS94570 | LTCON | Nos |  | MO45 45A AC3 50A AC1 Triple Pole Contactor L&T CS94570 |  | 0 | 0 | 1 | 1 | 1 | 0.0 | 0.0 | 0.0 | 0 |  |  | 0.0 | Electrical Components | MO45 45A AC3 50A AC1 Triple Pole Contactor L&T CS94570 | 0 | 31-12-2099 | Material Transfer |  | 0.0 |  | 0 | 0 |  | 0 | 0 | 0 | 0 |  | 0 | Item Attribute | 1 | Nos | 0.0 | 0.0 | 0 | 0.0 | 0 | L&T | CS94570 | India |  |  | 0 | 0.0 |  | 0 | 0 |  | 0 | 0 | 0 | 0 |  |  | 0 | 0 | 0 |  | 0 | [5 empty] | 0 |  |  | 0 | [13 empty] | Nos | 1.0 | [10 empty] | Ringlus Electro Controls & Automation PVT LTD | [18 empty] | CGST - RNG | 9.0
[120 empty] | SGST - RNG | 9.0
| MO50 50A AC3 100A AC1 Triple Pole Contactor L&T CS94572 | MO50 50A AC3 100A AC1 Triple Pole Contactor L&T CS94572 | LTCON | Nos |  | MO50 50A AC3 100A AC1 Triple Pole Contactor L&T CS94572 |  | 0 | 0 | 1 | 1 | 1 | 0.0 | 0.0 | 0.0 | 0 |  |  | 0.0 | Electrical Components | MO50 50A AC3 100A AC1 Triple Pole Contactor L&T CS94572 | 0 | 31-12-2099 | Material Transfer |  | 0.0 |  | 0 | 0 |  | 0 | 0 | 0 | 0 |  | 0 | Item Attribute | 1 | Nos | 0.0 | 0.0 | 0 | 0.0 | 0 | L&T | CS94572 | India |  |  | 0 | 0.0 |  | 0 | 0 |  | 0 | 0 | 0 | 0 |  |  | 0 | 0 | 0 |  | 0 | [5 empty] | 0 |  |  | 0 | [13 empty] | Nos | 1.0 | [10 empty] | Ringlus Electro Controls & Automation PVT LTD | [18 empty] | CGST - RNG | 9.0
[120 empty] | SGST - RNG | 9.0
| MO60 60A AC3 100A AC1 Triple Pole Contactor L&T CS94573 | MO60 60A AC3 100A AC1 Triple Pole Contactor L&T CS94573 | LTCON | Nos |  | MO60 60A AC3 100A AC1 Triple Pole Contactor L&T CS94573 |  | 0 | 0 | 1 | 1 | 1 | 0.0 | 0.0 | 0.0 | 0 |  |  | 0.0 | Electrical Components | MO60 60A AC3 100A AC1 Triple Pole Contactor L&T CS94573 | 0 | 31-12-2099 | Material Transfer |  | 0.0 |  | 0 | 0 |  | 0 | 0 | 0 | 0 |  | 0 | Item Attribute | 1 | Nos | 0.0 | 0.0 | 0 | 0.0 | 0 | L&T | CS94573 | India |  |  | 0 | 0.0 |  | 0 | 0 |  | 0 | 0 | 0 | 0 |  |  | 0 | 0 | 0 |  | 0 | [5 empty] | 0 |  |  | 0 | [13 empty] | Nos | 1.0 | [10 empty] | Ringlus Electro Controls & Automation PVT LTD | [18 empty] | CGST - RNG | 9.0
[120 empty] | SGST - RNG | 9.0
| MO70 70A AC3 100A AC1 Triple Pole Contactor L&T CS94574 | MO70 70A AC3 100A AC1 Triple Pole Contactor L&T CS94574 | LTCON | Nos |  | MO70 70A AC3 100A AC1 Triple Pole Contactor L&T CS94574 |  | 0 | 0 | 1 | 1 | 1 | 0.0 | 0.0 | 0.0 | 0 |  |  | 0.0 | Electrical Components | MO70 70A AC3 100A AC1 Triple Pole Contactor L&T CS94574 | 0 | 31-12-2099 | Material Transfer |  | 0.0 |  | 0 | 0 |  | 0 | 0 | 0 | 0 |  | 0 | Item Attribute | 1 | Nos | 0.0 | 0.0 | 0 | 0.0 | 0 | L&T | CS94574 | India |  |  | 0 | 0.0 |  | 0 | 0 |  | 0 | 0 | 0 | 0 |  |  | 0 | 0 | 0 |  | 0 | [5 empty] | 0 |  |  | 0 | [13 empty] | Nos | 1.0 | [10 empty] | Ringlus Electro Controls & Automation PVT LTD | [18 empty] | CGST - RNG | 9.0
[120 empty] | SGST - RNG | 9.0
| MO80 80A AC3 125A AC1 Triple Pole Contactor L&T CS94576 | MO80 80A AC3 125A AC1 Triple Pole Contactor L&T CS94576 | LTCON | Nos |  | MO80 80A AC3 125A AC1 Triple Pole Contactor L&T CS94576 |  | 0 | 0 | 1 | 1 | 1 | 0.0 | 0.0 | 0.0 | 0 |  |  | 0.0 | Electrical Components | MO80 80A AC3 125A AC1 Triple Pole Contactor L&T CS94576 | 0 | 31-12-2099 | Material Transfer |  | 0.0 |  | 0 | 0 |  | 0 | 0 | 0 | 0 |  | 0 | Item Attribute | 1 | Nos | 0.0 | 0.0 | 0 | 0.0 | 0 | L&T | CS94576 | India |  |  | 0 | 0.0 |  | 0 | 0 |  | 0 | 0 | 0 | 0 |  |  | 0 | 0 | 0 |  | 0 | [5 empty] | 0 |  |  | 0 | [13 empty] | Nos | 1.0 | [10 empty] | Ringlus Electro Controls & Automation PVT LTD | [18 empty] | CGST - RNG | 9.0
[120 empty] | SGST - RNG | 9.0
| MO95 95A AC3 125A AC1 Triple Pole Contactor L&T CS94577 | MO95 95A AC3 125A AC1 Triple Pole Contactor L&T CS94577 | LTCON | Nos |  | MO95 95A AC3 125A AC1 Triple Pole Contactor L&T CS94577 |  | 0 | 0 | 1 | 1 | 1 | 0.0 | 0.0 | 0.0 | 0 |  |  | 0.0 | Electrical Components | MO95 95A AC3 125A AC1 Triple Pole Contactor L&T CS94577 | 0 | 31-12-2099 | Material Transfer |  | 0.0 |  | 0 | 0 |  | 0 | 0 | 0 | 0 |  | 0 | Item Attribute | 1 | Nos | 0.0 | 0.0 | 0 | 0.0 | 0 | L&T | CS94577 | India |  |  | 0 | 0.0 |  | 0 | 0 |  | 0 | 0 | 0 | 0 |  |  | 0 | 0 | 0 |  | 0 | [5 empty] | 0 |  |  | 0 | [13 empty] | Nos | 1.0 | [10 empty] | Ringlus Electro Controls & Automation PVT LTD | [18 empty] | CGST - RNG | 9.0
[120 empty] | SGST - RNG | 9.0
| MO110 110A AC3 140A AC1 Triple Pole Contactor L&T CS94578 | MO110 110A AC3 140A AC1 Triple Pole Contactor L&T CS94578 | LTCON | Nos |  | MO110 110A AC3 140A AC1 Triple Pole Contactor L&T CS94578 |  | 0 | 0 | 1 | 1 | 1 | 0.0 | 0.0 | 0.0 | 0 |  |  | 0.0 | Electrical Components | MO110 110A AC3 140A AC1 Triple Pole Contactor L&T CS94578 | 0 | 31-12-2099 | Material Transfer |  | 0.0 |  | 0 | 0 |  | 0 | 0 | 0 | 0 |  | 0 | Item Attribute | 1 | Nos | 0.0 | 0.0 | 0 | 0.0 | 0 | L&T | CS94578 | India |  |  | 0 | 0.0 |  | 0 | 0 |  | 0 | 0 | 0 | 0 |  |  | 0 | 0 | 0 |  | 0 | [5 empty] | 0 |  |  | 0 | [13 empty] | Nos | 1.0 | [10 empty] | Ringlus Electro Controls & Automation PVT LTD | [18 empty] | CGST - RNG | 9.0
[120 empty] | SGST - RNG | 9.0
| MO140 140A AC3 250A AC1 2NO+2NC Triple Pole Contactor L&T CS95000 | MO140 140A AC3 250A AC1 2NO+2NC Triple Pole Contactor L&T CS95000 | LTCON | Nos |  | MO140 140A AC3 250A AC1 2NO+2NC Triple Pole Contactor L&T CS95000 |  | 0 | 0 | 1 | 1 | 1 | 0.0 | 0.0 | 0.0 | 0 |  |  | 0.0 | Electrical Components | MO140 140A AC3 250A AC1 2NO+2NC Triple Pole Contactor L&T CS95000 | 0 | 31-12-2099 | Material Transfer |  | 0.0 |  | 0 | 0 |  | 0 | 0 | 0 | 0 |  | 0 | Item Attribute | 1 | Nos | 0.0 | 0.0 | 0 | 0.0 | 0 | L&T | CS95000 | India |  |  | 0 | 0.0 |  | 0 | 0 |  | 0 | 0 | 0 | 0 |  |  | 0 | 0 | 0 |  | 0 | [5 empty] | 0 |  |  | 0 | [13 empty] | Nos | 1.0 | [10 empty] | Ringlus Electro Controls & Automation PVT LTD | [18 empty] | CGST - RNG | 9.0
[120 empty] | SGST - RNG | 9.0
| MO185 185A AC3 275A AC1 2NO+2NC Triple Pole Contactor L&T CS95001 | MO185 185A AC3 275A AC1 2NO+2NC Triple Pole Contactor L&T CS95001 | LTCON | Nos |  | MO185 185A AC3 275A AC1 2NO+2NC Triple Pole Contactor L&T CS95001 |  | 0 | 0 | 1 | 1 | 1 | 0.0 | 0.0 | 0.0 | 0 |  |  | 0.0 | Electrical Components | MO185 185A AC3 275A AC1 2NO+2NC Triple Pole Contactor L&T CS95001 | 0 | 31-12-2099 | Material Transfer |  | 0.0 |  | 0 | 0 |  | 0 | 0 | 0 | 0 |  | 0 | Item Attribute | 1 | Nos | 0.0 | 0.0 | 0 | 0.0 | 0 | L&T | CS95001 | India |  |  | 0 | 0.0 |  | 0 | 0 |  | 0 | 0 | 0 | 0 |  |  | 0 | 0 | 0 |  | 0 | [5 empty] | 0 |  |  | 0 | [13 empty] | Nos | 1.0 | [10 empty] | Ringlus Electro Controls & Automation PVT LTD | [18 empty] | CGST - RNG | 9.0
[120 empty] | SGST - RNG | 9.0
| MO225 225A AC3 275A AC1 2NO+2NC Triple Pole Contactor L&T CS95002 | MO225 225A AC3 275A AC1 2NO+2NC Triple Pole Contactor L&T CS95002 | LTCON | Nos |  | MO225 225A AC3 275A AC1 2NO+2NC Triple Pole Contactor L&T CS95002 |  | 0 | 0 | 1 | 1 | 1 | 0.0 | 0.0 | 0.0 | 0 |  |  | 0.0 | Electrical Components | MO225 225A AC3 275A AC1 2NO+2NC Triple Pole Contactor L&T CS95002 | 0 | 31-12-2099 | Material Transfer |  | 0.0 |  | 0 | 0 |  | 0 | 0 | 0 | 0 |  | 0 | Item Attribute | 1 | Nos | 0.0 | 0.0 | 0 | 0.0 | 0 | L&T | CS95002 | India |  |  | 0 | 0.0 |  | 0 | 0 |  | 0 | 0 | 0 | 0 |  |  | 0 | 0 | 0 |  | 0 | [5 empty] | 0 |  |  | 0 | [13 empty] | Nos | 1.0 | [10 empty] | Ringlus Electro Controls & Automation PVT LTD | [18 empty] | CGST - RNG | 9.0
[120 empty] | SGST - RNG | 9.0
| MO140 140A AC3 250A AC1 2NO+2NC Triple Pole Contactor Electronic Coil L&T CS95042 | MO140 140A AC3 250A AC1 2NO+2NC Triple Pole Contactor Electronic Coil L&T CS95042 | LTCON | Nos |  | MO140 140A AC3 250A AC1 2NO+2NC Triple Pole Contactor Electronic Coil L&T CS95042 |  | 0 | 0 | 1 | 1 | 1 | 0.0 | 0.0 | 0.0 | 0 |  |  | 0.0 | Electrical Components | MO140 140A AC3 250A AC1 2NO+2NC Triple Pole Contactor Electronic Coil L&T CS95042 | 0 | 31-12-2099 | Material Transfer |  | 0.0 |  | 0 | 0 |  | 0 | 0 | 0 | 0 |  | 0 | Item Attribute | 1 | Nos | 0.0 | 0.0 | 0 | 0.0 | 0 | L&T | CS95042 | India |  |  | 0 | 0.0 |  | 0 | 0 |  | 0 | 0 | 0 | 0 |  |  | 0 | 0 | 0 |  | 0 | [5 empty] | 0 |  |  | 0 | [13 empty] | Nos | 1.0 | [10 empty] | Ringlus Electro Controls & Automation PVT LTD | [18 empty] | CGST - RNG | 9.0
[120 empty] | SGST - RNG | 9.0
| MO185 185A AC3 275A AC1 2NO+2NC Triple Pole Contactor Electronic Coil L&T CS95047 | MO185 185A AC3 275A AC1 2NO+2NC Triple Pole Contactor Electronic Coil L&T CS95047 | LTCON | Nos |  | MO185 185A AC3 275A AC1 2NO+2NC Triple Pole Contactor Electronic Coil L&T CS95047 |  | 0 | 0 | 1 | 1 | 1 | 0.0 | 0.0 | 0.0 | 0 |  |  | 0.0 | Electrical Components | MO185 185A AC3 275A AC1 2NO+2NC Triple Pole Contactor Electronic Coil L&T CS95047 | 0 | 31-12-2099 | Material Transfer |  | 0.0 |  | 0 | 0 |  | 0 | 0 | 0 | 0 |  | 0 | Item Attribute | 1 | Nos | 0.0 | 0.0 | 0 | 0.0 | 0 | L&T | CS95047 | India |  |  | 0 | 0.0 |  | 0 | 0 |  | 0 | 0 | 0 | 0 |  |  | 0 | 0 | 0 |  | 0 | [5 empty] | 0 |  |  | 0 | [13 empty] | Nos | 1.0 | [10 empty] | Ringlus Electro Controls & Automation PVT LTD | [18 empty] | CGST - RNG | 9.0
[120 empty] | SGST - RNG | 9.0
| MO225 225A AC3 275A AC1 2NO+2NC Triple Pole Contactor Electronic Coil L&T CS95052 | MO225 225A AC3 275A AC1 2NO+2NC Triple Pole Contactor Electronic Coil L&T CS95052 | LTCON | Nos |  | MO225 225A AC3 275A AC1 2NO+2NC Triple Pole Contactor Electronic Coil L&T CS95052 |  | 0 | 0 | 1 | 1 | 1 | 0.0 | 0.0 | 0.0 | 0 |  |  | 0.0 | Electrical Components | MO225 225A AC3 275A AC1 2NO+2NC Triple Pole Contactor Electronic Coil L&T CS95052 | 0 | 31-12-2099 | Material Transfer |  | 0.0 |  | 0 | 0 |  | 0 | 0 | 0 | 0 |  | 0 | Item Attribute | 1 | Nos | 0.0 | 0.0 | 0 | 0.0 | 0 | L&T | CS95052 | India |  |  | 0 | 0.0 |  | 0 | 0 |  | 0 | 0 | 0 | 0 |  |  | 0 | 0 | 0 |  | 0 | [5 empty] | 0 |  |  | 0 | [13 empty] | Nos | 1.0 | [10 empty] | Ringlus Electro Controls & Automation PVT LTD | [18 empty] | CGST - RNG | 9.0
[120 empty] | SGST - RNG | 9.0
| MO250 250A AC3 400A AC1 2NO+2NC Triple Pole Contactor L&T CS94441 | MO250 250A AC3 400A AC1 2NO+2NC Triple Pole Contactor L&T CS94441 | LTCON | Nos |  | MO250 250A AC3 400A AC1 2NO+2NC Triple Pole Contactor L&T CS94441 |  | 0 | 0 | 1 | 1 | 1 | 0.0 | 0.0 | 0.0 | 0 |  |  | 0.0 | Electrical Components | MO250 250A AC3 400A AC1 2NO+2NC Triple Pole Contactor L&T CS94441 | 0 | 31-12-2099 | Material Transfer |  | 0.0 |  | 0 | 0 |  | 0 | 0 | 0 | 0 |  | 0 | Item Attribute | 1 | Nos | 0.0 | 0.0 | 0 | 0.0 | 0 | L&T | CS94441 | India |  |  | 0 | 0.0 |  | 0 | 0 |  | 0 | 0 | 0 | 0 |  |  | 0 | 0 | 0 |  | 0 | [5 empty] | 0 |  |  | 0 | [13 empty] | Nos | 1.0 | [10 empty] | Ringlus Electro Controls & Automation PVT LTD | [18 empty] | CGST - RNG | 9.0
[120 empty] | SGST - RNG | 9.0
| MO300 300A AC3 500A AC1 2NO+2NC Triple Pole Contactor L&T CS94440 | MO300 300A AC3 500A AC1 2NO+2NC Triple Pole Contactor L&T CS94440 | LTCON | Nos |  | MO300 300A AC3 500A AC1 2NO+2NC Triple Pole Contactor L&T CS94440 |  | 0 | 0 | 1 | 1 | 1 | 0.0 | 0.0 | 0.0 | 0 |  |  | 0.0 | Electrical Components | MO300 300A AC3 500A AC1 2NO+2NC Triple Pole Contactor L&T CS94440 | 0 | 31-12-2099 | Material Transfer |  | 0.0 |  | 0 | 0 |  | 0 | 0 | 0 | 0 |  | 0 | Item Attribute | 1 | Nos | 0.0 | 0.0 | 0 | 0.0 | 0 | L&T | CS94442 | India |  |  | 0 | 0.0 |  | 0 | 0 |  | 0 | 0 | 0 | 0 |  |  | 0 | 0 | 0 |  | 0 | [5 empty] | 0 |  |  | 0 | [13 empty] | Nos | 1.0 | [10 empty] | Ringlus Electro Controls & Automation PVT LTD | [18 empty] | CGST - RNG | 9.0
[120 empty] | SGST - RNG | 9.0
| MO250 250A AC3 400A AC1 2NO+2NC Triple Pole Contactor Electronic Coil L&T CS94456 | MO250 250A AC3 400A AC1 2NO+2NC Triple Pole Contactor Electronic Coil L&T CS94456 | LTCON | Nos |  | MO250 250A AC3 400A AC1 2NO+2NC Triple Pole Contactor Electronic Coil L&T CS94456 |  | 0 | 0 | 1 | 1 | 1 | 0.0 | 0.0 | 0.0 | 0 |  |  | 0.0 | Electrical Components | MO250 250A AC3 400A AC1 2NO+2NC Triple Pole Contactor Electronic Coil L&T CS94456 | 0 | 31-12-2099 | Material Transfer |  | 0.0 |  | 0 | 0 |  | 0 | 0 | 0 | 0 |  | 0 | Item Attribute | 1 | Nos | 0.0 | 0.0 | 0 | 0.0 | 0 | L&T | CS94456 | India |  |  | 0 | 0.0 |  | 0 | 0 |  | 0 | 0 | 0 | 0 |  |  | 0 | 0 | 0 |  | 0 | [5 empty] | 0 |  |  | 0 | [13 empty] | Nos | 1.0 | [10 empty] | Ringlus Electro Controls & Automation PVT LTD | [18 empty] | CGST - RNG | 9.0
[120 empty] | SGST - RNG | 9.0
| MO300 300A AC3 500A AC1 2NO+2NC Triple Pole Contactor Electronic Coil L&T CS94464 | MO300 300A AC3 500A AC1 2NO+2NC Triple Pole Contactor Electronic Coil L&T CS94464 | LTCON | Nos |  | MO300 300A AC3 500A AC1 2NO+2NC Triple Pole Contactor Electronic Coil L&T CS94464 |  | 0 | 0 | 1 | 1 | 1 | 0.0 | 0.0 | 0.0 | 0 |  |  | 0.0 | Electrical Components | MO300 300A AC3 500A AC1 2NO+2NC Triple Pole Contactor Electronic Coil L&T CS94464 | 0 | 31-12-2099 | Material Transfer |  | 0.0 |  | 0 | 0 |  | 0 | 0 | 0 | 0 |  | 0 | Item Attribute | 1 | Nos | 0.0 | 0.0 | 0 | 0.0 | 0 | L&T | CS94464 | India |  |  | 0 | 0.0 |  | 0 | 0 |  | 0 | 0 | 0 | 0 |  |  | 0 | 0 | 0 |  | 0 | [5 empty] | 0 |  |  | 0 | [13 empty] | Nos | 1.0 | [10 empty] | Ringlus Electro Controls & Automation PVT LTD | [18 empty] | CGST - RNG | 9.0
[120 empty] | SGST - RNG | 9.0
| MNX9-2P Type 9A AC3 25A AC1 1 NO Double Pole Power Contactor L&T CS90232 | MNX9-2P Type 9A AC3 25A AC1 1 NO Double Pole Power Contactor L&T CS90232 | LTCON | Nos |  | MNX9-2P Type 9A AC3 25A AC1 1 NO Double Pole Power Contactor L&T CS90232 |  | 0 | 0 | 1 | 1 | 1 | 0.0 | 0.0 | 0.0 | 0 |  |  | 0.0 | Electrical Components | MNX9-2P Type 9A AC3 25A AC1 1 NO Double Pole Power Contactor L&T CS90232 | 0 | 31-12-2099 | Material Transfer |  | 0.0 |  | 0 | 0 |  | 0 | 0 | 0 | 0 |  | 0 | Item Attribute | 1 | Nos | 0.0 | 0.0 | 0 | 0.0 | 0 | L&T | CS90232 | India |  |  | 0 | 0.0 |  | 0 | 0 |  | 0 | 0 | 0 | 0 |  |  | 0 | 0 | 0 |  | 0 | [5 empty] | 0 |  |  | 0 | [13 empty] | Nos | 1.0 | [10 empty] | Ringlus Electro Controls & Automation PVT LTD | [18 empty] | CGST - RNG | 9.0
[120 empty] | SGST - RNG | 9.0
| MNX12-2P Type 12A AC3 30A AC1 1 NO Double Pole Power Contactor L&T CS90234 | MNX12-2P Type 12A AC3 30A AC1 1 NO Double Pole Power Contactor L&T CS90234 | LTCON | Nos |  | MNX12-2P Type 12A AC3 30A AC1 1 NO Double Pole Power Contactor L&T CS90234 |  | 0 | 0 | 1 | 1 | 1 | 0.0 | 0.0 | 0.0 | 0 |  |  | 0.0 | Electrical Components | MNX12-2P Type 12A AC3 30A AC1 1 NO Double Pole Power Contactor L&T CS90234 | 0 | 31-12-2099 | Material Transfer |  | 0.0 |  | 0 | 0 |  | 0 | 0 | 0 | 0 |  | 0 | Item Attribute | 1 | Nos | 0.0 | 0.0 | 0 | 0.0 | 0 | L&T | CS90234 | India |  |  | 0 | 0.0 |  | 0 | 0 |  | 0 | 0 | 0 | 0 |  |  | 0 | 0 | 0 |  | 0 | [5 empty] | 0 |  |  | 0 | [13 empty] | Nos | 1.0 | [10 empty] | Ringlus Electro Controls & Automation PVT LTD | [18 empty] | CGST - RNG | 9.0
[120 empty] | SGST - RNG | 9.0
| MNX18-2P Type 18A AC3 30A AC1 1 NO Double Pole Power Contactor L&T CS90236 | MNX18-2P Type 18A AC3 30A AC1 1 NO Double Pole Power Contactor L&T CS90236 | LTCON | Nos |  | MNX18-2P Type 18A AC3 30A AC1 1 NO Double Pole Power Contactor L&T CS90236 |  | 0 | 0 | 1 | 1 | 1 | 0.0 | 0.0 | 0.0 | 0 |  |  | 0.0 | Electrical Components | MNX18-2P Type 18A AC3 30A AC1 1 NO Double Pole Power Contactor L&T CS90236 | 0 | 31-12-2099 | Material Transfer |  | 0.0 |  | 0 | 0 |  | 0 | 0 | 0 | 0 |  | 0 | Item Attribute | 1 | Nos | 0.0 | 0.0 | 0 | 0.0 | 0 | L&T | CS90236 | India |  |  | 0 | 0.0 |  | 0 | 0 |  | 0 | 0 | 0 | 0 |  |  | 0 | 0 | 0 |  | 0 | [5 empty] | 0 |  |  | 0 | [13 empty] | Nos | 1.0 | [10 empty] | Ringlus Electro Controls & Automation PVT LTD | [18 empty] | CGST - RNG | 9.0
[120 empty] | SGST - RNG | 9.0
| MNX22-2P Type 22A AC3 32A AC1 1 NO Double Pole Power Contactor L&T CS90238 | MNX22-2P Type 22A AC3 32A AC1 1 NO Double Pole Power Contactor L&T CS90238 | LTCON | Nos |  | MNX22-2P Type 22A AC3 32A AC1 1 NO Double Pole Power Contactor L&T CS90238 |  | 0 | 0 | 1 | 1 | 1 | 0.0 | 0.0 | 0.0 | 0 |  |  | 0.0 | Electrical Components | MNX22-2P Type 22A AC3 32A AC1 1 NO Double Pole Power Contactor L&T CS90238 | 0 | 31-12-2099 | Material Transfer |  | 0.0 |  | 0 | 0 |  | 0 | 0 | 0 | 0 |  | 0 | Item Attribute | 1 | Nos | 0.0 | 0.0 | 0 | 0.0 | 0 | L&T | CS90238 | India |  |  | 0 | 0.0 |  | 0 | 0 |  | 0 | 0 | 0 | 0 |  |  | 0 | 0 | 0 |  | 0 | [5 empty] | 0 |  |  | 0 | [13 empty] | Nos | 1.0 | [10 empty] | Ringlus Electro Controls & Automation PVT LTD | [18 empty] | CGST - RNG | 9.0
[120 empty] | SGST - RNG | 9.0
| MNX25-2P Type 25A AC3 45A AC1 Double Pole Power Contactor L&T CS90240 | MNX25-2P Type 25A AC3 45A AC1 Double Pole Power Contactor L&T CS90240 | LTCON | Nos |  | MNX25-2P Type 25A AC3 45A AC1 Double Pole Power Contactor L&T CS90240 |  | 0 | 0 | 1 | 1 | 1 | 0.0 | 0.0 | 0.0 | 0 |  |  | 0.0 | Electrical Components | MNX25-2P Type 25A AC3 45A AC1 Double Pole Power Contactor L&T CS90240 | 0 | 31-12-2099 | Material Transfer |  | 0.0 |  | 0 | 0 |  | 0 | 0 | 0 | 0 |  | 0 | Item Attribute | 1 | Nos | 0.0 | 0.0 | 0 | 0.0 | 0 | L&T | CS90240 | India |  |  | 0 | 0.0 |  | 0 | 0 |  | 0 | 0 | 0 | 0 |  |  | 0 | 0 | 0 |  | 0 | [5 empty] | 0 |  |  | 0 | [13 empty] | Nos | 1.0 | [10 empty] | Ringlus Electro Controls & Automation PVT LTD | [18 empty] | CGST - RNG | 9.0
[120 empty] | SGST - RNG | 9.0
| MNX32-2P Type 32A AC3 55A AC1 Double Pole Power Contactor L&T CS90241 | MNX32-2P Type 32A AC3 55A AC1 Double Pole Power Contactor L&T CS90241 | LTCON | Nos |  | MNX32-2P Type 32A AC3 55A AC1 Double Pole Power Contactor L&T CS90241 |  | 0 | 0 | 1 | 1 | 1 | 0.0 | 0.0 | 0.0 | 0 |  |  | 0.0 | Electrical Components | MNX32-2P Type 32A AC3 55A AC1 Double Pole Power Contactor L&T CS90241 | 0 | 31-12-2099 | Material Transfer |  | 0.0 |  | 0 | 0 |  | 0 | 0 | 0 | 0 |  | 0 | Item Attribute | 1 | Nos | 0.0 | 0.0 | 0 | 0.0 | 0 | L&T | CS90241 | India |  |  | 0 | 0.0 |  | 0 | 0 |  | 0 | 0 | 0 | 0 |  |  | 0 | 0 | 0 |  | 0 | [5 empty] | 0 |  |  | 0 | [13 empty] | Nos | 1.0 | [10 empty] | Ringlus Electro Controls & Automation PVT LTD | [18 empty] | CGST - RNG | 9.0
[120 empty] | SGST - RNG | 9.0
| MNX40-2P Type 40A AC3 55A AC1 Double Pole Power Contactor L&T CS90242 | MNX40-2P Type 40A AC3 55A AC1 Double Pole Power Contactor L&T CS90242 | LTCON | Nos |  | MNX40-2P Type 40A AC3 55A AC1 Double Pole Power Contactor L&T CS90242 |  | 0 | 0 | 1 | 1 | 1 | 0.0 | 0.0 | 0.0 | 0 |  |  | 0.0 | Electrical Components | MNX40-2P Type 40A AC3 55A AC1 Double Pole Power Contactor L&T CS90242 | 0 | 31-12-2099 | Material Transfer |  | 0.0 |  | 0 | 0 |  | 0 | 0 | 0 | 0 |  | 0 | Item Attribute | 1 | Nos | 0.0 | 0.0 | 0 | 0.0 | 0 | L&T | CS90242 | India |  |  | 0 | 0.0 |  | 0 | 0 |  | 0 | 0 | 0 | 0 |  |  | 0 | 0 | 0 |  | 0 | [5 empty] | 0 |  |  | 0 | [13 empty] | Nos | 1.0 | [10 empty] | Ringlus Electro Controls & Automation PVT LTD | [18 empty] | CGST - RNG | 9.0
[120 empty] | SGST - RNG | 9.0
| MNX50-2P Type 50A AC3 85A AC1 Double Pole Power Contactor L&T CS94061 | MNX50-2P Type 50A AC3 85A AC1 Double Pole Power Contactor L&T CS94061 | LTCON | Nos |  | MNX50-2P Type 50A AC3 85A AC1 Double Pole Power Contactor L&T CS94061 |  | 0 | 0 | 1 | 1 | 1 | 0.0 | 0.0 | 0.0 | 0 |  |  | 0.0 | Electrical Components | MNX50-2P Type 50A AC3 85A AC1 Double Pole Power Contactor L&T CS94061 | 0 | 31-12-2099 | Material Transfer |  | 0.0 |  | 0 | 0 |  | 0 | 0 | 0 | 0 |  | 0 | Item Attribute | 1 | Nos | 0.0 | 0.0 | 0 | 0.0 | 0 | L&T | CS94061 | India |  |  | 0 | 0.0 |  | 0 | 0 |  | 0 | 0 | 0 | 0 |  |  | 0 | 0 | 0 |  | 0 | [5 empty] | 0 |  |  | 0 | [13 empty] | Nos | 1.0 | [10 empty] | Ringlus Electro Controls & Automation PVT LTD | [18 empty] | CGST - RNG | 9.0
[120 empty] | SGST - RNG | 9.0
| MNX70-2P Type 70A AC3 100A AC1 Double Pole Power Contactor L&T CS94062 | MNX70-2P Type 70A AC3 100A AC1 Double Pole Power Contactor L&T CS94062 | LTCON | Nos |  | MNX70-2P Type 70A AC3 100A AC1 Double Pole Power Contactor L&T CS94062 |  | 0 | 0 | 1 | 1 | 1 | 0.0 | 0.0 | 0.0 | 0 |  |  | 0.0 | Electrical Components | MNX70-2P Type 70A AC3 100A AC1 Double Pole Power Contactor L&T CS94062 | 0 | 31-12-2099 | Material Transfer |  | 0.0 |  | 0 | 0 |  | 0 | 0 | 0 | 0 |  | 0 | Item Attribute | 1 | Nos | 0.0 | 0.0 | 0 | 0.0 | 0 | L&T | CS94062 | India |  |  | 0 | 0.0 |  | 0 | 0 |  | 0 | 0 | 0 | 0 |  |  | 0 | 0 | 0 |  | 0 | [5 empty] | 0 |  |  | 0 | [13 empty] | Nos | 1.0 | [10 empty] | Ringlus Electro Controls & Automation PVT LTD | [18 empty] | CGST - RNG | 9.0
[120 empty] | SGST - RNG | 9.0
| MNX80-2P Type 80A AC3 100A AC1 Double Pole Power Contactor L&T CS94063 | MNX80-2P Type 80A AC3 100A AC1 Double Pole Power Contactor L&T CS94063 | LTCON | Nos |  | MNX80-2P Type 80A AC3 100A AC1 Double Pole Power Contactor L&T CS94063 |  | 0 | 0 | 1 | 1 | 1 | 0.0 | 0.0 | 0.0 | 0 |  |  | 0.0 | Electrical Components | MNX80-2P Type 80A AC3 100A AC1 Double Pole Power Contactor L&T CS94063 | 0 | 31-12-2099 | Material Transfer |  | 0.0 |  | 0 | 0 |  | 0 | 0 | 0 | 0 |  | 0 | Item Attribute | 1 | Nos | 0.0 | 0.0 | 0 | 0.0 | 0 | L&T | CS94063 | India |  |  | 0 | 0.0 |  | 0 | 0 |  | 0 | 0 | 0 | 0 |  |  | 0 | 0 | 0 |  | 0 | [5 empty] | 0 |  |  | 0 | [13 empty] | Nos | 1.0 | [10 empty] | Ringlus Electro Controls & Automation PVT LTD | [18 empty] | CGST - RNG | 9.0
[120 empty] | SGST - RNG | 9.0
| MNX95-2P Type 95A AC3 160A AC1 2NO+2NC Double Pole Power Contactor L&T CS94064 | MNX95-2P Type 95A AC3 160A AC1 2NO+2NC Double Pole Power Contactor L&T CS94064 | LTCON | Nos |  | MNX95-2P Type 95A AC3 160A AC1 2NO+2NC Double Pole Power Contactor L&T CS94064 |  | 0 | 0 | 1 | 1 | 1 | 0.0 | 0.0 | 0.0 | 0 |  |  | 0.0 | Electrical Components | MNX95-2P Type 95A AC3 160A AC1 2NO+2NC Double Pole Power Contactor L&T CS94064 | 0 | 31-12-2099 | Material Transfer |  | 0.0 |  | 0 | 0 |  | 0 | 0 | 0 | 0 |  | 0 | Item Attribute | 1 | Nos | 0.0 | 0.0 | 0 | 0.0 | 0 | L&T | CS94064 | India |  |  | 0 | 0.0 |  | 0 | 0 |  | 0 | 0 | 0 | 0 |  |  | 0 | 0 | 0 |  | 0 | [5 empty] | 0 |  |  | 0 | [13 empty] | Nos | 1.0 | [10 empty] | Ringlus Electro Controls & Automation PVT LTD | [18 empty] | CGST - RNG | 9.0
[120 empty] | SGST - RNG | 9.0
| MNX110-2P Type 110A AC3 160A AC1 2NO+2NC Double Pole Power Contactor L&T CS94065 | MNX110-2P Type 110A AC3 160A AC1 2NO+2NC Double Pole Power Contactor L&T CS94065 | LTCON | Nos |  | MNX110-2P Type 110A AC3 160A AC1 2NO+2NC Double Pole Power Contactor L&T CS94065 |  | 0 | 0 | 1 | 1 | 1 | 0.0 | 0.0 | 0.0 | 0 |  |  | 0.0 | Electrical Components | MNX110-2P Type 110A AC3 160A AC1 2NO+2NC Double Pole Power Contactor L&T CS94065 | 0 | 31-12-2099 | Material Transfer |  | 0.0 |  | 0 | 0 |  | 0 | 0 | 0 | 0 |  | 0 | Item Attribute | 1 | Nos | 0.0 | 0.0 | 0 | 0.0 | 0 | L&T | CS94065 | India |  |  | 0 | 0.0 |  | 0 | 0 |  | 0 | 0 | 0 | 0 |  |  | 0 | 0 | 0 |  | 0 | [5 empty] | 0 |  |  | 0 | [13 empty] | Nos | 1.0 | [10 empty] | Ringlus Electro Controls & Automation PVT LTD | [18 empty] | CGST - RNG | 9.0
[120 empty] | SGST - RNG | 9.0
| MNX140-2P Type 140A AC3 160A AC1 2NO+2NC Double Pole Power Contactor L&T CS94066 | MNX140-2P Type 140A AC3 160A AC1 2NO+2NC Double Pole Power Contactor L&T CS94066 | LTCON | Nos |  | MNX140-2P Type 140A AC3 160A AC1 2NO+2NC Double Pole Power Contactor L&T CS94066 |  | 0 | 0 | 1 | 1 | 1 | 0.0 | 0.0 | 0.0 | 0 |  |  | 0.0 | Electrical Components | MNX140-2P Type 140A AC3 160A AC1 2NO+2NC Double Pole Power Contactor L&T CS94066 | 0 | 31-12-2099 | Material Transfer |  | 0.0 |  | 0 | 0 |  | 0 | 0 | 0 | 0 |  | 0 | Item Attribute | 1 | Nos | 0.0 | 0.0 | 0 | 0.0 | 0 | L&T | CS94066 | India |  |  | 0 | 0.0 |  | 0 | 0 |  | 0 | 0 | 0 | 0 |  |  | 0 | 0 | 0 |  | 0 | [5 empty] | 0 |  |  | 0 | [13 empty] | Nos | 1.0 | [10 empty] | Ringlus Electro Controls & Automation PVT LTD | [18 empty] | CGST - RNG | 9.0
[120 empty] | SGST - RNG | 9.0
| MNX185-2P Type 185A AC3 250A AC1 2NO+2NC Double Pole Power Contactor L&T CS94978 | MNX185-2P Type 185A AC3 250A AC1 2NO+2NC Double Pole Power Contactor L&T CS94978 | LTCON | Nos |  | MNX185-2P Type 185A AC3 250A AC1 2NO+2NC Double Pole Power Contactor L&T CS94978 |  | 0 | 0 | 1 | 1 | 1 | 0.0 | 0.0 | 0.0 | 0 |  |  | 0.0 | Electrical Components | MNX185-2P Type 185A AC3 250A AC1 2NO+2NC Double Pole Power Contactor L&T CS94978 | 0 | 31-12-2099 | Material Transfer |  | 0.0 |  | 0 | 0 |  | 0 | 0 | 0 | 0 |  | 0 | Item Attribute | 1 | Nos | 0.0 | 0.0 | 0 | 0.0 | 0 | L&T | CS94978 | India |  |  | 0 | 0.0 |  | 0 | 0 |  | 0 | 0 | 0 | 0 |  |  | 0 | 0 | 0 |  | 0 | [5 empty] | 0 |  |  | 0 | [13 empty] | Nos | 1.0 | [10 empty] | Ringlus Electro Controls & Automation PVT LTD | [18 empty] | CGST - RNG | 9.0
[120 empty] | SGST - RNG | 9.0
| MNX225-2P Type 225A AC3 300A AC1 2NO+2NC Double Pole Power Contactor L&T CS94979 | MNX225-2P Type 225A AC3 300A AC1 2NO+2NC Double Pole Power Contactor L&T CS94979 | LTCON | Nos |  | MNX225-2P Type 225A AC3 300A AC1 2NO+2NC Double Pole Power Contactor L&T CS94979 |  | 0 | 0 | 1 | 1 | 1 | 0.0 | 0.0 | 0.0 | 0 |  |  | 0.0 | Electrical Components | MNX225-2P Type 225A AC3 300A AC1 2NO+2NC Double Pole Power Contactor L&T CS94979 | 0 | 31-12-2099 | Material Transfer |  | 0.0 |  | 0 | 0 |  | 0 | 0 | 0 | 0 |  | 0 | Item Attribute | 1 | Nos | 0.0 | 0.0 | 0 | 0.0 | 0 | L&T | CS94979 | India |  |  | 0 | 0.0 |  | 0 | 0 |  | 0 | 0 | 0 | 0 |  |  | 0 | 0 | 0 |  | 0 | [5 empty] | 0 |  |  | 0 | [13 empty] | Nos | 1.0 | [10 empty] | Ringlus Electro Controls & Automation PVT LTD | [18 empty] | CGST - RNG | 9.0
[120 empty] | SGST - RNG | 9.0
| MNX250-2P Type 250A AC3 300A AC1 2NO+2NC Double Pole Power Contactor L&T CS90301 | MNX250-2P Type 250A AC3 300A AC1 2NO+2NC Double Pole Power Contactor L&T CS90301 | LTCON | Nos |  | MNX250-2P Type 250A AC3 300A AC1 2NO+2NC Double Pole Power Contactor L&T CS90301 |  | 0 | 0 | 1 | 1 | 1 | 0.0 | 0.0 | 0.0 | 0 |  |  | 0.0 | Electrical Components | MNX250-2P Type 250A AC3 300A AC1 2NO+2NC Double Pole Power Contactor L&T CS90301 | 0 | 31-12-2099 | Material Transfer |  | 0.0 |  | 0 | 0 |  | 0 | 0 | 0 | 0 |  | 0 | Item Attribute | 1 | Nos | 0.0 | 0.0 | 0 | 0.0 | 0 | L&T | CS90301 | India |  |  | 0 | 0.0 |  | 0 | 0 |  | 0 | 0 | 0 | 0 |  |  | 0 | 0 | 0 |  | 0 | [5 empty] | 0 |  |  | 0 | [13 empty] | Nos | 1.0 | [10 empty] | Ringlus Electro Controls & Automation PVT LTD | [18 empty] | CGST - RNG | 9.0
[120 empty] | SGST - RNG | 9.0
| MNX300-2P Type 300A AC3 400A AC1 2NO+2NC Double Pole Power Contactor L&T CS90346 | MNX300-2P Type 300A AC3 400A AC1 2NO+2NC Double Pole Power Contactor L&T CS90346 | LTCON | Nos |  | MNX300-2P Type 300A AC3 400A AC1 2NO+2NC Double Pole Power Contactor L&T CS90346 |  | 0 | 0 | 1 | 1 | 1 | 0.0 | 0.0 | 0.0 | 0 |  |  | 0.0 | Electrical Components | MNX300-2P Type 300A AC3 400A AC1 2NO+2NC Double Pole Power Contactor L&T CS90346 | 0 | 31-12-2099 | Material Transfer |  | 0.0 |  | 0 | 0 |  | 0 | 0 | 0 | 0 |  | 0 | Item Attribute | 1 | Nos | 0.0 | 0.0 | 0 | 0.0 | 0 | L&T | CS90346 | India |  |  | 0 | 0.0 |  | 0 | 0 |  | 0 | 0 | 0 | 0 |  |  | 0 | 0 | 0 |  | 0 | [5 empty] | 0 |  |  | 0 | [13 empty] | Nos | 1.0 | [10 empty] | Ringlus Electro Controls & Automation PVT LTD | [18 empty] | CGST - RNG | 9.0
[120 empty] | SGST - RNG | 9.0
| MNX400-2P Type 400A AC3 425A AC1 2NO+2NC Double Pole Power Contactor L&T CS94069 | MNX400-2P Type 400A AC3 425A AC1 2NO+2NC Double Pole Power Contactor L&T CS94069 | LTCON | Nos |  | MNX400-2P Type 400A AC3 425A AC1 2NO+2NC Double Pole Power Contactor L&T CS94069 |  | 0 | 0 | 1 | 1 | 1 | 0.0 | 0.0 | 0.0 | 0 |  |  | 0.0 | Electrical Components | MNX400-2P Type 400A AC3 425A AC1 2NO+2NC Double Pole Power Contactor L&T CS94069 | 0 | 31-12-2099 | Material Transfer |  | 0.0 |  | 0 | 0 |  | 0 | 0 | 0 | 0 |  | 0 | Item Attribute | 1 | Nos | 0.0 | 0.0 | 0 | 0.0 | 0 | L&T | CS94069 | India |  |  | 0 | 0.0 |  | 0 | 0 |  | 0 | 0 | 0 | 0 |  |  | 0 | 0 | 0 |  | 0 | [5 empty] | 0 |  |  | 0 | [13 empty] | Nos | 1.0 | [10 empty] | Ringlus Electro Controls & Automation PVT LTD | [18 empty] | CGST - RNG | 9.0
[120 empty] | SGST - RNG | 9.0
| MNX550-2P Type 550A AC3 650A AC1 2NO+2NC Double Pole Power Contactor L&T CS90243 | MNX550-2P Type 550A AC3 650A AC1 2NO+2NC Double Pole Power Contactor L&T CS90243 | LTCON | Nos |  | MNX550-2P Type 550A AC3 650A AC1 2NO+2NC Double Pole Power Contactor L&T CS90243 |  | 0 | 0 | 1 | 1 | 1 | 0.0 | 0.0 | 0.0 | 0 |  |  | 0.0 | Electrical Components | MNX550-2P Type 550A AC3 650A AC1 2NO+2NC Double Pole Power Contactor L&T CS90243 | 0 | 31-12-2099 | Material Transfer |  | 0.0 |  | 0 | 0 |  | 0 | 0 | 0 | 0 |  | 0 | Item Attribute | 1 | Nos | 0.0 | 0.0 | 0 | 0.0 | 0 | L&T | CS90243 | India |  |  | 0 | 0.0 |  | 0 | 0 |  | 0 | 0 | 0 | 0 |  |  | 0 | 0 | 0 |  | 0 | [5 empty] | 0 |  |  | 0 | [13 empty] | Nos | 1.0 | [10 empty] | Ringlus Electro Controls & Automation PVT LTD | [18 empty] | CGST - RNG | 9.0
[120 empty] | SGST - RNG | 9.0
| MNX650-2P Type 650A AC3 800A AC1 2NO+2NC Double Pole Power Contactor L&T CS90578 | MNX650-2P Type 650A AC3 800A AC1 2NO+2NC Double Pole Power Contactor L&T CS90578 | LTCON | Nos |  | MNX650-2P Type 650A AC3 800A AC1 2NO+2NC Double Pole Power Contactor L&T CS90578 |  | 0 | 0 | 1 | 1 | 1 | 0.0 | 0.0 | 0.0 | 0 |  |  | 0.0 | Electrical Components | MNX650-2P Type 650A AC3 800A AC1 2NO+2NC Double Pole Power Contactor L&T CS90578 | 0 | 31-12-2099 | Material Transfer |  | 0.0 |  | 0 | 0 |  | 0 | 0 | 0 | 0 |  | 0 | Item Attribute | 1 | Nos | 0.0 | 0.0 | 0 | 0.0 | 0 | L&T | CS90578 | India |  |  | 0 | 0.0 |  | 0 | 0 |  | 0 | 0 | 0 | 0 |  |  | 0 | 0 | 0 |  | 0 | [5 empty] | 0 |  |  | 0 | [13 empty] | Nos | 1.0 | [10 empty] | Ringlus Electro Controls & Automation PVT LTD | [18 empty] | CGST - RNG | 9.0
[120 empty] | SGST - RNG | 9.0
| MX06 Type 6A AC3 20A AC1 1NO Double Pole Power Contactor L&T CS94012 | MX06 Type 6A AC3 20A AC1 1NO Double Pole Power Contactor L&T CS94012 | LTCON | Nos |  | MX06 Type 6A AC3 20A AC1 1NO Double Pole Power Contactor L&T CS94012 |  | 0 | 0 | 1 | 1 | 1 | 0.0 | 0.0 | 0.0 | 0 |  |  | 0.0 | Electrical Components | MX06 Type 6A AC3 20A AC1 1NO Double Pole Power Contactor L&T CS94012 | 0 | 31-12-2099 | Material Transfer |  | 0.0 |  | 0 | 0 |  | 0 | 0 | 0 | 0 |  | 0 | Item Attribute | 1 | Nos | 0.0 | 0.0 | 0 | 0.0 | 0 | L&T | CS94012 | India |  |  | 0 | 0.0 |  | 0 | 0 |  | 0 | 0 | 0 | 0 |  |  | 0 | 0 | 0 |  | 0 | [5 empty] | 0 |  |  | 0 | [13 empty] | Nos | 1.0 | [10 empty] | Ringlus Electro Controls & Automation PVT LTD | [18 empty] | CGST - RNG | 9.0
[120 empty] | SGST - RNG | 9.0
| MX06 Type 6A AC3 20A AC1 1NC Double Pole Power Contactor L&T CS94013 | MX06 Type 6A AC3 20A AC1 1NC Double Pole Power Contactor L&T CS94013 | LTCON | Nos |  | MX06 Type 6A AC3 20A AC1 1NC Double Pole Power Contactor L&T CS94013 |  | 0 | 0 | 1 | 1 | 1 | 0.0 | 0.0 | 0.0 | 0 |  |  | 0.0 | Electrical Components | MX06 Type 6A AC3 20A AC1 1NC Double Pole Power Contactor L&T CS94013 | 0 | 31-12-2099 | Material Transfer |  | 0.0 |  | 0 | 0 |  | 0 | 0 | 0 | 0 |  | 0 | Item Attribute | 1 | Nos | 0.0 | 0.0 | 0 | 0.0 | 0 | L&T | CS94013 | India |  |  | 0 | 0.0 |  | 0 | 0 |  | 0 | 0 | 0 | 0 |  |  | 0 | 0 | 0 |  | 0 | [5 empty] | 0 |  |  | 0 | [13 empty] | Nos | 1.0 | [10 empty] | Ringlus Electro Controls & Automation PVT LTD | [18 empty] | CGST - RNG | 9.0
[120 empty] | SGST - RNG | 9.0
| MX09 Type 9A AC3 20A AC1 1NO Double Pole Power Contactor L&T CS94014 | MX09 Type 9A AC3 20A AC1 1NO Double Pole Power Contactor L&T CS94014 | LTCON | Nos |  | MX09 Type 9A AC3 20A AC1 1NO Double Pole Power Contactor L&T CS94014 |  | 0 | 0 | 1 | 1 | 1 | 0.0 | 0.0 | 0.0 | 0 |  |  | 0.0 | Electrical Components | MX09 Type 9A AC3 20A AC1 1NO Double Pole Power Contactor L&T CS94014 | 0 | 31-12-2099 | Material Transfer |  | 0.0 |  | 0 | 0 |  | 0 | 0 | 0 | 0 |  | 0 | Item Attribute | 1 | Nos | 0.0 | 0.0 | 0 | 0.0 | 0 | L&T | CS94014 | India |  |  | 0 | 0.0 |  | 0 | 0 |  | 0 | 0 | 0 | 0 |  |  | 0 | 0 | 0 |  | 0 | [5 empty] | 0 |  |  | 0 | [13 empty] | Nos | 1.0 | [10 empty] | Ringlus Electro Controls & Automation PVT LTD | [18 empty] | CGST - RNG | 9.0
[120 empty] | SGST - RNG | 9.0
| MX09 Type 9A AC3 20A AC1 1NC Double Pole Power Contactor L&T CS94015 | MX09 Type 9A AC3 20A AC1 1NC Double Pole Power Contactor L&T CS94015 | LTCON | Nos |  | MX09 Type 9A AC3 20A AC1 1NC Double Pole Power Contactor L&T CS94015 |  | 0 | 0 | 1 | 1 | 1 | 0.0 | 0.0 | 0.0 | 0 |  |  | 0.0 | Electrical Components | MX09 Type 9A AC3 20A AC1 1NC Double Pole Power Contactor L&T CS94015 | 0 | 31-12-2099 | Material Transfer |  | 0.0 |  | 0 | 0 |  | 0 | 0 | 0 | 0 |  | 0 | Item Attribute | 1 | Nos | 0.0 | 0.0 | 0 | 0.0 | 0 | L&T | CS94015 | India |  |  | 0 | 0.0 |  | 0 | 0 |  | 0 | 0 | 0 | 0 |  |  | 0 | 0 | 0 |  | 0 | [5 empty] | 0 |  |  | 0 | [13 empty] | Nos | 1.0 | [10 empty] | Ringlus Electro Controls & Automation PVT LTD | [18 empty] | CGST - RNG | 9.0
[120 empty] | SGST - RNG | 9.0
| MX12 Type 12A AC3 20A AC1 1NO Double Pole Power Contactor L&T CS94016 | MX12 Type 12A AC3 20A AC1 1NO Double Pole Power Contactor L&T CS94016 | LTCON | Nos |  | MX12 Type 12A AC3 20A AC1 1NO Double Pole Power Contactor L&T CS94016 |  | 0 | 0 | 1 | 1 | 1 | 0.0 | 0.0 | 0.0 | 0 |  |  | 0.0 | Electrical Components | MX12 Type 12A AC3 20A AC1 1NO Double Pole Power Contactor L&T CS94016 | 0 | 31-12-2099 | Material Transfer |  | 0.0 |  | 0 | 0 |  | 0 | 0 | 0 | 0 |  | 0 | Item Attribute | 1 | Nos | 0.0 | 0.0 | 0 | 0.0 | 0 | L&T | CS94016 | India |  |  | 0 | 0.0 |  | 0 | 0 |  | 0 | 0 | 0 | 0 |  |  | 0 | 0 | 0 |  | 0 | [5 empty] | 0 |  |  | 0 | [13 empty] | Nos | 1.0 | [10 empty] | Ringlus Electro Controls & Automation PVT LTD | [18 empty] | CGST - RNG | 9.0
[120 empty] | SGST - RNG | 9.0
| MX12 Type 12A AC3 20A AC1 1NC Double Pole Power Contactor L&T CS94017 | MX12 Type 12A AC3 20A AC1 1NC Double Pole Power Contactor L&T CS94017 | LTCON | Nos |  | MX12 Type 12A AC3 20A AC1 1NC Double Pole Power Contactor L&T CS94017 |  | 0 | 0 | 1 | 1 | 1 | 0.0 | 0.0 | 0.0 | 0 |  |  | 0.0 | Electrical Components | MX12 Type 12A AC3 20A AC1 1NC Double Pole Power Contactor L&T CS94017 | 0 | 31-12-2099 | Material Transfer |  | 0.0 |  | 0 | 0 |  | 0 | 0 | 0 | 0 |  | 0 | Item Attribute | 1 | Nos | 0.0 | 0.0 | 0 | 0.0 | 0 | L&T | CS94017 | India |  |  | 0 | 0.0 |  | 0 | 0 |  | 0 | 0 | 0 | 0 |  |  | 0 | 0 | 0 |  | 0 | [5 empty] | 0 |  |  | 0 | [13 empty] | Nos | 1.0 | [10 empty] | Ringlus Electro Controls & Automation PVT LTD | [18 empty] | CGST - RNG | 9.0
[120 empty] | SGST - RNG | 9.0
| MCX01 Type 16A AC1 Four Pole Power Contactor L&T CS97009 | MCX01 Type 16A AC1 Four Pole Power Contactor L&T CS97009 | LTCON | Nos |  | MCX01 Type 16A AC1 Four Pole Power Contactor L&T CS97009 |  | 0 | 0 | 1 | 1 | 1 | 0.0 | 0.0 | 0.0 | 0 |  |  | 0.0 | Electrical Components | MCX01 Type 16A AC1 Four Pole Power Contactor L&T CS97009 | 0 | 31-12-2099 | Material Transfer |  | 0.0 |  | 0 | 0 |  | 0 | 0 | 0 | 0 |  | 0 | Item Attribute | 1 | Nos | 0.0 | 0.0 | 0 | 0.0 | 0 | L&T | CS97009 | India |  |  | 0 | 0.0 |  | 0 | 0 |  | 0 | 0 | 0 | 0 |  |  | 0 | 0 | 0 |  | 0 | [5 empty] | 0 |  |  | 0 | [13 empty] | Nos | 1.0 | [10 empty] | Ringlus Electro Controls & Automation PVT LTD | [18 empty] | CGST - RNG | 9.0
[120 empty] | SGST - RNG | 9.0
| MCX02 Type 25A AC1 Four Pole Power Contactor L&T CS97010 | MCX02 Type 25A AC1 Four Pole Power Contactor L&T CS97010 | LTCON | Nos |  | MCX02 Type 25A AC1 Four Pole Power Contactor L&T CS97010 |  | 0 | 0 | 1 | 1 | 1 | 0.0 | 0.0 | 0.0 | 0 |  |  | 0.0 | Electrical Components | MCX02 Type 25A AC1 Four Pole Power Contactor L&T CS97010 | 0 | 31-12-2099 | Material Transfer |  | 0.0 |  | 0 | 0 |  | 0 | 0 | 0 | 0 |  | 0 | Item Attribute | 1 | Nos | 0.0 | 0.0 | 0 | 0.0 | 0 | L&T | CS97010 | India |  |  | 0 | 0.0 |  | 0 | 0 |  | 0 | 0 | 0 | 0 |  |  | 0 | 0 | 0 |  | 0 | [5 empty] | 0 |  |  | 0 | [13 empty] | Nos | 1.0 | [10 empty] | Ringlus Electro Controls & Automation PVT LTD | [18 empty] | CGST - RNG | 9.0
[120 empty] | SGST - RNG | 9.0
| MCX03 Type 32A AC1 Four Pole Power Contactor L&T CS97011 | MCX03 Type 32A AC1 Four Pole Power Contactor L&T CS97011 | LTCON | Nos |  | MCX03 Type 32A AC1 Four Pole Power Contactor L&T CS97011 |  | 0 | 0 | 1 | 1 | 1 | 0.0 | 0.0 | 0.0 | 0 |  |  | 0.0 | Electrical Components | MCX03 Type 32A AC1 Four Pole Power Contactor L&T CS97011 | 0 | 31-12-2099 | Material Transfer |  | 0.0 |  | 0 | 0 |  | 0 | 0 | 0 | 0 |  | 0 | Item Attribute | 1 | Nos | 0.0 | 0.0 | 0 | 0.0 | 0 | L&T | CS97011 | India |  |  | 0 | 0.0 |  | 0 | 0 |  | 0 | 0 | 0 | 0 |  |  | 0 | 0 | 0 |  | 0 | [5 empty] | 0 |  |  | 0 | [13 empty] | Nos | 1.0 | [10 empty] | Ringlus Electro Controls & Automation PVT LTD | [18 empty] | CGST - RNG | 9.0
[120 empty] | SGST - RNG | 9.0
| MCX04 Type 40A AC1 Four Pole Power Contactor L&T CS97012 | MCX04 Type 40A AC1 Four Pole Power Contactor L&T CS97012 | LTCON | Nos |  | MCX04 Type 40A AC1 Four Pole Power Contactor L&T CS97012 |  | 0 | 0 | 1 | 1 | 1 | 0.0 | 0.0 | 0.0 | 0 |  |  | 0.0 | Electrical Components | MCX04 Type 40A AC1 Four Pole Power Contactor L&T CS97012 | 0 | 31-12-2099 | Material Transfer |  | 0.0 |  | 0 | 0 |  | 0 | 0 | 0 | 0 |  | 0 | Item Attribute | 1 | Nos | 0.0 | 0.0 | 0 | 0.0 | 0 | L&T | CS97012 | India |  |  | 0 | 0.0 |  | 0 | 0 |  | 0 | 0 | 0 | 0 |  |  | 0 | 0 | 0 |  | 0 | [5 empty] | 0 |  |  | 0 | [13 empty] | Nos | 1.0 | [10 empty] | Ringlus Electro Controls & Automation PVT LTD | [18 empty] | CGST - RNG | 9.0
[120 empty] | SGST - RNG | 9.0
| MCX11 Type 50A AC1 Four Pole Power Contactor L&T CS97013 | MCX11 Type 50A AC1 Four Pole Power Contactor L&T CS97013 | LTCON | Nos |  | MCX11 Type 50A AC1 Four Pole Power Contactor L&T CS97013 |  | 0 | 0 | 1 | 1 | 1 | 0.0 | 0.0 | 0.0 | 0 |  |  | 0.0 | Electrical Components | MCX11 Type 50A AC1 Four Pole Power Contactor L&T CS97013 | 0 | 31-12-2099 | Material Transfer |  | 0.0 |  | 0 | 0 |  | 0 | 0 | 0 | 0 |  | 0 | Item Attribute | 1 | Nos | 0.0 | 0.0 | 0 | 0.0 | 0 | L&T | CS97013 | India |  |  | 0 | 0.0 |  | 0 | 0 |  | 0 | 0 | 0 | 0 |  |  | 0 | 0 | 0 |  | 0 | [5 empty] | 0 |  |  | 0 | [13 empty] | Nos | 1.0 | [10 empty] | Ringlus Electro Controls & Automation PVT LTD | [18 empty] | CGST - RNG | 9.0
[120 empty] | SGST - RNG | 9.0
| MCX12 Type 63A AC1 Four Pole Power Contactor L&T CS97014 | MCX12 Type 63A AC1 Four Pole Power Contactor L&T CS97014 | LTCON | Nos |  | MCX12 Type 63A AC1 Four Pole Power Contactor L&T CS97014 |  | 0 | 0 | 1 | 1 | 1 | 0.0 | 0.0 | 0.0 | 0 |  |  | 0.0 | Electrical Components | MCX12 Type 63A AC1 Four Pole Power Contactor L&T CS97014 | 0 | 31-12-2099 | Material Transfer |  | 0.0 |  | 0 | 0 |  | 0 | 0 | 0 | 0 |  | 0 | Item Attribute | 1 | Nos | 0.0 | 0.0 | 0 | 0.0 | 0 | L&T | CS97014 | India |  |  | 0 | 0.0 |  | 0 | 0 |  | 0 | 0 | 0 | 0 |  |  | 0 | 0 | 0 |  | 0 | [5 empty] | 0 |  |  | 0 | [13 empty] | Nos | 1.0 | [10 empty] | Ringlus Electro Controls & Automation PVT LTD | [18 empty] | CGST - RNG | 9.0
[120 empty] | SGST - RNG | 9.0
| MCX13 Type 80A AC1 Four Pole Power Contactor L&T CS97015 | MCX13 Type 80A AC1 Four Pole Power Contactor L&T CS97015 | LTCON | Nos |  | MCX13 Type 80A AC1 Four Pole Power Contactor L&T CS97015 |  | 0 | 0 | 1 | 1 | 1 | 0.0 | 0.0 | 0.0 | 0 |  |  | 0.0 | Electrical Components | MCX13 Type 80A AC1 Four Pole Power Contactor L&T CS97015 | 0 | 31-12-2099 | Material Transfer |  | 0.0 |  | 0 | 0 |  | 0 | 0 | 0 | 0 |  | 0 | Item Attribute | 1 | Nos | 0.0 | 0.0 | 0 | 0.0 | 0 | L&T | CS97015 | India |  |  | 0 | 0.0 |  | 0 | 0 |  | 0 | 0 | 0 | 0 |  |  | 0 | 0 | 0 |  | 0 | [5 empty] | 0 |  |  | 0 | [13 empty] | Nos | 1.0 | [10 empty] | Ringlus Electro Controls & Automation PVT LTD | [18 empty] | CGST - RNG | 9.0
[120 empty] | SGST - RNG | 9.0
| MCX22 Type 100A AC1 Four Pole Power Contactor L&T CS97017 | MCX22 Type 100A AC1 Four Pole Power Contactor L&T CS97017 | LTCON | Nos |  | MCX22 Type 100A AC1 Four Pole Power Contactor L&T CS97017 |  | 0 | 0 | 1 | 1 | 1 | 0.0 | 0.0 | 0.0 | 0 |  |  | 0.0 | Electrical Components | MCX22 Type 100A AC1 Four Pole Power Contactor L&T CS97017 | 0 | 31-12-2099 | Material Transfer |  | 0.0 |  | 0 | 0 |  | 0 | 0 | 0 | 0 |  | 0 | Item Attribute | 1 | Nos | 0.0 | 0.0 | 0 | 0.0 | 0 | L&T | CS97017 | India |  |  | 0 | 0.0 |  | 0 | 0 |  | 0 | 0 | 0 | 0 |  |  | 0 | 0 | 0 |  | 0 | [5 empty] | 0 |  |  | 0 | [13 empty] | Nos | 1.0 | [10 empty] | Ringlus Electro Controls & Automation PVT LTD | [18 empty] | CGST - RNG | 9.0
[120 empty] | SGST - RNG | 9.0
| MCX23 Type 130A AC1 Four Pole Power Contactor L&T CS97018 | MCX23 Type 130A AC1 Four Pole Power Contactor L&T CS97018 | LTCON | Nos |  | MCX23 Type 130A AC1 Four Pole Power Contactor L&T CS97018 |  | 0 | 0 | 1 | 1 | 1 | 0.0 | 0.0 | 0.0 | 0 |  |  | 0.0 | Electrical Components | MCX23 Type 130A AC1 Four Pole Power Contactor L&T CS97018 | 0 | 31-12-2099 | Material Transfer |  | 0.0 |  | 0 | 0 |  | 0 | 0 | 0 | 0 |  | 0 | Item Attribute | 1 | Nos | 0.0 | 0.0 | 0 | 0.0 | 0 | L&T | CS97018 | India |  |  | 0 | 0.0 |  | 0 | 0 |  | 0 | 0 | 0 | 0 |  |  | 0 | 0 | 0 |  | 0 | [5 empty] | 0 |  |  | 0 | [13 empty] | Nos | 1.0 | [10 empty] | Ringlus Electro Controls & Automation PVT LTD | [18 empty] | CGST - RNG | 9.0
[120 empty] | SGST - RNG | 9.0
| MCX32 Type 160A AC1 2NO+2NC Four Pole Power Contactor L&T CS97020 | MCX32 Type 160A AC1 2NO+2NC Four Pole Power Contactor L&T CS97020 | LTCON | Nos |  | MCX32 Type 160A AC1 2NO+2NC Four Pole Power Contactor L&T CS97020 |  | 0 | 0 | 1 | 1 | 1 | 0.0 | 0.0 | 0.0 | 0 |  |  | 0.0 | Electrical Components | MCX32 Type 160A AC1 2NO+2NC Four Pole Power Contactor L&T CS97020 | 0 | 31-12-2099 | Material Transfer |  | 0.0 |  | 0 | 0 |  | 0 | 0 | 0 | 0 |  | 0 | Item Attribute | 1 | Nos | 0.0 | 0.0 | 0 | 0.0 | 0 | L&T | CS97020 | India |  |  | 0 | 0.0 |  | 0 | 0 |  | 0 | 0 | 0 | 0 |  |  | 0 | 0 | 0 |  | 0 | [5 empty] | 0 |  |  | 0 | [13 empty] | Nos | 1.0 | [10 empty] | Ringlus Electro Controls & Automation PVT LTD | [18 empty] | CGST - RNG | 9.0
[120 empty] | SGST - RNG | 9.0
| MCX33 Type 200A AC1 2NO+2NC Four Pole Power Contactor L&T CS97021 | MCX33 Type 200A AC1 2NO+2NC Four Pole Power Contactor L&T CS97021 | LTCON | Nos |  | MCX33 Type 200A AC1 2NO+2NC Four Pole Power Contactor L&T CS97021 |  | 0 | 0 | 1 | 1 | 1 | 0.0 | 0.0 | 0.0 | 0 |  |  | 0.0 | Electrical Components | MCX33 Type 200A AC1 2NO+2NC Four Pole Power Contactor L&T CS97021 | 0 | 31-12-2099 | Material Transfer |  | 0.0 |  | 0 | 0 |  | 0 | 0 | 0 | 0 |  | 0 | Item Attribute | 1 | Nos | 0.0 | 0.0 | 0 | 0.0 | 0 | L&T | CS97021 | India |  |  | 0 | 0.0 |  | 0 | 0 |  | 0 | 0 | 0 | 0 |  |  | 0 | 0 | 0 |  | 0 | [5 empty] | 0 |  |  | 0 | [13 empty] | Nos | 1.0 | [10 empty] | Ringlus Electro Controls & Automation PVT LTD | [18 empty] | CGST - RNG | 9.0
[120 empty] | SGST - RNG | 9.0
| MCX34 Type 255A AC1 2NO+2NC Four Pole Power Contactor L&T CS97022 | MCX34 Type 255A AC1 2NO+2NC Four Pole Power Contactor L&T CS97022 | LTCON | Nos |  | MCX34 Type 255A AC1 2NO+2NC Four Pole Power Contactor L&T CS97022 |  | 0 | 0 | 1 | 1 | 1 | 0.0 | 0.0 | 0.0 | 0 |  |  | 0.0 | Electrical Components | MCX34 Type 255A AC1 2NO+2NC Four Pole Power Contactor L&T CS97022 | 0 | 31-12-2099 | Material Transfer |  | 0.0 |  | 0 | 0 |  | 0 | 0 | 0 | 0 |  | 0 | Item Attribute | 1 | Nos | 0.0 | 0.0 | 0 | 0.0 | 0 | L&T | CS97022 | India |  |  | 0 | 0.0 |  | 0 | 0 |  | 0 | 0 | 0 | 0 |  |  | 0 | 0 | 0 |  | 0 | [5 empty] | 0 |  |  | 0 | [13 empty] | Nos | 1.0 | [10 empty] | Ringlus Electro Controls & Automation PVT LTD | [18 empty] | CGST - RNG | 9.0
[120 empty] | SGST - RNG | 9.0
| MCX41 Type 325A AC1 2NO+2NC Four Pole Power Contactor L&T CS97023 | MCX41 Type 325A AC1 2NO+2NC Four Pole Power Contactor L&T CS97023 | LTCON | Nos |  | MCX41 Type 325A AC1 2NO+2NC Four Pole Power Contactor L&T CS97023 |  | 0 | 0 | 1 | 1 | 1 | 0.0 | 0.0 | 0.0 | 0 |  |  | 0.0 | Electrical Components | MCX41 Type 325A AC1 2NO+2NC Four Pole Power Contactor L&T CS97023 | 0 | 31-12-2099 | Material Transfer |  | 0.0 |  | 0 | 0 |  | 0 | 0 | 0 | 0 |  | 0 | Item Attribute | 1 | Nos | 0.0 | 0.0 | 0 | 0.0 | 0 | L&T | CS97023 | India |  |  | 0 | 0.0 |  | 0 | 0 |  | 0 | 0 | 0 | 0 |  |  | 0 | 0 | 0 |  | 0 | [5 empty] | 0 |  |  | 0 | [13 empty] | Nos | 1.0 | [10 empty] | Ringlus Electro Controls & Automation PVT LTD | [18 empty] | CGST - RNG | 9.0
[120 empty] | SGST - RNG | 9.0
| MCX42 Type 360A AC1 2NO+2NC Four Pole Power Contactor L&T CS97024 | MCX42 Type 360A AC1 2NO+2NC Four Pole Power Contactor L&T CS97024 | LTCON | Nos |  | MCX42 Type 360A AC1 2NO+2NC Four Pole Power Contactor L&T CS97024 |  | 0 | 0 | 1 | 1 | 1 | 0.0 | 0.0 | 0.0 | 0 |  |  | 0.0 | Electrical Components | MCX42 Type 360A AC1 2NO+2NC Four Pole Power Contactor L&T CS97024 | 0 | 31-12-2099 | Material Transfer |  | 0.0 |  | 0 | 0 |  | 0 | 0 | 0 | 0 |  | 0 | Item Attribute | 1 | Nos | 0.0 | 0.0 | 0 | 0.0 | 0 | L&T | CS97024 | India |  |  | 0 | 0.0 |  | 0 | 0 |  | 0 | 0 | 0 | 0 |  |  | 0 | 0 | 0 |  | 0 | [5 empty] | 0 |  |  | 0 | [13 empty] | Nos | 1.0 | [10 empty] | Ringlus Electro Controls & Automation PVT LTD | [18 empty] | CGST - RNG | 9.0
[120 empty] | SGST - RNG | 9.0
| MCX43 Type 400A AC1 2NO+2NC Four Pole Power Contactor L&T CS97025 | MCX43 Type 400A AC1 2NO+2NC Four Pole Power Contactor L&T CS97025 | LTCON | Nos |  | MCX43 Type 400A AC1 2NO+2NC Four Pole Power Contactor L&T CS97025 |  | 0 | 0 | 1 | 1 | 1 | 0.0 | 0.0 | 0.0 | 0 |  |  | 0.0 | Electrical Components | MCX43 Type 400A AC1 2NO+2NC Four Pole Power Contactor L&T CS97025 | 0 | 31-12-2099 | Material Transfer |  | 0.0 |  | 0 | 0 |  | 0 | 0 | 0 | 0 |  | 0 | Item Attribute | 1 | Nos | 0.0 | 0.0 | 0 | 0.0 | 0 | L&T | CS97025 | India |  |  | 0 | 0.0 |  | 0 | 0 |  | 0 | 0 | 0 | 0 |  |  | 0 | 0 | 0 |  | 0 | [5 empty] | 0 |  |  | 0 | [13 empty] | Nos | 1.0 | [10 empty] | Ringlus Electro Controls & Automation PVT LTD | [18 empty] | CGST - RNG | 9.0
[120 empty] | SGST - RNG | 9.0
| MCX44 Type 500A AC1 2NO+2NC Four Pole Power Contactor L&T CS97026 | MCX44 Type 500A AC1 2NO+2NC Four Pole Power Contactor L&T CS97026 | LTCON | Nos |  | MCX44 Type 500A AC1 2NO+2NC Four Pole Power Contactor L&T CS97026 |  | 0 | 0 | 1 | 1 | 1 | 0.0 | 0.0 | 0.0 | 0 |  |  | 0.0 | Electrical Components | MCX44 Type 500A AC1 2NO+2NC Four Pole Power Contactor L&T CS97026 | 0 | 31-12-2099 | Material Transfer |  | 0.0 |  | 0 | 0 |  | 0 | 0 | 0 | 0 |  | 0 | Item Attribute | 1 | Nos | 0.0 | 0.0 | 0 | 0.0 | 0 | L&T | CS97026 | India |  |  | 0 | 0.0 |  | 0 | 0 |  | 0 | 0 | 0 | 0 |  |  | 0 | 0 | 0 |  | 0 | [5 empty] | 0 |  |  | 0 | [13 empty] | Nos | 1.0 | [10 empty] | Ringlus Electro Controls & Automation PVT LTD | [18 empty] | CGST - RNG | 9.0
[120 empty] | SGST - RNG | 9.0
| MCX45 Type 600A AC1 2NO+2NC Four Pole Power Contactor L&T CS97027 | MCX45 Type 600A AC1 2NO+2NC Four Pole Power Contactor L&T CS97027 | LTCON | Nos |  | MCX45 Type 600A AC1 2NO+2NC Four Pole Power Contactor L&T CS97027 |  | 0 | 0 | 1 | 1 | 1 | 0.0 | 0.0 | 0.0 | 0 |  |  | 0.0 | Electrical Components | MCX45 Type 600A AC1 2NO+2NC Four Pole Power Contactor L&T CS97027 | 0 | 31-12-2099 | Material Transfer |  | 0.0 |  | 0 | 0 |  | 0 | 0 | 0 | 0 |  | 0 | Item Attribute | 1 | Nos | 0.0 | 0.0 | 0 | 0.0 | 0 | L&T | CS97027 | India |  |  | 0 | 0.0 |  | 0 | 0 |  | 0 | 0 | 0 | 0 |  |  | 0 | 0 | 0 |  | 0 | [5 empty] | 0 |  |  | 0 | [13 empty] | Nos | 1.0 | [10 empty] | Ringlus Electro Controls & Automation PVT LTD | [18 empty] | CGST - RNG | 9.0
[120 empty] | SGST - RNG | 9.0
| MCX46 Type 700A AC1 2NO+2NC Four Pole Power Contactor L&T CS97028 | MCX46 Type 700A AC1 2NO+2NC Four Pole Power Contactor L&T CS97028 | LTCON | Nos |  | MCX46 Type 700A AC1 2NO+2NC Four Pole Power Contactor L&T CS97028 |  | 0 | 0 | 1 | 1 | 1 | 0.0 | 0.0 | 0.0 | 0 |  |  | 0.0 | Electrical Components | MCX46 Type 700A AC1 2NO+2NC Four Pole Power Contactor L&T CS97028 | 0 | 31-12-2099 | Material Transfer |  | 0.0 |  | 0 | 0 |  | 0 | 0 | 0 | 0 |  | 0 | Item Attribute | 1 | Nos | 0.0 | 0.0 | 0 | 0.0 | 0 | L&T | CS97028 | India |  |  | 0 | 0.0 |  | 0 | 0 |  | 0 | 0 | 0 | 0 |  |  | 0 | 0 | 0 |  | 0 | [5 empty] | 0 |  |  | 0 | [13 empty] | Nos | 1.0 | [10 empty] | Ringlus Electro Controls & Automation PVT LTD | [18 empty] | CGST - RNG | 9.0
[120 empty] | SGST - RNG | 9.0
| MCX47 Type 800A AC1 2NO+2NC Four Pole Power Contactor L&T CS94291 | MCX47 Type 800A AC1 2NO+2NC Four Pole Power Contactor L&T CS94291 | LTCON | Nos |  | MCX47 Type 800A AC1 2NO+2NC Four Pole Power Contactor L&T CS94291 |  | 0 | 0 | 1 | 1 | 1 | 0.0 | 0.0 | 0.0 | 0 |  |  | 0.0 | Electrical Components | MCX47 Type 800A AC1 2NO+2NC Four Pole Power Contactor L&T CS94291 | 0 | 31-12-2099 | Material Transfer |  | 0.0 |  | 0 | 0 |  | 0 | 0 | 0 | 0 |  | 0 | Item Attribute | 1 | Nos | 0.0 | 0.0 | 0 | 0.0 | 0 | L&T | CS94291 | India |  |  | 0 | 0.0 |  | 0 | 0 |  | 0 | 0 | 0 | 0 |  |  | 0 | 0 | 0 |  | 0 | [5 empty] | 0 |  |  | 0 | [13 empty] | Nos | 1.0 | [10 empty] | Ringlus Electro Controls & Automation PVT LTD | [18 empty] | CGST - RNG | 9.0
[120 empty] | SGST - RNG | 9.0
| MX0 40E (4NO) Auxilary Contactors for AC Control L&T CS94018 | MX0 40E (4NO) Auxilary Contactors for AC Control L&T CS94018 | LTCON | Nos |  | MX0 40E (4NO) Auxilary Contactors for AC Control L&T CS94018 |  | 0 | 0 | 1 | 1 | 1 | 0.0 | 0.0 | 0.0 | 0 |  |  | 0.0 | Electrical Components | MX0 40E (4NO) Auxilary Contactors for AC Control L&T CS94018 | 0 | 31-12-2099 | Material Transfer |  | 0.0 |  | 0 | 0 |  | 0 | 0 | 0 | 0 |  | 0 | Item Attribute | 1 | Nos | 0.0 | 0.0 | 0 | 0.0 | 0 | L&T | CS94018 | India |  |  | 0 | 0.0 |  | 0 | 0 |  | 0 | 0 | 0 | 0 |  |  | 0 | 0 | 0 |  | 0 | [5 empty] | 0 |  |  | 0 | [13 empty] | Nos | 1.0 | [10 empty] | Ringlus Electro Controls & Automation PVT LTD | [18 empty] | CGST - RNG | 9.0
[120 empty] | SGST - RNG | 9.0
| MX0 31E (3NO+1NC) Auxilary Contactors for AC Control L&T CS94019 | MX0 31E (3NO+1NC) Auxilary Contactors for AC Control L&T CS94019 | LTCON | Nos |  | MX0 31E (3NO+1NC) Auxilary Contactors for AC Control L&T CS94019 |  | 0 | 0 | 1 | 1 | 1 | 0.0 | 0.0 | 0.0 | 0 |  |  | 0.0 | Electrical Components | MX0 31E (3NO+1NC) Auxilary Contactors for AC Control L&T CS94019 | 0 | 31-12-2099 | Material Transfer |  | 0.0 |  | 0 | 0 |  | 0 | 0 | 0 | 0 |  | 0 | Item Attribute | 1 | Nos | 0.0 | 0.0 | 0 | 0.0 | 0 | L&T | CS94019 | India |  |  | 0 | 0.0 |  | 0 | 0 |  | 0 | 0 | 0 | 0 |  |  | 0 | 0 | 0 |  | 0 | [5 empty] | 0 |  |  | 0 | [13 empty] | Nos | 1.0 | [10 empty] | Ringlus Electro Controls & Automation PVT LTD | [18 empty] | CGST - RNG | 9.0
[120 empty] | SGST - RNG | 9.0
| MX0 22E (2NO+2NC) Auxilary Contactors for AC Control L&T CS94020 | MX0 22E (2NO+2NC) Auxilary Contactors for AC Control L&T CS94020 | LTCON | Nos |  | MX0 22E (2NO+2NC) Auxilary Contactors for AC Control L&T CS94020 |  | 0 | 0 | 1 | 1 | 1 | 0.0 | 0.0 | 0.0 | 0 |  |  | 0.0 | Electrical Components | MX0 22E (2NO+2NC) Auxilary Contactors for AC Control L&T CS94020 | 0 | 31-12-2099 | Material Transfer |  | 0.0 |  | 0 | 0 |  | 0 | 0 | 0 | 0 |  | 0 | Item Attribute | 1 | Nos | 0.0 | 0.0 | 0 | 0.0 | 0 | L&T | CS94020 | India |  |  | 0 | 0.0 |  | 0 | 0 |  | 0 | 0 | 0 | 0 |  |  | 0 | 0 | 0 |  | 0 | [5 empty] | 0 |  |  | 0 | [13 empty] | Nos | 1.0 | [10 empty] | Ringlus Electro Controls & Automation PVT LTD | [18 empty] | CGST - RNG | 9.0
[120 empty] | SGST - RNG | 9.0
| MX0 13E (1NO+3NC) Auxilary Contactors for AC Control L&T CS94041 | MX0 13E (1NO+3NC) Auxilary Contactors for AC Control L&T CS94041 | LTCON | Nos |  | MX0 13E (1NO+3NC) Auxilary Contactors for AC Control L&T CS94041 |  | 0 | 0 | 1 | 1 | 1 | 0.0 | 0.0 | 0.0 | 0 |  |  | 0.0 | Electrical Components | MX0 13E (1NO+3NC) Auxilary Contactors for AC Control L&T CS94041 | 0 | 31-12-2099 | Material Transfer |  | 0.0 |  | 0 | 0 |  | 0 | 0 | 0 | 0 |  | 0 | Item Attribute | 1 | Nos | 0.0 | 0.0 | 0 | 0.0 | 0 | L&T | CS94041 | India |  |  | 0 | 0.0 |  | 0 | 0 |  | 0 | 0 | 0 | 0 |  |  | 0 | 0 | 0 |  | 0 | [5 empty] | 0 |  |  | 0 | [13 empty] | Nos | 1.0 | [10 empty] | Ringlus Electro Controls & Automation PVT LTD | [18 empty] | CGST - RNG | 9.0
[120 empty] | SGST - RNG | 9.0
| MX0 04E (4NC) Auxilary Contactors for AC Control L&T CS94042 | MX0 04E (4NC) Auxilary Contactors for AC Control L&T CS94042 | LTCON | Nos |  | MX0 04E (4NC) Auxilary Contactors for AC Control L&T CS94042 |  | 0 | 0 | 1 | 1 | 1 | 0.0 | 0.0 | 0.0 | 0 |  |  | 0.0 | Electrical Components | MX0 04E (4NC) Auxilary Contactors for AC Control L&T CS94042 | 0 | 31-12-2099 | Material Transfer |  | 0.0 |  | 0 | 0 |  | 0 | 0 | 0 | 0 |  | 0 | Item Attribute | 1 | Nos | 0.0 | 0.0 | 0 | 0.0 | 0 | L&T | CS94042 | India |  |  | 0 | 0.0 |  | 0 | 0 |  | 0 | 0 | 0 | 0 |  |  | 0 | 0 | 0 |  | 0 | [5 empty] | 0 |  |  | 0 | [13 empty] | Nos | 1.0 | [10 empty] | Ringlus Electro Controls & Automation PVT LTD | [18 empty] | CGST - RNG | 9.0
[120 empty] | SGST - RNG | 9.0
| MX0 40E (4NO) Auxilary Contactors for DC Control L&T CS94027 | MX0 40E (4NO) Auxilary Contactors for DC Control L&T CS94027 | LTCON | Nos |  | MX0 40E (4NO) Auxilary Contactors for DC Control L&T CS94027 |  | 0 | 0 | 1 | 1 | 1 | 0.0 | 0.0 | 0.0 | 0 |  |  | 0.0 | Electrical Components | MX0 40E (4NO) Auxilary Contactors for DC Control L&T CS94027 | 0 | 31-12-2099 | Material Transfer |  | 0.0 |  | 0 | 0 |  | 0 | 0 | 0 | 0 |  | 0 | Item Attribute | 1 | Nos | 0.0 | 0.0 | 0 | 0.0 | 0 | L&T | CS94027 | India |  |  | 0 | 0.0 |  | 0 | 0 |  | 0 | 0 | 0 | 0 |  |  | 0 | 0 | 0 |  | 0 | [5 empty] | 0 |  |  | 0 | [13 empty] | Nos | 1.0 | [10 empty] | Ringlus Electro Controls & Automation PVT LTD | [18 empty] | CGST - RNG | 9.0
[120 empty] | SGST - RNG | 9.0
| MX0 31E (3NO+1NC) Auxilary Contactors for DC Control L&T CS94028 | MX0 31E (3NO+1NC) Auxilary Contactors for DC Control L&T CS94028 | LTCON | Nos |  | MX0 31E (3NO+1NC) Auxilary Contactors for DC Control L&T CS94028 |  | 0 | 0 | 1 | 1 | 1 | 0.0 | 0.0 | 0.0 | 0 |  |  | 0.0 | Electrical Components | MX0 31E (3NO+1NC) Auxilary Contactors for DC Control L&T CS94028 | 0 | 31-12-2099 | Material Transfer |  | 0.0 |  | 0 | 0 |  | 0 | 0 | 0 | 0 |  | 0 | Item Attribute | 1 | Nos | 0.0 | 0.0 | 0 | 0.0 | 0 | L&T | CS94028 | India |  |  | 0 | 0.0 |  | 0 | 0 |  | 0 | 0 | 0 | 0 |  |  | 0 | 0 | 0 |  | 0 | [5 empty] | 0 |  |  | 0 | [13 empty] | Nos | 1.0 | [10 empty] | Ringlus Electro Controls & Automation PVT LTD | [18 empty] | CGST - RNG | 9.0
[120 empty] | SGST - RNG | 9.0
| MX0 22E (2NO+2NC) Auxilary Contactorsfor DC Control L&T CS94029 | MX0 22E (2NO+2NC) Auxilary Contactorsfor DC Control L&T CS94029 | LTCON | Nos |  | MX0 22E (2NO+2NC) Auxilary Contactorsfor DC Control L&T CS94029 |  | 0 | 0 | 1 | 1 | 1 | 0.0 | 0.0 | 0.0 | 0 |  |  | 0.0 | Electrical Components | MX0 22E (2NO+2NC) Auxilary Contactorsfor DC Control L&T CS94029 | 0 | 31-12-2099 | Material Transfer |  | 0.0 |  | 0 | 0 |  | 0 | 0 | 0 | 0 |  | 0 | Item Attribute | 1 | Nos | 0.0 | 0.0 | 0 | 0.0 | 0 | L&T | CS94029 | India |  |  | 0 | 0.0 |  | 0 | 0 |  | 0 | 0 | 0 | 0 |  |  | 0 | 0 | 0 |  | 0 | [5 empty] | 0 |  |  | 0 | [13 empty] | Nos | 1.0 | [10 empty] | Ringlus Electro Controls & Automation PVT LTD | [18 empty] | CGST - RNG | 9.0
[120 empty] | SGST - RNG | 9.0
| MX0 13E (1NO+3NC) Auxilary Contactors for DC Control L&T CS94043 | MX0 13E (1NO+3NC) Auxilary Contactors for DC Control L&T CS94043 | LTCON | Nos |  | MX0 13E (1NO+3NC) Auxilary Contactors for DC Control L&T CS94043 |  | 0 | 0 | 1 | 1 | 1 | 0.0 | 0.0 | 0.0 | 0 |  |  | 0.0 | Electrical Components | MX0 13E (1NO+3NC) Auxilary Contactors for DC Control L&T CS94043 | 0 | 31-12-2099 | Material Transfer |  | 0.0 |  | 0 | 0 |  | 0 | 0 | 0 | 0 |  | 0 | Item Attribute | 1 | Nos | 0.0 | 0.0 | 0 | 0.0 | 0 | L&T | CS94043 | India |  |  | 0 | 0.0 |  | 0 | 0 |  | 0 | 0 | 0 | 0 |  |  | 0 | 0 | 0 |  | 0 | [5 empty] | 0 |  |  | 0 | [13 empty] | Nos | 1.0 | [10 empty] | Ringlus Electro Controls & Automation PVT LTD | [18 empty] | CGST - RNG | 9.0
[120 empty] | SGST - RNG | 9.0
| MX0 04E (4NC) Auxilary Contactors for DC Control L&T CS94044 | MX0 04E (4NC) Auxilary Contactors for DC Control L&T CS94044 | LTCON | Nos |  | MX0 04E (4NC) Auxilary Contactors for DC Control L&T CS94044 |  | 0 | 0 | 1 | 1 | 1 | 0.0 | 0.0 | 0.0 | 0 |  |  | 0.0 | Electrical Components | MX0 04E (4NC) Auxilary Contactors for DC Control L&T CS94044 | 0 | 31-12-2099 | Material Transfer |  | 0.0 |  | 0 | 0 |  | 0 | 0 | 0 | 0 |  | 0 | Item Attribute | 1 | Nos | 0.0 | 0.0 | 0 | 0.0 | 0 | L&T | CS94044 | India |  |  | 0 | 0.0 |  | 0 | 0 |  | 0 | 0 | 0 | 0 |  |  | 0 | 0 | 0 |  | 0 | [5 empty] | 0 |  |  | 0 | [13 empty] | Nos | 1.0 | [10 empty] | Ringlus Electro Controls & Automation PVT LTD | [18 empty] | CGST - RNG | 9.0
[120 empty] | SGST - RNG | 9.0
| MO C3 Capacitor Duty Contactor L&T CS96146 | MO C3 Capacitor Duty Contactor L&T CS96146 | LTMOC | Nos |  | MO C3 Capacitor Duty Contactor L&T CS96146 |  | 0 | 0 | 1 | 1 | 1 | 0.0 | 0.0 | 0.0 | 0 |  |  | 0.0 | Electrical Components | MO C3 Capacitor Duty Contactor L&T CS96146 | 0 | 31-12-2099 | Material Transfer |  | 0.0 |  | 0 | 0 |  | 0 | 0 | 0 | 0 |  | 0 | Item Attribute | 1 | Nos | 0.0 | 0.0 | 0 | 0.0 | 0 | L&T | CS96146 | India |  |  | 0 | 0.0 |  | 0 | 0 |  | 0 | 0 | 0 | 0 |  |  | 0 | 0 | 0 |  | 0 | [5 empty] | 0 |  |  | 0 | [13 empty] | Nos | 1.0 | [10 empty] | Ringlus Electro Controls & Automation PVT LTD | [18 empty] | CGST - RNG | 9.0
[120 empty] | SGST - RNG | 9.0
| MO C5 Capacitor Duty Contactor L&T CS96127 | MO C5 Capacitor Duty Contactor L&T CS96127 | LTMOC | Nos |  | MO C5 Capacitor Duty Contactor L&T CS96127 |  | 0 | 0 | 1 | 1 | 1 | 0.0 | 0.0 | 0.0 | 0 |  |  | 0.0 | Electrical Components | MO C5 Capacitor Duty Contactor L&T CS96127 | 0 | 31-12-2099 | Material Transfer |  | 0.0 |  | 0 | 0 |  | 0 | 0 | 0 | 0 |  | 0 | Item Attribute | 1 | Nos | 0.0 | 0.0 | 0 | 0.0 | 0 | L&T | CS96127 | India |  |  | 0 | 0.0 |  | 0 | 0 |  | 0 | 0 | 0 | 0 |  |  | 0 | 0 | 0 |  | 0 | [5 empty] | 0 |  |  | 0 | [13 empty] | Nos | 1.0 | [10 empty] | Ringlus Electro Controls & Automation PVT LTD | [18 empty] | CGST - RNG | 9.0
[120 empty] | SGST - RNG | 9.0
| MO C8.5 Capacitor Duty Contactor L&T CS96320 | MO C8.5 Capacitor Duty Contactor L&T CS96320 | LTMOC | Nos |  | MO C8.5 Capacitor Duty Contactor L&T CS96320 |  | 0 | 0 | 1 | 1 | 1 | 0.0 | 0.0 | 0.0 | 0 |  |  | 0.0 | Electrical Components | MO C8.5 Capacitor Duty Contactor L&T CS96320 | 0 | 31-12-2099 | Material Transfer |  | 0.0 |  | 0 | 0 |  | 0 | 0 | 0 | 0 |  | 0 | Item Attribute | 1 | Nos | 0.0 | 0.0 | 0 | 0.0 | 0 | L&T | CS96320 | India |  |  | 0 | 0.0 |  | 0 | 0 |  | 0 | 0 | 0 | 0 |  |  | 0 | 0 | 0 |  | 0 | [5 empty] | 0 |  |  | 0 | [13 empty] | Nos | 1.0 | [10 empty] | Ringlus Electro Controls & Automation PVT LTD | [18 empty] | CGST - RNG | 9.0
[120 empty] | SGST - RNG | 9.0
| MO C10 Capacitor Duty Contactor L&T CS96156 | MO C10 Capacitor Duty Contactor L&T CS96156 | LTMOC | Nos |  | MO C10 Capacitor Duty Contactor L&T CS96156 |  | 0 | 0 | 1 | 1 | 1 | 0.0 | 0.0 | 0.0 | 0 |  |  | 0.0 | Electrical Components | MO C10 Capacitor Duty Contactor L&T CS96156 | 0 | 31-12-2099 | Material Transfer |  | 0.0 |  | 0 | 0 |  | 0 | 0 | 0 | 0 |  | 0 | Item Attribute | 1 | Nos | 0.0 | 0.0 | 0 | 0.0 | 0 | L&T | CS96156 | India |  |  | 0 | 0.0 |  | 0 | 0 |  | 0 | 0 | 0 | 0 |  |  | 0 | 0 | 0 |  | 0 | [5 empty] | 0 |  |  | 0 | [13 empty] | Nos | 1.0 | [10 empty] | Ringlus Electro Controls & Automation PVT LTD | [18 empty] | CGST - RNG | 9.0
[120 empty] | SGST - RNG | 9.0
| MO C12.5 Capacitor Duty Contactor L&T CS96321 | MO C12.5 Capacitor Duty Contactor L&T CS96321 | LTMOC | Nos |  | MO C12.5 Capacitor Duty Contactor L&T CS96321 |  | 0 | 0 | 1 | 1 | 1 | 0.0 | 0.0 | 0.0 | 0 |  |  | 0.0 | Electrical Components | MO C12.5 Capacitor Duty Contactor L&T CS96321 | 0 | 31-12-2099 | Material Transfer |  | 0.0 |  | 0 | 0 |  | 0 | 0 | 0 | 0 |  | 0 | Item Attribute | 1 | Nos | 0.0 | 0.0 | 0 | 0.0 | 0 | L&T | CS96321 | India |  |  | 0 | 0.0 |  | 0 | 0 |  | 0 | 0 | 0 | 0 |  |  | 0 | 0 | 0 |  | 0 | [5 empty] | 0 |  |  | 0 | [13 empty] | Nos | 1.0 | [10 empty] | Ringlus Electro Controls & Automation PVT LTD | [18 empty] | CGST - RNG | 9.0
[120 empty] | SGST - RNG | 9.0
| MO C15 Capacitor Duty Contactor L&T CS90019 | MO C15 Capacitor Duty Contactor L&T CS90019 | LTMOC | Nos |  | MO C15 Capacitor Duty Contactor L&T CS90019 |  | 0 | 0 | 1 | 1 | 1 | 0.0 | 0.0 | 0.0 | 0 |  |  | 0.0 | Electrical Components | MO C15 Capacitor Duty Contactor L&T CS90019 | 0 | 31-12-2099 | Material Transfer |  | 0.0 |  | 0 | 0 |  | 0 | 0 | 0 | 0 |  | 0 | Item Attribute | 1 | Nos | 0.0 | 0.0 | 0 | 0.0 | 0 | L&T | CS90019 | India |  |  | 0 | 0.0 |  | 0 | 0 |  | 0 | 0 | 0 | 0 |  |  | 0 | 0 | 0 |  | 0 | [5 empty] | 0 |  |  | 0 | [13 empty] | Nos | 1.0 | [10 empty] | Ringlus Electro Controls & Automation PVT LTD | [18 empty] | CGST - RNG | 9.0
[120 empty] | SGST - RNG | 9.0
| MO C20 Capacitor Duty Contactor L&T CS90021 | MO C20 Capacitor Duty Contactor L&T CS90021 | LTMOC | Nos |  | MO C20 Capacitor Duty Contactor L&T CS90021 |  | 0 | 0 | 1 | 1 | 1 | 0.0 | 0.0 | 0.0 | 0 |  |  | 0.0 | Electrical Components | MO C20 Capacitor Duty Contactor L&T CS90021 | 0 | 31-12-2099 | Material Transfer |  | 0.0 |  | 0 | 0 |  | 0 | 0 | 0 | 0 |  | 0 | Item Attribute | 1 | Nos | 0.0 | 0.0 | 0 | 0.0 | 0 | L&T | CS90021 | India |  |  | 0 | 0.0 |  | 0 | 0 |  | 0 | 0 | 0 | 0 |  |  | 0 | 0 | 0 |  | 0 | [5 empty] | 0 |  |  | 0 | [13 empty] | Nos | 1.0 | [10 empty] | Ringlus Electro Controls & Automation PVT LTD | [18 empty] | CGST - RNG | 9.0
[120 empty] | SGST - RNG | 9.0
| MO C25 Capacitor Duty Contactor L&T CS96322 | MO C25 Capacitor Duty Contactor L&T CS96322 | LTMOC | Nos |  | MO C25 Capacitor Duty Contactor L&T CS96322 |  | 0 | 0 | 1 | 1 | 1 | 0.0 | 0.0 | 0.0 | 0 |  |  | 0.0 | Electrical Components | MO C25 Capacitor Duty Contactor L&T CS96322 | 0 | 31-12-2099 | Material Transfer |  | 0.0 |  | 0 | 0 |  | 0 | 0 | 0 | 0 |  | 0 | Item Attribute | 1 | Nos | 0.0 | 0.0 | 0 | 0.0 | 0 | L&T | CS96322 | India |  |  | 0 | 0.0 |  | 0 | 0 |  | 0 | 0 | 0 | 0 |  |  | 0 | 0 | 0 |  | 0 | [5 empty] | 0 |  |  | 0 | [13 empty] | Nos | 1.0 | [10 empty] | Ringlus Electro Controls & Automation PVT LTD | [18 empty] | CGST - RNG | 9.0
[120 empty] | SGST - RNG | 9.0
| MO C30Capacitor Duty Contactor L&T CS96148 | MO C30Capacitor Duty Contactor L&T CS96148 | LTMOC | Nos |  | MO C30Capacitor Duty Contactor L&T CS96148 |  | 0 | 0 | 1 | 1 | 1 | 0.0 | 0.0 | 0.0 | 0 |  |  | 0.0 | Electrical Components | MO C30Capacitor Duty Contactor L&T CS96148 | 0 | 31-12-2099 | Material Transfer |  | 0.0 |  | 0 | 0 |  | 0 | 0 | 0 | 0 |  | 0 | Item Attribute | 1 | Nos | 0.0 | 0.0 | 0 | 0.0 | 0 | L&T | CS96148 | India |  |  | 0 | 0.0 |  | 0 | 0 |  | 0 | 0 | 0 | 0 |  |  | 0 | 0 | 0 |  | 0 | [5 empty] | 0 |  |  | 0 | [13 empty] | Nos | 1.0 | [10 empty] | Ringlus Electro Controls & Automation PVT LTD | [18 empty] | CGST - RNG | 9.0
[120 empty] | SGST - RNG | 9.0
| MO C40 Capacitor Duty Contactor L&T CS96147 | MO C40 Capacitor Duty Contactor L&T CS96147 | LTMOC | Nos |  | MO C40 Capacitor Duty Contactor L&T CS96147 |  | 0 | 0 | 1 | 1 | 1 | 0.0 | 0.0 | 0.0 | 0 |  |  | 0.0 | Electrical Components | MO C40 Capacitor Duty Contactor L&T CS96147 | 0 | 31-12-2099 | Material Transfer |  | 0.0 |  | 0 | 0 |  | 0 | 0 | 0 | 0 |  | 0 | Item Attribute | 1 | Nos | 0.0 | 0.0 | 0 | 0.0 | 0 | L&T | CS96147 | India |  |  | 0 | 0.0 |  | 0 | 0 |  | 0 | 0 | 0 | 0 |  |  | 0 | 0 | 0 |  | 0 | [5 empty] | 0 |  |  | 0 | [13 empty] | Nos | 1.0 | [10 empty] | Ringlus Electro Controls & Automation PVT LTD | [18 empty] | CGST - RNG | 9.0
[120 empty] | SGST - RNG | 9.0
| MO C50 Capacitor Duty Contactor L&T CS96324 | MO C50 Capacitor Duty Contactor L&T CS96324 | LTMOC | Nos |  | MO C50 Capacitor Duty Contactor L&T CS96324 |  | 0 | 0 | 1 | 1 | 1 | 0.0 | 0.0 | 0.0 | 0 |  |  | 0.0 | Electrical Components | MO C50 Capacitor Duty Contactor L&T CS96324 | 0 | 31-12-2099 | Material Transfer |  | 0.0 |  | 0 | 0 |  | 0 | 0 | 0 | 0 |  | 0 | Item Attribute | 1 | Nos | 0.0 | 0.0 | 0 | 0.0 | 0 | L&T | CS96324 | India |  |  | 0 | 0.0 |  | 0 | 0 |  | 0 | 0 | 0 | 0 |  |  | 0 | 0 | 0 |  | 0 | [5 empty] | 0 |  |  | 0 | [13 empty] | Nos | 1.0 | [10 empty] | Ringlus Electro Controls & Automation PVT LTD | [18 empty] | CGST - RNG | 9.0
[120 empty] | SGST - RNG | 9.0
| MO C60 Capacitor Duty Contactor L&T CS96149 | MO C60 Capacitor Duty Contactor L&T CS96149 | LTMOC | Nos |  | MO C60 Capacitor Duty Contactor L&T CS96149 |  | 0 | 0 | 1 | 1 | 1 | 0.0 | 0.0 | 0.0 | 0 |  |  | 0.0 | Electrical Components | MO C60 Capacitor Duty Contactor L&T CS96149 | 0 | 31-12-2099 | Material Transfer |  | 0.0 |  | 0 | 0 |  | 0 | 0 | 0 | 0 |  | 0 | Item Attribute | 1 | Nos | 0.0 | 0.0 | 0 | 0.0 | 0 | L&T | CS96149 | India |  |  | 0 | 0.0 |  | 0 | 0 |  | 0 | 0 | 0 | 0 |  |  | 0 | 0 | 0 |  | 0 | [5 empty] | 0 |  |  | 0 | [13 empty] | Nos | 1.0 | [10 empty] | Ringlus Electro Controls & Automation PVT LTD | [18 empty] | CGST - RNG | 9.0
[120 empty] | SGST - RNG | 9.0
| MO C75 Capacitor Duty Contactor L&T CS96150 | MO C75 Capacitor Duty Contactor L&T CS96150 | LTMOC | Nos |  | MO C75 Capacitor Duty Contactor L&T CS96150 |  | 0 | 0 | 1 | 1 | 1 | 0.0 | 0.0 | 0.0 | 0 |  |  | 0.0 | Electrical Components | MO C75 Capacitor Duty Contactor L&T CS96150 | 0 | 31-12-2099 | Material Transfer |  | 0.0 |  | 0 | 0 |  | 0 | 0 | 0 | 0 |  | 0 | Item Attribute | 1 | Nos | 0.0 | 0.0 | 0 | 0.0 | 0 | L&T | CS96150 | India |  |  | 0 | 0.0 |  | 0 | 0 |  | 0 | 0 | 0 | 0 |  |  | 0 | 0 | 0 |  | 0 | [5 empty] | 0 |  |  | 0 | [13 empty] | Nos | 1.0 | [10 empty] | Ringlus Electro Controls & Automation PVT LTD | [18 empty] | CGST - RNG | 9.0
[120 empty] | SGST - RNG | 9.0
| MO C80 Capacitor Duty Contactor L&T CS96326 | MO C80 Capacitor Duty Contactor L&T CS96326 | LTMOC | Nos |  | MO C80 Capacitor Duty Contactor L&T CS96326 |  | 0 | 0 | 1 | 1 | 1 | 0.0 | 0.0 | 0.0 | 0 |  |  | 0.0 | Electrical Components | MO C80 Capacitor Duty Contactor L&T CS96326 | 0 | 31-12-2099 | Material Transfer |  | 0.0 |  | 0 | 0 |  | 0 | 0 | 0 | 0 |  | 0 | Item Attribute | 1 | Nos | 0.0 | 0.0 | 0 | 0.0 | 0 | L&T | CS96326 | India |  |  | 0 | 0.0 |  | 0 | 0 |  | 0 | 0 | 0 | 0 |  |  | 0 | 0 | 0 |  | 0 | [5 empty] | 0 |  |  | 0 | [13 empty] | Nos | 1.0 | [10 empty] | Ringlus Electro Controls & Automation PVT LTD | [18 empty] | CGST - RNG | 9.0
[120 empty] | SGST - RNG | 9.0
| MO C85 Capacitor Duty Contactor L&T CS96157 | MO C85 Capacitor Duty Contactor L&T CS96157 | LTMOC | Nos |  | MO C85 Capacitor Duty Contactor L&T CS96157 |  | 0 | 0 | 1 | 1 | 1 | 0.0 | 0.0 | 0.0 | 0 |  |  | 0.0 | Electrical Components | MO C85 Capacitor Duty Contactor L&T CS96157 | 0 | 31-12-2099 | Material Transfer |  | 0.0 |  | 0 | 0 |  | 0 | 0 | 0 | 0 |  | 0 | Item Attribute | 1 | Nos | 0.0 | 0.0 | 0 | 0.0 | 0 | L&T | CS96157 | India |  |  | 0 | 0.0 |  | 0 | 0 |  | 0 | 0 | 0 | 0 |  |  | 0 | 0 | 0 |  | 0 | [5 empty] | 0 |  |  | 0 | [13 empty] | Nos | 1.0 | [10 empty] | Ringlus Electro Controls & Automation PVT LTD | [18 empty] | CGST - RNG | 9.0
[120 empty] | SGST - RNG | 9.0
| Front Mounting Add-on Block(4NO) for MNX/MCX Contactor L&T CS94112 | Front Mounting Add-on Block(4NO) for MNX/MCX Contactor L&T CS94112 | LTCON | Nos |  | Front Mounting Add-on Block(4NO) for MNX/MCX Contactor L&T CS94112 |  | 0 | 0 | 1 | 1 | 1 | 0.0 | 0.0 | 0.0 | 0 |  |  | 0.0 | Electrical Components | Front Mounting Add-on Block(4NO) for MNX/MCX Contactor L&T CS94112 | 0 | 31-12-2099 | Material Transfer |  | 0.0 |  | 0 | 0 |  | 0 | 0 | 0 | 0 |  | 0 | Item Attribute | 1 | Nos | 0.0 | 0.0 | 0 | 0.0 | 0 | L&T | CS94112 | India |  |  | 0 | 0.0 |  | 0 | 0 |  | 0 | 0 | 0 | 0 |  |  | 0 | 0 | 0 |  | 0 | [5 empty] | 0 |  |  | 0 | [13 empty] | Nos | 1.0 | [10 empty] | Ringlus Electro Controls & Automation PVT LTD | [18 empty] | CGST - RNG | 9.0
[120 empty] | SGST - RNG | 9.0
| Front Mounting Add-on Block(3NO+1NC) for MNX/MCX Contactor L&T CS94113 | Front Mounting Add-on Block(3NO+1NC) for MNX/MCX Contactor L&T CS94113 | LTCON | Nos |  | Front Mounting Add-on Block(3NO+1NC) for MNX/MCX Contactor L&T CS94113 |  | 0 | 0 | 1 | 1 | 1 | 0.0 | 0.0 | 0.0 | 0 |  |  | 0.0 | Electrical Components | Front Mounting Add-on Block(3NO+1NC) for MNX/MCX Contactor L&T CS94113 | 0 | 31-12-2099 | Material Transfer |  | 0.0 |  | 0 | 0 |  | 0 | 0 | 0 | 0 |  | 0 | Item Attribute | 1 | Nos | 0.0 | 0.0 | 0 | 0.0 | 0 | L&T | CS94113 | India |  |  | 0 | 0.0 |  | 0 | 0 |  | 0 | 0 | 0 | 0 |  |  | 0 | 0 | 0 |  | 0 | [5 empty] | 0 |  |  | 0 | [13 empty] | Nos | 1.0 | [10 empty] | Ringlus Electro Controls & Automation PVT LTD | [18 empty] | CGST - RNG | 9.0
[120 empty] | SGST - RNG | 9.0
| Front Mounting Add-on Block(2NO+2NC) for MNX/MCX Contactor L&T CS94114 | Front Mounting Add-on Block(2NO+2NC) for MNX/MCX Contactor L&T CS94114 | LTCON | Nos |  | Front Mounting Add-on Block(2NO+2NC) for MNX/MCX Contactor L&T CS94114 |  | 0 | 0 | 1 | 1 | 1 | 0.0 | 0.0 | 0.0 | 0 |  |  | 0.0 | Electrical Components | Front Mounting Add-on Block(2NO+2NC) for MNX/MCX Contactor L&T CS94114 | 0 | 31-12-2099 | Material Transfer |  | 0.0 |  | 0 | 0 |  | 0 | 0 | 0 | 0 |  | 0 | Item Attribute | 1 | Nos | 0.0 | 0.0 | 0 | 0.0 | 0 | L&T | CS94114 | India |  |  | 0 | 0.0 |  | 0 | 0 |  | 0 | 0 | 0 | 0 |  |  | 0 | 0 | 0 |  | 0 | [5 empty] | 0 |  |  | 0 | [13 empty] | Nos | 1.0 | [10 empty] | Ringlus Electro Controls & Automation PVT LTD | [18 empty] | CGST - RNG | 9.0
[120 empty] | SGST - RNG | 9.0
| Front Mounting Add-on Block(1NO+3NC) for MNX/MCX Contactor L&T CS94115 | Front Mounting Add-on Block(1NO+3NC) for MNX/MCX Contactor L&T CS94115 | LTCON | Nos |  | Front Mounting Add-on Block(1NO+3NC) for MNX/MCX Contactor L&T CS94115 |  | 0 | 0 | 1 | 1 | 1 | 0.0 | 0.0 | 0.0 | 0 |  |  | 0.0 | Electrical Components | Front Mounting Add-on Block(1NO+3NC) for MNX/MCX Contactor L&T CS94115 | 0 | 31-12-2099 | Material Transfer |  | 0.0 |  | 0 | 0 |  | 0 | 0 | 0 | 0 |  | 0 | Item Attribute | 1 | Nos | 0.0 | 0.0 | 0 | 0.0 | 0 | L&T | CS94115 | India |  |  | 0 | 0.0 |  | 0 | 0 |  | 0 | 0 | 0 | 0 |  |  | 0 | 0 | 0 |  | 0 | [5 empty] | 0 |  |  | 0 | [13 empty] | Nos | 1.0 | [10 empty] | Ringlus Electro Controls & Automation PVT LTD | [18 empty] | CGST - RNG | 9.0
[120 empty] | SGST - RNG | 9.0
| Front Mounting Add-on Block(4NC) for MNX/MCX Contactor L&T CS94116 | Front Mounting Add-on Block(4NC) for MNX/MCX Contactor L&T CS94116 | LTCON | Nos |  | Front Mounting Add-on Block(4NC) for MNX/MCX Contactor L&T CS94116 |  | 0 | 0 | 1 | 1 | 1 | 0.0 | 0.0 | 0.0 | 0 |  |  | 0.0 | Electrical Components | Front Mounting Add-on Block(4NC) for MNX/MCX Contactor L&T CS94116 | 0 | 31-12-2099 | Material Transfer |  | 0.0 |  | 0 | 0 |  | 0 | 0 | 0 | 0 |  | 0 | Item Attribute | 1 | Nos | 0.0 | 0.0 | 0 | 0.0 | 0 | L&T | CS94116 | India |  |  | 0 | 0.0 |  | 0 | 0 |  | 0 | 0 | 0 | 0 |  |  | 0 | 0 | 0 |  | 0 | [5 empty] | 0 |  |  | 0 | [13 empty] | Nos | 1.0 | [10 empty] | Ringlus Electro Controls & Automation PVT LTD | [18 empty] | CGST - RNG | 9.0
[120 empty] | SGST - RNG | 9.0
| Front Mounting Add-on Block(2NO) for MNX/MCX Contactor L&T CS94117 | Front Mounting Add-on Block(2NO) for MNX/MCX Contactor L&T CS94117 | LTCON | Nos |  | Front Mounting Add-on Block(2NO) for MNX/MCX Contactor L&T CS94117 |  | 0 | 0 | 1 | 1 | 1 | 0.0 | 0.0 | 0.0 | 0 |  |  | 0.0 | Electrical Components | Front Mounting Add-on Block(2NO) for MNX/MCX Contactor L&T CS94117 | 0 | 31-12-2099 | Material Transfer |  | 0.0 |  | 0 | 0 |  | 0 | 0 | 0 | 0 |  | 0 | Item Attribute | 1 | Nos | 0.0 | 0.0 | 0 | 0.0 | 0 | L&T | CS94117 | India |  |  | 0 | 0.0 |  | 0 | 0 |  | 0 | 0 | 0 | 0 |  |  | 0 | 0 | 0 |  | 0 | [5 empty] | 0 |  |  | 0 | [13 empty] | Nos | 1.0 | [10 empty] | Ringlus Electro Controls & Automation PVT LTD | [18 empty] | CGST - RNG | 9.0
[120 empty] | SGST - RNG | 9.0
| Front Mounting Add-on Block(1NO+1NC) for MNX/MCX Contactor L&T CS94118 | Front Mounting Add-on Block(1NO+1NC) for MNX/MCX Contactor L&T CS94118 | LTCON | Nos |  | Front Mounting Add-on Block(1NO+1NC) for MNX/MCX Contactor L&T CS94118 |  | 0 | 0 | 1 | 1 | 1 | 0.0 | 0.0 | 0.0 | 0 |  |  | 0.0 | Electrical Components | Front Mounting Add-on Block(1NO+1NC) for MNX/MCX Contactor L&T CS94118 | 0 | 31-12-2099 | Material Transfer |  | 0.0 |  | 0 | 0 |  | 0 | 0 | 0 | 0 |  | 0 | Item Attribute | 1 | Nos | 0.0 | 0.0 | 0 | 0.0 | 0 | L&T | CS94118 | India |  |  | 0 | 0.0 |  | 0 | 0 |  | 0 | 0 | 0 | 0 |  |  | 0 | 0 | 0 |  | 0 | [5 empty] | 0 |  |  | 0 | [13 empty] | Nos | 1.0 | [10 empty] | Ringlus Electro Controls & Automation PVT LTD | [18 empty] | CGST - RNG | 9.0
[120 empty] | SGST - RNG | 9.0
| Front Mounting Add-on Block(2NC) for MNX/MCX Contactor L&T CS94119 | Front Mounting Add-on Block(2NC) for MNX/MCX Contactor L&T CS94119 | LTCON | Nos |  | Front Mounting Add-on Block(2NC) for MNX/MCX Contactor L&T CS94119 |  | 0 | 0 | 1 | 1 | 1 | 0.0 | 0.0 | 0.0 | 0 |  |  | 0.0 | Electrical Components | Front Mounting Add-on Block(2NC) for MNX/MCX Contactor L&T CS94119 | 0 | 31-12-2099 | Material Transfer |  | 0.0 |  | 0 | 0 |  | 0 | 0 | 0 | 0 |  | 0 | Item Attribute | 1 | Nos | 0.0 | 0.0 | 0 | 0.0 | 0 | L&T | CS94119 | India |  |  | 0 | 0.0 |  | 0 | 0 |  | 0 | 0 | 0 | 0 |  |  | 0 | 0 | 0 |  | 0 | [5 empty] | 0 |  |  | 0 | [13 empty] | Nos | 1.0 | [10 empty] | Ringlus Electro Controls & Automation PVT LTD | [18 empty] | CGST - RNG | 9.0
[120 empty] | SGST - RNG | 9.0
| Front Mounting Add-on Block(1NO) for MNX/MCX Contactor L&T CS94120 | Front Mounting Add-on Block(1NO) for MNX/MCX Contactor L&T CS94120 | LTCON | Nos |  | Front Mounting Add-on Block(1NO) for MNX/MCX Contactor L&T CS94120 |  | 0 | 0 | 1 | 1 | 1 | 0.0 | 0.0 | 0.0 | 0 |  |  | 0.0 | Electrical Components | Front Mounting Add-on Block(1NO) for MNX/MCX Contactor L&T CS94120 | 0 | 31-12-2099 | Material Transfer |  | 0.0 |  | 0 | 0 |  | 0 | 0 | 0 | 0 |  | 0 | Item Attribute | 1 | Nos | 0.0 | 0.0 | 0 | 0.0 | 0 | L&T | CS94120 | India |  |  | 0 | 0.0 |  | 0 | 0 |  | 0 | 0 | 0 | 0 |  |  | 0 | 0 | 0 |  | 0 | [5 empty] | 0 |  |  | 0 | [13 empty] | Nos | 1.0 | [10 empty] | Ringlus Electro Controls & Automation PVT LTD | [18 empty] | CGST - RNG | 9.0
[120 empty] | SGST - RNG | 9.0
| Front Mounting Add-on Block(1NC) for MNX/MCX Contactor L&T CS94121 | Front Mounting Add-on Block(1NC) for MNX/MCX Contactor L&T CS94121 | LTCON | Nos |  | Front Mounting Add-on Block(1NC) for MNX/MCX Contactor L&T CS94121 |  | 0 | 0 | 1 | 1 | 1 | 0.0 | 0.0 | 0.0 | 0 |  |  | 0.0 | Electrical Components | Front Mounting Add-on Block(1NC) for MNX/MCX Contactor L&T CS94121 | 0 | 31-12-2099 | Material Transfer |  | 0.0 |  | 0 | 0 |  | 0 | 0 | 0 | 0 |  | 0 | Item Attribute | 1 | Nos | 0.0 | 0.0 | 0 | 0.0 | 0 | L&T | CS94121 | India |  |  | 0 | 0.0 |  | 0 | 0 |  | 0 | 0 | 0 | 0 |  |  | 0 | 0 | 0 |  | 0 | [5 empty] | 0 |  |  | 0 | [13 empty] | Nos | 1.0 | [10 empty] | Ringlus Electro Controls & Automation PVT LTD | [18 empty] | CGST - RNG | 9.0
[120 empty] | SGST - RNG | 9.0
| Front Mounting Add-on Block(4NO) for MO 9-110/MO0 Contactor L&T CS94594 | Front Mounting Add-on Block(4NO) for MO 9-110/MO0 Contactor L&T CS94594 | LTCON | Nos |  | Front Mounting Add-on Block(4NO) for MO 9-110/MO0 Contactor L&T CS94594 |  | 0 | 0 | 1 | 1 | 1 | 0.0 | 0.0 | 0.0 | 0 |  |  | 0.0 | Electrical Components | Front Mounting Add-on Block(4NO) for MO 9-110/MO0 Contactor L&T CS94594 | 0 | 31-12-2099 | Material Transfer |  | 0.0 |  | 0 | 0 |  | 0 | 0 | 0 | 0 |  | 0 | Item Attribute | 1 | Nos | 0.0 | 0.0 | 0 | 0.0 | 0 | L&T | CS94594 | India |  |  | 0 | 0.0 |  | 0 | 0 |  | 0 | 0 | 0 | 0 |  |  | 0 | 0 | 0 |  | 0 | [5 empty] | 0 |  |  | 0 | [13 empty] | Nos | 1.0 | [10 empty] | Ringlus Electro Controls & Automation PVT LTD | [18 empty] | CGST - RNG | 9.0
[120 empty] | SGST - RNG | 9.0
| Front Mounting Add-on Block(3NO+1NC) for MO 9-110/MO0 Contactor L&T CS94595 | Front Mounting Add-on Block(3NO+1NC) for MO 9-110/MO0 Contactor L&T CS94595 | LTCON | Nos |  | Front Mounting Add-on Block(3NO+1NC) for MO 9-110/MO0 Contactor L&T CS94595 |  | 0 | 0 | 1 | 1 | 1 | 0.0 | 0.0 | 0.0 | 0 |  |  | 0.0 | Electrical Components | Front Mounting Add-on Block(3NO+1NC) for MO 9-110/MO0 Contactor L&T CS94595 | 0 | 31-12-2099 | Material Transfer |  | 0.0 |  | 0 | 0 |  | 0 | 0 | 0 | 0 |  | 0 | Item Attribute | 1 | Nos | 0.0 | 0.0 | 0 | 0.0 | 0 | L&T | CS94595 | India |  |  | 0 | 0.0 |  | 0 | 0 |  | 0 | 0 | 0 | 0 |  |  | 0 | 0 | 0 |  | 0 | [5 empty] | 0 |  |  | 0 | [13 empty] | Nos | 1.0 | [10 empty] | Ringlus Electro Controls & Automation PVT LTD | [18 empty] | CGST - RNG | 9.0
[120 empty] | SGST - RNG | 9.0
| Front Mounting Add-on Block(2NO+2NC) for MO 9-110/MO0 Contactor L&T CS94596 | Front Mounting Add-on Block(2NO+2NC) for MO 9-110/MO0 Contactor L&T CS94596 | LTCON | Nos |  | Front Mounting Add-on Block(2NO+2NC) for MO 9-110/MO0 Contactor L&T CS94596 |  | 0 | 0 | 1 | 1 | 1 | 0.0 | 0.0 | 0.0 | 0 |  |  | 0.0 | Electrical Components | Front Mounting Add-on Block(2NO+2NC) for MO 9-110/MO0 Contactor L&T CS94596 | 0 | 31-12-2099 | Material Transfer |  | 0.0 |  | 0 | 0 |  | 0 | 0 | 0 | 0 |  | 0 | Item Attribute | 1 | Nos | 0.0 | 0.0 | 0 | 0.0 | 0 | L&T | CS94596 | India |  |  | 0 | 0.0 |  | 0 | 0 |  | 0 | 0 | 0 | 0 |  |  | 0 | 0 | 0 |  | 0 | [5 empty] | 0 |  |  | 0 | [13 empty] | Nos | 1.0 | [10 empty] | Ringlus Electro Controls & Automation PVT LTD | [18 empty] | CGST - RNG | 9.0
[120 empty] | SGST - RNG | 9.0
| Front Mounting Add-on Block(1NO+3NC) for MO 9-110/MO0 Contactor L&T CS94597 | Front Mounting Add-on Block(1NO+3NC) for MO 9-110/MO0 Contactor L&T CS94597 | LTCON | Nos |  | Front Mounting Add-on Block(1NO+3NC) for MO 9-110/MO0 Contactor L&T CS94597 |  | 0 | 0 | 1 | 1 | 1 | 0.0 | 0.0 | 0.0 | 0 |  |  | 0.0 | Electrical Components | Front Mounting Add-on Block(1NO+3NC) for MO 9-110/MO0 Contactor L&T CS94597 | 0 | 31-12-2099 | Material Transfer |  | 0.0 |  | 0 | 0 |  | 0 | 0 | 0 | 0 |  | 0 | Item Attribute | 1 | Nos | 0.0 | 0.0 | 0 | 0.0 | 0 | L&T | CS94597 | India |  |  | 0 | 0.0 |  | 0 | 0 |  | 0 | 0 | 0 | 0 |  |  | 0 | 0 | 0 |  | 0 | [5 empty] | 0 |  |  | 0 | [13 empty] | Nos | 1.0 | [10 empty] | Ringlus Electro Controls & Automation PVT LTD | [18 empty] | CGST - RNG | 9.0
[120 empty] | SGST - RNG | 9.0
| Front Mounting Add-on Block(4NC) for MO 9-110/MO0 Contactor L&T CS94598 | Front Mounting Add-on Block(4NC) for MO 9-110/MO0 Contactor L&T CS94598 | LTCON | Nos |  | Front Mounting Add-on Block(4NC) for MO 9-110/MO0 Contactor L&T CS94598 |  | 0 | 0 | 1 | 1 | 1 | 0.0 | 0.0 | 0.0 | 0 |  |  | 0.0 | Electrical Components | Front Mounting Add-on Block(4NC) for MO 9-110/MO0 Contactor L&T CS94598 | 0 | 31-12-2099 | Material Transfer |  | 0.0 |  | 0 | 0 |  | 0 | 0 | 0 | 0 |  | 0 | Item Attribute | 1 | Nos | 0.0 | 0.0 | 0 | 0.0 | 0 | L&T | CS94598 | India |  |  | 0 | 0.0 |  | 0 | 0 |  | 0 | 0 | 0 | 0 |  |  | 0 | 0 | 0 |  | 0 | [5 empty] | 0 |  |  | 0 | [13 empty] | Nos | 1.0 | [10 empty] | Ringlus Electro Controls & Automation PVT LTD | [18 empty] | CGST - RNG | 9.0
[120 empty] | SGST - RNG | 9.0
| Front Mounting Add-on Block(2NO) for MO 9-110/MO0 Contactor L&T CS94591 | Front Mounting Add-on Block(2NO) for MO 9-110/MO0 Contactor L&T CS94591 | LTCON | Nos |  | Front Mounting Add-on Block(2NO) for MO 9-110/MO0 Contactor L&T CS94591 |  | 0 | 0 | 1 | 1 | 1 | 0.0 | 0.0 | 0.0 | 0 |  |  | 0.0 | Electrical Components | Front Mounting Add-on Block(2NO) for MO 9-110/MO0 Contactor L&T CS94591 | 0 | 31-12-2099 | Material Transfer |  | 0.0 |  | 0 | 0 |  | 0 | 0 | 0 | 0 |  | 0 | Item Attribute | 1 | Nos | 0.0 | 0.0 | 0 | 0.0 | 0 | L&T | CS94591 | India |  |  | 0 | 0.0 |  | 0 | 0 |  | 0 | 0 | 0 | 0 |  |  | 0 | 0 | 0 |  | 0 | [5 empty] | 0 |  |  | 0 | [13 empty] | Nos | 1.0 | [10 empty] | Ringlus Electro Controls & Automation PVT LTD | [18 empty] | CGST - RNG | 9.0
[120 empty] | SGST - RNG | 9.0
| Front Mounting Add-on Block(1NO+1NC) for MO 9-110/MO0 Contactor L&T CS94592 | Front Mounting Add-on Block(1NO+1NC) for MO 9-110/MO0 Contactor L&T CS94592 | LTCON | Nos |  | Front Mounting Add-on Block(1NO+1NC) for MO 9-110/MO0 Contactor L&T CS94592 |  | 0 | 0 | 1 | 1 | 1 | 0.0 | 0.0 | 0.0 | 0 |  |  | 0.0 | Electrical Components | Front Mounting Add-on Block(1NO+1NC) for MO 9-110/MO0 Contactor L&T CS94592 | 0 | 31-12-2099 | Material Transfer |  | 0.0 |  | 0 | 0 |  | 0 | 0 | 0 | 0 |  | 0 | Item Attribute | 1 | Nos | 0.0 | 0.0 | 0 | 0.0 | 0 | L&T | CS94592 | India |  |  | 0 | 0.0 |  | 0 | 0 |  | 0 | 0 | 0 | 0 |  |  | 0 | 0 | 0 |  | 0 | [5 empty] | 0 |  |  | 0 | [13 empty] | Nos | 1.0 | [10 empty] | Ringlus Electro Controls & Automation PVT LTD | [18 empty] | CGST - RNG | 9.0
[120 empty] | SGST - RNG | 9.0
| Front Mounting Add-on Block(2NC) for MO 9-110/MO0 Contactor L&T CS94593 | Front Mounting Add-on Block(2NC) for MO 9-110/MO0 Contactor L&T CS94593 | LTCON | Nos |  | Front Mounting Add-on Block(2NC) for MO 9-110/MO0 Contactor L&T CS94593 |  | 0 | 0 | 1 | 1 | 1 | 0.0 | 0.0 | 0.0 | 0 |  |  | 0.0 | Electrical Components | Front Mounting Add-on Block(2NC) for MO 9-110/MO0 Contactor L&T CS94593 | 0 | 31-12-2099 | Material Transfer |  | 0.0 |  | 0 | 0 |  | 0 | 0 | 0 | 0 |  | 0 | Item Attribute | 1 | Nos | 0.0 | 0.0 | 0 | 0.0 | 0 | L&T | CS94593 | India |  |  | 0 | 0.0 |  | 0 | 0 |  | 0 | 0 | 0 | 0 |  |  | 0 | 0 | 0 |  | 0 | [5 empty] | 0 |  |  | 0 | [13 empty] | Nos | 1.0 | [10 empty] | Ringlus Electro Controls & Automation PVT LTD | [18 empty] | CGST - RNG | 9.0
[120 empty] | SGST - RNG | 9.0
| Front Mounting Add-on Block(1NO) for MO 9-110/MO0 Contactor L&T CS94585 | Front Mounting Add-on Block(1NO) for MO 9-110/MO0 Contactor L&T CS94585 | LTCON | Nos |  | Front Mounting Add-on Block(1NO) for MO 9-110/MO0 Contactor L&T CS94585 |  | 0 | 0 | 1 | 1 | 1 | 0.0 | 0.0 | 0.0 | 0 |  |  | 0.0 | Electrical Components | Front Mounting Add-on Block(1NO) for MO 9-110/MO0 Contactor L&T CS94585 | 0 | 31-12-2099 | Material Transfer |  | 0.0 |  | 0 | 0 |  | 0 | 0 | 0 | 0 |  | 0 | Item Attribute | 1 | Nos | 0.0 | 0.0 | 0 | 0.0 | 0 | L&T | CS94585 | India |  |  | 0 | 0.0 |  | 0 | 0 |  | 0 | 0 | 0 | 0 |  |  | 0 | 0 | 0 |  | 0 | [5 empty] | 0 |  |  | 0 | [13 empty] | Nos | 1.0 | [10 empty] | Ringlus Electro Controls & Automation PVT LTD | [18 empty] | CGST - RNG | 9.0
[120 empty] | SGST - RNG | 9.0
| Front Mounting Add-on Block(1NC) for MO 9-110/MO0 Contactor L&T CS94586 | Front Mounting Add-on Block(1NC) for MO 9-110/MO0 Contactor L&T CS94586 | LTCON | Nos |  | Front Mounting Add-on Block(1NC) for MO 9-110/MO0 Contactor L&T CS94586 |  | 0 | 0 | 1 | 1 | 1 | 0.0 | 0.0 | 0.0 | 0 |  |  | 0.0 | Electrical Components | Front Mounting Add-on Block(1NC) for MO 9-110/MO0 Contactor L&T CS94586 | 0 | 31-12-2099 | Material Transfer |  | 0.0 |  | 0 | 0 |  | 0 | 0 | 0 | 0 |  | 0 | Item Attribute | 1 | Nos | 0.0 | 0.0 | 0 | 0.0 | 0 | L&T | CS94586 | India |  |  | 0 | 0.0 |  | 0 | 0 |  | 0 | 0 | 0 | 0 |  |  | 0 | 0 | 0 |  | 0 | [5 empty] | 0 |  |  | 0 | [13 empty] | Nos | 1.0 | [10 empty] | Ringlus Electro Controls & Automation PVT LTD | [18 empty] | CGST - RNG | 9.0
[120 empty] | SGST - RNG | 9.0
| Front Mounting Add-on Block(2NO+2NC) for MDX Contactor L&T CS96569 | Front Mounting Add-on Block(2NO+2NC) for MDX Contactor L&T CS96569 | LTCON | Nos |  | Front Mounting Add-on Block(2NO+2NC) for MDX Contactor L&T CS96569 |  | 0 | 0 | 1 | 1 | 1 | 0.0 | 0.0 | 0.0 | 0 |  |  | 0.0 | Electrical Components | Front Mounting Add-on Block(2NO+2NC) for MDX Contactor L&T CS96569 | 0 | 31-12-2099 | Material Transfer |  | 0.0 |  | 0 | 0 |  | 0 | 0 | 0 | 0 |  | 0 | Item Attribute | 1 | Nos | 0.0 | 0.0 | 0 | 0.0 | 0 | L&T | CS96569 | India |  |  | 0 | 0.0 |  | 0 | 0 |  | 0 | 0 | 0 | 0 |  |  | 0 | 0 | 0 |  | 0 | [5 empty] | 0 |  |  | 0 | [13 empty] | Nos | 1.0 | [10 empty] | Ringlus Electro Controls & Automation PVT LTD | [18 empty] | CGST - RNG | 9.0
[120 empty] | SGST - RNG | 9.0
| Front Mounting Add-on Block(1NO+3NC) for MDX Contactor L&T CS90906 | Front Mounting Add-on Block(1NO+3NC) for MDX Contactor L&T CS90906 | LTCON | Nos |  | Front Mounting Add-on Block(1NO+3NC) for MDX Contactor L&T CS90906 |  | 0 | 0 | 1 | 1 | 1 | 0.0 | 0.0 | 0.0 | 0 |  |  | 0.0 | Electrical Components | Front Mounting Add-on Block(1NO+3NC) for MDX Contactor L&T CS90906 | 0 | 31-12-2099 | Material Transfer |  | 0.0 |  | 0 | 0 |  | 0 | 0 | 0 | 0 |  | 0 | Item Attribute | 1 | Nos | 0.0 | 0.0 | 0 | 0.0 | 0 | L&T | CS90906 | India |  |  | 0 | 0.0 |  | 0 | 0 |  | 0 | 0 | 0 | 0 |  |  | 0 | 0 | 0 |  | 0 | [5 empty] | 0 |  |  | 0 | [13 empty] | Nos | 1.0 | [10 empty] | Ringlus Electro Controls & Automation PVT LTD | [18 empty] | CGST - RNG | 9.0
[120 empty] | SGST - RNG | 9.0
| Front Mounting Add-on Block(1NO+1NC) for MDX Contactor L&T CS96568 | Front Mounting Add-on Block(1NO+1NC) for MDX Contactor L&T CS96568 | LTCON | Nos |  | Front Mounting Add-on Block(1NO+1NC) for MDX Contactor L&T CS96568 |  | 0 | 0 | 1 | 1 | 1 | 0.0 | 0.0 | 0.0 | 0 |  |  | 0.0 | Electrical Components | Front Mounting Add-on Block(1NO+1NC) for MDX Contactor L&T CS96568 | 0 | 31-12-2099 | Material Transfer |  | 0.0 |  | 0 | 0 |  | 0 | 0 | 0 | 0 |  | 0 | Item Attribute | 1 | Nos | 0.0 | 0.0 | 0 | 0.0 | 0 | L&T | CS96568 | India |  |  | 0 | 0.0 |  | 0 | 0 |  | 0 | 0 | 0 | 0 |  |  | 0 | 0 | 0 |  | 0 | [5 empty] | 0 |  |  | 0 | [13 empty] | Nos | 1.0 | [10 empty] | Ringlus Electro Controls & Automation PVT LTD | [18 empty] | CGST - RNG | 9.0
[120 empty] | SGST - RNG | 9.0
| Front Mounting Add-on Block for MDX Contactor L&T CS96586 | Front Mounting Add-on Block for MDX Contactor L&T CS96586 | LTCON | Nos |  | Front Mounting Add-on Block for MDX Contactor L&T CS96586 |  | 0 | 0 | 1 | 1 | 1 | 0.0 | 0.0 | 0.0 | 0 |  |  | 0.0 | Electrical Components | Front Mounting Add-on Block for MDX Contactor L&T CS96586 | 0 | 31-12-2099 | Material Transfer |  | 0.0 |  | 0 | 0 |  | 0 | 0 | 0 | 0 |  | 0 | Item Attribute | 1 | Nos | 0.0 | 0.0 | 0 | 0.0 | 0 | L&T | CS96586 | India |  |  | 0 | 0.0 |  | 0 | 0 |  | 0 | 0 | 0 | 0 |  |  | 0 | 0 | 0 |  | 0 | [5 empty] | 0 |  |  | 0 | [13 empty] | Nos | 1.0 | [10 empty] | Ringlus Electro Controls & Automation PVT LTD | [18 empty] | CGST - RNG | 9.0
[120 empty] | SGST - RNG | 9.0
| Front Mounting Add-on Block(4NO) for MX 0 Contactor L&T CS94033 | Front Mounting Add-on Block(4NO) for MX 0 Contactor L&T CS94033 | LTCON | Nos |  | Front Mounting Add-on Block(4NO) for MX 0 Contactor L&T CS94033 |  | 0 | 0 | 1 | 1 | 1 | 0.0 | 0.0 | 0.0 | 0 |  |  | 0.0 | Electrical Components | Front Mounting Add-on Block(4NO) for MX 0 Contactor L&T CS94033 | 0 | 31-12-2099 | Material Transfer |  | 0.0 |  | 0 | 0 |  | 0 | 0 | 0 | 0 |  | 0 | Item Attribute | 1 | Nos | 0.0 | 0.0 | 0 | 0.0 | 0 | L&T | CS94033 | India |  |  | 0 | 0.0 |  | 0 | 0 |  | 0 | 0 | 0 | 0 |  |  | 0 | 0 | 0 |  | 0 | [5 empty] | 0 |  |  | 0 | [13 empty] | Nos | 1.0 | [10 empty] | Ringlus Electro Controls & Automation PVT LTD | [18 empty] | CGST - RNG | 9.0
[120 empty] | SGST - RNG | 9.0
| Front Mounting Add-on Block(3NO+1NC) for MX 0 Contactor L&T CS94034 | Front Mounting Add-on Block(3NO+1NC) for MX 0 Contactor L&T CS94034 | LTCON | Nos |  | Front Mounting Add-on Block(3NO+1NC) for MX 0 Contactor L&T CS94034 |  | 0 | 0 | 1 | 1 | 1 | 0.0 | 0.0 | 0.0 | 0 |  |  | 0.0 | Electrical Components | Front Mounting Add-on Block(3NO+1NC) for MX 0 Contactor L&T CS94034 | 0 | 31-12-2099 | Material Transfer |  | 0.0 |  | 0 | 0 |  | 0 | 0 | 0 | 0 |  | 0 | Item Attribute | 1 | Nos | 0.0 | 0.0 | 0 | 0.0 | 0 | L&T | CS94034 | India |  |  | 0 | 0.0 |  | 0 | 0 |  | 0 | 0 | 0 | 0 |  |  | 0 | 0 | 0 |  | 0 | [5 empty] | 0 |  |  | 0 | [13 empty] | Nos | 1.0 | [10 empty] | Ringlus Electro Controls & Automation PVT LTD | [18 empty] | CGST - RNG | 9.0
[120 empty] | SGST - RNG | 9.0
| Front Mounting Add-on Block(2NO+2NC) for MX 0 Contactor L&T CS94035 | Front Mounting Add-on Block(2NO+2NC) for MX 0 Contactor L&T CS94035 | LTCON | Nos |  | Front Mounting Add-on Block(2NO+2NC) for MX 0 Contactor L&T CS94035 |  | 0 | 0 | 1 | 1 | 1 | 0.0 | 0.0 | 0.0 | 0 |  |  | 0.0 | Electrical Components | Front Mounting Add-on Block(2NO+2NC) for MX 0 Contactor L&T CS94035 | 0 | 31-12-2099 | Material Transfer |  | 0.0 |  | 0 | 0 |  | 0 | 0 | 0 | 0 |  | 0 | Item Attribute | 1 | Nos | 0.0 | 0.0 | 0 | 0.0 | 0 | L&T | CS94035 | India |  |  | 0 | 0.0 |  | 0 | 0 |  | 0 | 0 | 0 | 0 |  |  | 0 | 0 | 0 |  | 0 | [5 empty] | 0 |  |  | 0 | [13 empty] | Nos | 1.0 | [10 empty] | Ringlus Electro Controls & Automation PVT LTD | [18 empty] | CGST - RNG | 9.0
[120 empty] | SGST - RNG | 9.0
| Front Mounting Add-on Block(1NO+3NC) for MX 0 Contactor L&T CS94036 | Front Mounting Add-on Block(1NO+3NC) for MX 0 Contactor L&T CS94036 | LTCON | Nos |  | Front Mounting Add-on Block(1NO+3NC) for MX 0 Contactor L&T CS94036 |  | 0 | 0 | 1 | 1 | 1 | 0.0 | 0.0 | 0.0 | 0 |  |  | 0.0 | Electrical Components | Front Mounting Add-on Block(1NO+3NC) for MX 0 Contactor L&T CS94036 | 0 | 31-12-2099 | Material Transfer |  | 0.0 |  | 0 | 0 |  | 0 | 0 | 0 | 0 |  | 0 | Item Attribute | 1 | Nos | 0.0 | 0.0 | 0 | 0.0 | 0 | L&T | CS94036 | India |  |  | 0 | 0.0 |  | 0 | 0 |  | 0 | 0 | 0 | 0 |  |  | 0 | 0 | 0 |  | 0 | [5 empty] | 0 |  |  | 0 | [13 empty] | Nos | 1.0 | [10 empty] | Ringlus Electro Controls & Automation PVT LTD | [18 empty] | CGST - RNG | 9.0
[120 empty] | SGST - RNG | 9.0
| Front Mounting Add-on Block(4NC) for MX 0 Contactor L&T CS94037 | Front Mounting Add-on Block(4NC) for MX 0 Contactor L&T CS94037 | LTCON | Nos |  | Front Mounting Add-on Block(4NC) for MX 0 Contactor L&T CS94037 |  | 0 | 0 | 1 | 1 | 1 | 0.0 | 0.0 | 0.0 | 0 |  |  | 0.0 | Electrical Components | Front Mounting Add-on Block(4NC) for MX 0 Contactor L&T CS94037 | 0 | 31-12-2099 | Material Transfer |  | 0.0 |  | 0 | 0 |  | 0 | 0 | 0 | 0 |  | 0 | Item Attribute | 1 | Nos | 0.0 | 0.0 | 0 | 0.0 | 0 | L&T | CS94037 | India |  |  | 0 | 0.0 |  | 0 | 0 |  | 0 | 0 | 0 | 0 |  |  | 0 | 0 | 0 |  | 0 | [5 empty] | 0 |  |  | 0 | [13 empty] | Nos | 1.0 | [10 empty] | Ringlus Electro Controls & Automation PVT LTD | [18 empty] | CGST - RNG | 9.0
[120 empty] | SGST - RNG | 9.0
| Front Mounting Add-on Block(2NO) for MX 0 Contactor L&T CS94030 | Front Mounting Add-on Block(2NO) for MX 0 Contactor L&T CS94030 | LTCON | Nos |  | Front Mounting Add-on Block(2NO) for MX 0 Contactor L&T CS94030 |  | 0 | 0 | 1 | 1 | 1 | 0.0 | 0.0 | 0.0 | 0 |  |  | 0.0 | Electrical Components | Front Mounting Add-on Block(2NO) for MX 0 Contactor L&T CS94030 | 0 | 31-12-2099 | Material Transfer |  | 0.0 |  | 0 | 0 |  | 0 | 0 | 0 | 0 |  | 0 | Item Attribute | 1 | Nos | 0.0 | 0.0 | 0 | 0.0 | 0 | L&T | CS94030 | India |  |  | 0 | 0.0 |  | 0 | 0 |  | 0 | 0 | 0 | 0 |  |  | 0 | 0 | 0 |  | 0 | [5 empty] | 0 |  |  | 0 | [13 empty] | Nos | 1.0 | [10 empty] | Ringlus Electro Controls & Automation PVT LTD | [18 empty] | CGST - RNG | 9.0
[120 empty] | SGST - RNG | 9.0
| Front Mounting Add-on Block(1NO+1NC) for MX 0 Contactor L&T CS94031 | Front Mounting Add-on Block(1NO+1NC) for MX 0 Contactor L&T CS94031 | LTCON | Nos |  | Front Mounting Add-on Block(1NO+1NC) for MX 0 Contactor L&T CS94031 |  | 0 | 0 | 1 | 1 | 1 | 0.0 | 0.0 | 0.0 | 0 |  |  | 0.0 | Electrical Components | Front Mounting Add-on Block(1NO+1NC) for MX 0 Contactor L&T CS94031 | 0 | 31-12-2099 | Material Transfer |  | 0.0 |  | 0 | 0 |  | 0 | 0 | 0 | 0 |  | 0 | Item Attribute | 1 | Nos | 0.0 | 0.0 | 0 | 0.0 | 0 | L&T | CS94031 | India |  |  | 0 | 0.0 |  | 0 | 0 |  | 0 | 0 | 0 | 0 |  |  | 0 | 0 | 0 |  | 0 | [5 empty] | 0 |  |  | 0 | [13 empty] | Nos | 1.0 | [10 empty] | Ringlus Electro Controls & Automation PVT LTD | [18 empty] | CGST - RNG | 9.0
[120 empty] | SGST - RNG | 9.0
| Front Mounting Add-on Block(2NC) for MX 0 Contactor L&T CS94032 | Front Mounting Add-on Block(2NC) for MX 0 Contactor L&T CS94032 | LTCON | Nos |  | Front Mounting Add-on Block(2NC) for MX 0 Contactor L&T CS94032 |  | 0 | 0 | 1 | 1 | 1 | 0.0 | 0.0 | 0.0 | 0 |  |  | 0.0 | Electrical Components | Front Mounting Add-on Block(2NC) for MX 0 Contactor L&T CS94032 | 0 | 31-12-2099 | Material Transfer |  | 0.0 |  | 0 | 0 |  | 0 | 0 | 0 | 0 |  | 0 | Item Attribute | 1 | Nos | 0.0 | 0.0 | 0 | 0.0 | 0 | L&T | CS94032 | India |  |  | 0 | 0.0 |  | 0 | 0 |  | 0 | 0 | 0 | 0 |  |  | 0 | 0 | 0 |  | 0 | [5 empty] | 0 |  |  | 0 | [13 empty] | Nos | 1.0 | [10 empty] | Ringlus Electro Controls & Automation PVT LTD | [18 empty] | CGST - RNG | 9.0
[120 empty] | SGST - RNG | 9.0
| Front Mounting Add-on Block(2NO) for MU-2P Contactor L&T CS90692 | Front Mounting Add-on Block(2NO) for MU-2P Contactor L&T CS90692 | LTCON | Nos |  | Front Mounting Add-on Block(2NO) for MU-2P Contactor L&T CS90692 |  | 0 | 0 | 1 | 1 | 1 | 0.0 | 0.0 | 0.0 | 0 |  |  | 0.0 | Electrical Components | Front Mounting Add-on Block(2NO) for MU-2P Contactor L&T CS90692 | 0 | 31-12-2099 | Material Transfer |  | 0.0 |  | 0 | 0 |  | 0 | 0 | 0 | 0 |  | 0 | Item Attribute | 1 | Nos | 0.0 | 0.0 | 0 | 0.0 | 0 | L&T | CS90692 | India |  |  | 0 | 0.0 |  | 0 | 0 |  | 0 | 0 | 0 | 0 |  |  | 0 | 0 | 0 |  | 0 | [5 empty] | 0 |  |  | 0 | [13 empty] | Nos | 1.0 | [10 empty] | Ringlus Electro Controls & Automation PVT LTD | [18 empty] | CGST - RNG | 9.0
[120 empty] | SGST - RNG | 9.0
| Front Mounting Add-on Block(1NO+1NC) for MU-2P Contactor L&T CS90693 | Front Mounting Add-on Block(1NO+1NC) for MU-2P Contactor L&T CS90693 | LTCON | Nos |  | Front Mounting Add-on Block(1NO+1NC) for MU-2P Contactor L&T CS90693 |  | 0 | 0 | 1 | 1 | 1 | 0.0 | 0.0 | 0.0 | 0 |  |  | 0.0 | Electrical Components | Front Mounting Add-on Block(1NO+1NC) for MU-2P Contactor L&T CS90693 | 0 | 31-12-2099 | Material Transfer |  | 0.0 |  | 0 | 0 |  | 0 | 0 | 0 | 0 |  | 0 | Item Attribute | 1 | Nos | 0.0 | 0.0 | 0 | 0.0 | 0 | L&T | CS90693 | India |  |  | 0 | 0.0 |  | 0 | 0 |  | 0 | 0 | 0 | 0 |  |  | 0 | 0 | 0 |  | 0 | [5 empty] | 0 |  |  | 0 | [13 empty] | Nos | 1.0 | [10 empty] | Ringlus Electro Controls & Automation PVT LTD | [18 empty] | CGST - RNG | 9.0
[120 empty] | SGST - RNG | 9.0
| Front Mounting Add-on Block(2NC) for MU-2P Contactor L&T CS90694 | Front Mounting Add-on Block(2NC) for MU-2P Contactor L&T CS90694 | LTCON | Nos |  | Front Mounting Add-on Block(2NC) for MU-2P Contactor L&T CS90694 |  | 0 | 0 | 1 | 1 | 1 | 0.0 | 0.0 | 0.0 | 0 |  |  | 0.0 | Electrical Components | Front Mounting Add-on Block(2NC) for MU-2P Contactor L&T CS90694 | 0 | 31-12-2099 | Material Transfer |  | 0.0 |  | 0 | 0 |  | 0 | 0 | 0 | 0 |  | 0 | Item Attribute | 1 | Nos | 0.0 | 0.0 | 0 | 0.0 | 0 | L&T | CS90694 | India |  |  | 0 | 0.0 |  | 0 | 0 |  | 0 | 0 | 0 | 0 |  |  | 0 | 0 | 0 |  | 0 | [5 empty] | 0 |  |  | 0 | [13 empty] | Nos | 1.0 | [10 empty] | Ringlus Electro Controls & Automation PVT LTD | [18 empty] | CGST - RNG | 9.0
[120 empty] | SGST - RNG | 9.0
| Front Mounting Add-on Block(1NO) for MU-2P Contactor L&T CS90695 | Front Mounting Add-on Block(1NO) for MU-2P Contactor L&T CS90695 | LTCON | Nos |  | Front Mounting Add-on Block(1NO) for MU-2P Contactor L&T CS90695 |  | 0 | 0 | 1 | 1 | 1 | 0.0 | 0.0 | 0.0 | 0 |  |  | 0.0 | Electrical Components | Front Mounting Add-on Block(1NO) for MU-2P Contactor L&T CS90695 | 0 | 31-12-2099 | Material Transfer |  | 0.0 |  | 0 | 0 |  | 0 | 0 | 0 | 0 |  | 0 | Item Attribute | 1 | Nos | 0.0 | 0.0 | 0 | 0.0 | 0 | L&T | CS90695 | India |  |  | 0 | 0.0 |  | 0 | 0 |  | 0 | 0 | 0 | 0 |  |  | 0 | 0 | 0 |  | 0 | [5 empty] | 0 |  |  | 0 | [13 empty] | Nos | 1.0 | [10 empty] | Ringlus Electro Controls & Automation PVT LTD | [18 empty] | CGST - RNG | 9.0
[120 empty] | SGST - RNG | 9.0
| Front Mounting Add-on Block(1NC) for MU-2P Contactor L&T CS90696 | Front Mounting Add-on Block(1NC) for MU-2P Contactor L&T CS90696 | LTCON | Nos |  | Front Mounting Add-on Block(1NC) for MU-2P Contactor L&T CS90696 |  | 0 | 0 | 1 | 1 | 1 | 0.0 | 0.0 | 0.0 | 0 |  |  | 0.0 | Electrical Components | Front Mounting Add-on Block(1NC) for MU-2P Contactor L&T CS90696 | 0 | 31-12-2099 | Material Transfer |  | 0.0 |  | 0 | 0 |  | 0 | 0 | 0 | 0 |  | 0 | Item Attribute | 1 | Nos | 0.0 | 0.0 | 0 | 0.0 | 0 | L&T | CS90696 | India |  |  | 0 | 0.0 |  | 0 | 0 |  | 0 | 0 | 0 | 0 |  |  | 0 | 0 | 0 |  | 0 | [5 empty] | 0 |  |  | 0 | [13 empty] | Nos | 1.0 | [10 empty] | Ringlus Electro Controls & Automation PVT LTD | [18 empty] | CGST - RNG | 9.0
[120 empty] | SGST - RNG | 9.0
| Front Mounting Add-on Block(4NO) for MN0 DC Contactor L&T SS94083 | Front Mounting Add-on Block(4NO) for MN0 DC Contactor L&T SS94083 | LTCON | Nos |  | Front Mounting Add-on Block(4NO) for MN0 DC Contactor L&T SS94083 |  | 0 | 0 | 1 | 1 | 1 | 0.0 | 0.0 | 0.0 | 0 |  |  | 0.0 | Electrical Components | Front Mounting Add-on Block(4NO) for MN0 DC Contactor L&T SS94083 | 0 | 31-12-2099 | Material Transfer |  | 0.0 |  | 0 | 0 |  | 0 | 0 | 0 | 0 |  | 0 | Item Attribute | 1 | Nos | 0.0 | 0.0 | 0 | 0.0 | 0 | L&T | SS94083 | India |  |  | 0 | 0.0 |  | 0 | 0 |  | 0 | 0 | 0 | 0 |  |  | 0 | 0 | 0 |  | 0 | [5 empty] | 0 |  |  | 0 | [13 empty] | Nos | 1.0 | [10 empty] | Ringlus Electro Controls & Automation PVT LTD | [18 empty] | CGST - RNG | 9.0
[120 empty] | SGST - RNG | 9.0
| Front Mounting Add-on Block(3NO+1NC) for MN0 DC Contactor L&T SS94084 | Front Mounting Add-on Block(3NO+1NC) for MN0 DC Contactor L&T SS94084 | LTCON | Nos |  | Front Mounting Add-on Block(3NO+1NC) for MN0 DC Contactor L&T SS94084 |  | 0 | 0 | 1 | 1 | 1 | 0.0 | 0.0 | 0.0 | 0 |  |  | 0.0 | Electrical Components | Front Mounting Add-on Block(3NO+1NC) for MN0 DC Contactor L&T SS94084 | 0 | 31-12-2099 | Material Transfer |  | 0.0 |  | 0 | 0 |  | 0 | 0 | 0 | 0 |  | 0 | Item Attribute | 1 | Nos | 0.0 | 0.0 | 0 | 0.0 | 0 | L&T | SS94084 | India |  |  | 0 | 0.0 |  | 0 | 0 |  | 0 | 0 | 0 | 0 |  |  | 0 | 0 | 0 |  | 0 | [5 empty] | 0 |  |  | 0 | [13 empty] | Nos | 1.0 | [10 empty] | Ringlus Electro Controls & Automation PVT LTD | [18 empty] | CGST - RNG | 9.0
[120 empty] | SGST - RNG | 9.0
| Front Mounting Add-on Block(2NO+2NC) for MN0 DC Contactor L&T SS94085 | Front Mounting Add-on Block(2NO+2NC) for MN0 DC Contactor L&T SS94085 | LTCON | Nos |  | Front Mounting Add-on Block(2NO+2NC) for MN0 DC Contactor L&T SS94085 |  | 0 | 0 | 1 | 1 | 1 | 0.0 | 0.0 | 0.0 | 0 |  |  | 0.0 | Electrical Components | Front Mounting Add-on Block(2NO+2NC) for MN0 DC Contactor L&T SS94085 | 0 | 31-12-2099 | Material Transfer |  | 0.0 |  | 0 | 0 |  | 0 | 0 | 0 | 0 |  | 0 | Item Attribute | 1 | Nos | 0.0 | 0.0 | 0 | 0.0 | 0 | L&T | SS94085 | India |  |  | 0 | 0.0 |  | 0 | 0 |  | 0 | 0 | 0 | 0 |  |  | 0 | 0 | 0 |  | 0 | [5 empty] | 0 |  |  | 0 | [13 empty] | Nos | 1.0 | [10 empty] | Ringlus Electro Controls & Automation PVT LTD | [18 empty] | CGST - RNG | 9.0
[120 empty] | SGST - RNG | 9.0
| Front Mounting Add-on Block(1NO+3NC) for MN0 DC Contactor L&T SS94086 | Front Mounting Add-on Block(1NO+3NC) for MN0 DC Contactor L&T SS94086 | LTCON | Nos |  | Front Mounting Add-on Block(1NO+3NC) for MN0 DC Contactor L&T SS94086 |  | 0 | 0 | 1 | 1 | 1 | 0.0 | 0.0 | 0.0 | 0 |  |  | 0.0 | Electrical Components | Front Mounting Add-on Block(1NO+3NC) for MN0 DC Contactor L&T SS94086 | 0 | 31-12-2099 | Material Transfer |  | 0.0 |  | 0 | 0 |  | 0 | 0 | 0 | 0 |  | 0 | Item Attribute | 1 | Nos | 0.0 | 0.0 | 0 | 0.0 | 0 | L&T | SS94086 | India |  |  | 0 | 0.0 |  | 0 | 0 |  | 0 | 0 | 0 | 0 |  |  | 0 | 0 | 0 |  | 0 | [5 empty] | 0 |  |  | 0 | [13 empty] | Nos | 1.0 | [10 empty] | Ringlus Electro Controls & Automation PVT LTD | [18 empty] | CGST - RNG | 9.0
[120 empty] | SGST - RNG | 9.0
| Front Mounting Add-on Block(4NC) for MN0 DC Contactor L&T SS94087 | Front Mounting Add-on Block(4NC) for MN0 DC Contactor L&T SS94087 | LTCON | Nos |  | Front Mounting Add-on Block(4NC) for MN0 DC Contactor L&T SS94087 |  | 0 | 0 | 1 | 1 | 1 | 0.0 | 0.0 | 0.0 | 0 |  |  | 0.0 | Electrical Components | Front Mounting Add-on Block(4NC) for MN0 DC Contactor L&T SS94087 | 0 | 31-12-2099 | Material Transfer |  | 0.0 |  | 0 | 0 |  | 0 | 0 | 0 | 0 |  | 0 | Item Attribute | 1 | Nos | 0.0 | 0.0 | 0 | 0.0 | 0 | L&T | SS94087 | India |  |  | 0 | 0.0 |  | 0 | 0 |  | 0 | 0 | 0 | 0 |  |  | 0 | 0 | 0 |  | 0 | [5 empty] | 0 |  |  | 0 | [13 empty] | Nos | 1.0 | [10 empty] | Ringlus Electro Controls & Automation PVT LTD | [18 empty] | CGST - RNG | 9.0
[120 empty] | SGST - RNG | 9.0
| Front Mounting Add-on Block(2NO) for MN0 DC Contactor L&T SS94080 | Front Mounting Add-on Block(2NO) for MN0 DC Contactor L&T SS94080 | LTCON | Nos |  | Front Mounting Add-on Block(2NO) for MN0 DC Contactor L&T SS94080 |  | 0 | 0 | 1 | 1 | 1 | 0.0 | 0.0 | 0.0 | 0 |  |  | 0.0 | Electrical Components | Front Mounting Add-on Block(2NO) for MN0 DC Contactor L&T SS94080 | 0 | 31-12-2099 | Material Transfer |  | 0.0 |  | 0 | 0 |  | 0 | 0 | 0 | 0 |  | 0 | Item Attribute | 1 | Nos | 0.0 | 0.0 | 0 | 0.0 | 0 | L&T | SS94080 | India |  |  | 0 | 0.0 |  | 0 | 0 |  | 0 | 0 | 0 | 0 |  |  | 0 | 0 | 0 |  | 0 | [5 empty] | 0 |  |  | 0 | [13 empty] | Nos | 1.0 | [10 empty] | Ringlus Electro Controls & Automation PVT LTD | [18 empty] | CGST - RNG | 9.0
[120 empty] | SGST - RNG | 9.0
| Front Mounting Add-on Block(1NO+1NC) for MN0 DC Contactor L&T SS94081 | Front Mounting Add-on Block(1NO+1NC) for MN0 DC Contactor L&T SS94081 | LTCON | Nos |  | Front Mounting Add-on Block(1NO+1NC) for MN0 DC Contactor L&T SS94081 |  | 0 | 0 | 1 | 1 | 1 | 0.0 | 0.0 | 0.0 | 0 |  |  | 0.0 | Electrical Components | Front Mounting Add-on Block(1NO+1NC) for MN0 DC Contactor L&T SS94081 | 0 | 31-12-2099 | Material Transfer |  | 0.0 |  | 0 | 0 |  | 0 | 0 | 0 | 0 |  | 0 | Item Attribute | 1 | Nos | 0.0 | 0.0 | 0 | 0.0 | 0 | L&T | SS94081 | India |  |  | 0 | 0.0 |  | 0 | 0 |  | 0 | 0 | 0 | 0 |  |  | 0 | 0 | 0 |  | 0 | [5 empty] | 0 |  |  | 0 | [13 empty] | Nos | 1.0 | [10 empty] | Ringlus Electro Controls & Automation PVT LTD | [18 empty] | CGST - RNG | 9.0
[120 empty] | SGST - RNG | 9.0
| Front Mounting Add-on Block(2NC) for MN0 DC Contactor L&T SS94082 | Front Mounting Add-on Block(2NC) for MN0 DC Contactor L&T SS94082 | LTCON | Nos |  | Front Mounting Add-on Block(2NC) for MN0 DC Contactor L&T SS94082 |  | 0 | 0 | 1 | 1 | 1 | 0.0 | 0.0 | 0.0 | 0 |  |  | 0.0 | Electrical Components | Front Mounting Add-on Block(2NC) for MN0 DC Contactor L&T SS94082 | 0 | 31-12-2099 | Material Transfer |  | 0.0 |  | 0 | 0 |  | 0 | 0 | 0 | 0 |  | 0 | Item Attribute | 1 | Nos | 0.0 | 0.0 | 0 | 0.0 | 0 | L&T | SS94082 | India |  |  | 0 | 0.0 |  | 0 | 0 |  | 0 | 0 | 0 | 0 |  |  | 0 | 0 | 0 |  | 0 | [5 empty] | 0 |  |  | 0 | [13 empty] | Nos | 1.0 | [10 empty] | Ringlus Electro Controls & Automation PVT LTD | [18 empty] | CGST - RNG | 9.0
[120 empty] | SGST - RNG | 9.0
| Front Mounting Add-on Block(1NO) for MN0 DC Contactor L&T SS94715 | Front Mounting Add-on Block(1NO) for MN0 DC Contactor L&T SS94715 | LTCON | Nos |  | Front Mounting Add-on Block(1NO) for MN0 DC Contactor L&T SS94715 |  | 0 | 0 | 1 | 1 | 1 | 0.0 | 0.0 | 0.0 | 0 |  |  | 0.0 | Electrical Components | Front Mounting Add-on Block(1NO) for MN0 DC Contactor L&T SS94715 | 0 | 31-12-2099 | Material Transfer |  | 0.0 |  | 0 | 0 |  | 0 | 0 | 0 | 0 |  | 0 | Item Attribute | 1 | Nos | 0.0 | 0.0 | 0 | 0.0 | 0 | L&T | SS94715 | India |  |  | 0 | 0.0 |  | 0 | 0 |  | 0 | 0 | 0 | 0 |  |  | 0 | 0 | 0 |  | 0 | [5 empty] | 0 |  |  | 0 | [13 empty] | Nos | 1.0 | [10 empty] | Ringlus Electro Controls & Automation PVT LTD | [18 empty] | CGST - RNG | 9.0
[120 empty] | SGST - RNG | 9.0
| Front Mounting Add-on Block(1NC) for MN0 DC Contactor L&T S94716 | Front Mounting Add-on Block(1NC) for MN0 DC Contactor L&T S94716 | LTCON | Nos |  | Front Mounting Add-on Block(1NC) for MN0 DC Contactor L&T S94716 |  | 0 | 0 | 1 | 1 | 1 | 0.0 | 0.0 | 0.0 | 0 |  |  | 0.0 | Electrical Components | Front Mounting Add-on Block(1NC) for MN0 DC Contactor L&T S94716 | 0 | 31-12-2099 | Material Transfer |  | 0.0 |  | 0 | 0 |  | 0 | 0 | 0 | 0 |  | 0 | Item Attribute | 1 | Nos | 0.0 | 0.0 | 0 | 0.0 | 0 | L&T | SS94716 | India |  |  | 0 | 0.0 |  | 0 | 0 |  | 0 | 0 | 0 | 0 |  |  | 0 | 0 | 0 |  | 0 | [5 empty] | 0 |  |  | 0 | [13 empty] | Nos | 1.0 | [10 empty] | Ringlus Electro Controls & Automation PVT LTD | [18 empty] | CGST - RNG | 9.0
[120 empty] | SGST - RNG | 9.0
| First Left Side Mounting Add-on Block(1NO+1NC) for MNX 9-40/MCX 01-04 Contactor L&T CS94220 | First Left Side Mounting Add-on Block(1NO+1NC) for MNX 9-40/MCX 01-04 Contactor L&T CS94220 | LTCON | Nos |  | First Left Side Mounting Add-on Block(1NO+1NC) for MNX 9-40/MCX 01-04 Contactor L&T CS94220 |  | 0 | 0 | 1 | 1 | 1 | 0.0 | 0.0 | 0.0 | 0 |  |  | 0.0 | Electrical Components | First Left Side Mounting Add-on Block(1NO+1NC) for MNX 9-40/MCX 01-04 Contactor L&T CS94220 | 0 | 31-12-2099 | Material Transfer |  | 0.0 |  | 0 | 0 |  | 0 | 0 | 0 | 0 |  | 0 | Item Attribute | 1 | Nos | 0.0 | 0.0 | 0 | 0.0 | 0 | L&T | CS94220 | India |  |  | 0 | 0.0 |  | 0 | 0 |  | 0 | 0 | 0 | 0 |  |  | 0 | 0 | 0 |  | 0 | [5 empty] | 0 |  |  | 0 | [13 empty] | Nos | 1.0 | [10 empty] | Ringlus Electro Controls & Automation PVT LTD | [18 empty] | CGST - RNG | 9.0
[120 empty] | SGST - RNG | 9.0
| First Right Side Mounting Add-on Block(1NO+1NC) for MNX 9-40/MCX 01-04 Contactor L&T CS94221 | First Right Side Mounting Add-on Block(1NO+1NC) for MNX 9-40/MCX 01-04 Contactor L&T CS94221 | LTCON | Nos |  | First Right Side Mounting Add-on Block(1NO+1NC) for MNX 9-40/MCX 01-04 Contactor L&T CS94221 |  | 0 | 0 | 1 | 1 | 1 | 0.0 | 0.0 | 0.0 | 0 |  |  | 0.0 | Electrical Components | First Right Side Mounting Add-on Block(1NO+1NC) for MNX 9-40/MCX 01-04 Contactor L&T CS94221 | 0 | 31-12-2099 | Material Transfer |  | 0.0 |  | 0 | 0 |  | 0 | 0 | 0 | 0 |  | 0 | Item Attribute | 1 | Nos | 0.0 | 0.0 | 0 | 0.0 | 0 | L&T | CS94221 | India |  |  | 0 | 0.0 |  | 0 | 0 |  | 0 | 0 | 0 | 0 |  |  | 0 | 0 | 0 |  | 0 | [5 empty] | 0 |  |  | 0 | [13 empty] | Nos | 1.0 | [10 empty] | Ringlus Electro Controls & Automation PVT LTD | [18 empty] | CGST - RNG | 9.0
[120 empty] | SGST - RNG | 9.0
| First Left Side Mounting Add-on Block(1NO+1NC) for MNX 50-80/MCX 22-23/MCX Contactor L&T CS94201 | First Left Side Mounting Add-on Block(1NO+1NC) for MNX 50-80/MCX 22-23/MCX Contactor L&T CS94201 | LTCON | Nos |  | First Left Side Mounting Add-on Block(1NO+1NC) for MNX 50-80/MCX 22-23/MCX Contactor L&T CS94201 |  | 0 | 0 | 1 | 1 | 1 | 0.0 | 0.0 | 0.0 | 0 |  |  | 0.0 | Electrical Components | First Left Side Mounting Add-on Block(1NO+1NC) for MNX 50-80/MCX 22-23/MCX Contactor L&T CS94201 | 0 | 31-12-2099 | Material Transfer |  | 0.0 |  | 0 | 0 |  | 0 | 0 | 0 | 0 |  | 0 | Item Attribute | 1 | Nos | 0.0 | 0.0 | 0 | 0.0 | 0 | L&T | CS94201 | India |  |  | 0 | 0.0 |  | 0 | 0 |  | 0 | 0 | 0 | 0 |  |  | 0 | 0 | 0 |  | 0 | [5 empty] | 0 |  |  | 0 | [13 empty] | Nos | 1.0 | [10 empty] | Ringlus Electro Controls & Automation PVT LTD | [18 empty] | CGST - RNG | 9.0
[120 empty] | SGST - RNG | 9.0
| First Right Side Mounting Add-on Block(1NO+1NC) for MNX 50-80/MCX 22-23/MCX Contactor L&T CS94202 | First Right Side Mounting Add-on Block(1NO+1NC) for MNX 50-80/MCX 22-23/MCX Contactor L&T CS94202 | LTCON | Nos |  | First Right Side Mounting Add-on Block(1NO+1NC) for MNX 50-80/MCX 22-23/MCX Contactor L&T CS94202 |  | 0 | 0 | 1 | 1 | 1 | 0.0 | 0.0 | 0.0 | 0 |  |  | 0.0 | Electrical Components | First Right Side Mounting Add-on Block(1NO+1NC) for MNX 50-80/MCX 22-23/MCX Contactor L&T CS94202 | 0 | 31-12-2099 | Material Transfer |  | 0.0 |  | 0 | 0 |  | 0 | 0 | 0 | 0 |  | 0 | Item Attribute | 1 | Nos | 0.0 | 0.0 | 0 | 0.0 | 0 | L&T | CS94202 | India |  |  | 0 | 0.0 |  | 0 | 0 |  | 0 | 0 | 0 | 0 |  |  | 0 | 0 | 0 |  | 0 | [5 empty] | 0 |  |  | 0 | [13 empty] | Nos | 1.0 | [10 empty] | Ringlus Electro Controls & Automation PVT LTD | [18 empty] | CGST - RNG | 9.0
[120 empty] | SGST - RNG | 9.0
| Second Left Side Mounting Add-on Block(1NO+1NC) for MNX 50-80/MCX 22-23/MCX Contactor L&T CS94203 | Second Left Side Mounting Add-on Block(1NO+1NC) for MNX 50-80/MCX 22-23/MCX Contactor L&T CS94203 | LTCON | Nos |  | Second Left Side Mounting Add-on Block(1NO+1NC) for MNX 50-80/MCX 22-23/MCX Contactor L&T CS94203 |  | 0 | 0 | 1 | 1 | 1 | 0.0 | 0.0 | 0.0 | 0 |  |  | 0.0 | Electrical Components | Second Left Side Mounting Add-on Block(1NO+1NC) for MNX 50-80/MCX 22-23/MCX Contactor L&T CS94203 | 0 | 31-12-2099 | Material Transfer |  | 0.0 |  | 0 | 0 |  | 0 | 0 | 0 | 0 |  | 0 | Item Attribute | 1 | Nos | 0.0 | 0.0 | 0 | 0.0 | 0 | L&T | CS94203 | India |  |  | 0 | 0.0 |  | 0 | 0 |  | 0 | 0 | 0 | 0 |  |  | 0 | 0 | 0 |  | 0 | [5 empty] | 0 |  |  | 0 | [13 empty] | Nos | 1.0 | [10 empty] | Ringlus Electro Controls & Automation PVT LTD | [18 empty] | CGST - RNG | 9.0
[120 empty] | SGST - RNG | 9.0
| Second Right Side Mounting Add-on Block(1NO+1NC) for MNX 50-80/MCX 22-23/MCX Contactor L&T CS94204 | Second Right Side Mounting Add-on Block(1NO+1NC) for MNX 50-80/MCX 22-23/MCX Contactor L&T CS94204 | LTCON | Nos |  | Second Right Side Mounting Add-on Block(1NO+1NC) for MNX 50-80/MCX 22-23/MCX Contactor L&T CS94204 |  | 0 | 0 | 1 | 1 | 1 | 0.0 | 0.0 | 0.0 | 0 |  |  | 0.0 | Electrical Components | Second Right Side Mounting Add-on Block(1NO+1NC) for MNX 50-80/MCX 22-23/MCX Contactor L&T CS94204 | 0 | 31-12-2099 | Material Transfer |  | 0.0 |  | 0 | 0 |  | 0 | 0 | 0 | 0 |  | 0 | Item Attribute | 1 | Nos | 0.0 | 0.0 | 0 | 0.0 | 0 | L&T | CS94204 | India |  |  | 0 | 0.0 |  | 0 | 0 |  | 0 | 0 | 0 | 0 |  |  | 0 | 0 | 0 |  | 0 | [5 empty] | 0 |  |  | 0 | [13 empty] | Nos | 1.0 | [10 empty] | Ringlus Electro Controls & Automation PVT LTD | [18 empty] | CGST - RNG | 9.0
[120 empty] | SGST - RNG | 9.0
| Mechanical Interlock kit for MX 06 to MX 12/MX 0 Type Contactor L&T CS94038 | Mechanical Interlock kit for MX 06 to MX 12/MX 0 Type Contactor L&T CS94038 | LTCON | Nos |  | Mechanical Interlock kit for MX 06 to MX 12/MX 0 Type Contactor L&T CS94038 |  | 0 | 0 | 1 | 1 | 1 | 0.0 | 0.0 | 0.0 | 0 |  |  | 0.0 | Electrical Components | Mechanical Interlock kit for MX 06 to MX 12/MX 0 Type Contactor L&T CS94038 | 0 | 31-12-2099 | Material Transfer |  | 0.0 |  | 0 | 0 |  | 0 | 0 | 0 | 0 |  | 0 | Item Attribute | 1 | Nos | 0.0 | 0.0 | 0 | 0.0 | 0 | L&T | CS94038 | India |  |  | 0 | 0.0 |  | 0 | 0 |  | 0 | 0 | 0 | 0 |  |  | 0 | 0 | 0 |  | 0 | [5 empty] | 0 |  |  | 0 | [13 empty] | Nos | 1.0 | [10 empty] | Ringlus Electro Controls & Automation PVT LTD | [18 empty] | CGST - RNG | 9.0
[120 empty] | SGST - RNG | 9.0
| Mechanical Interlock kit for MO 9-110 Type Contactor L&T CS94584 | Mechanical Interlock kit for MO 9-110 Type Contactor L&T CS94584 | LTCON | Nos |  | Mechanical Interlock kit for MO 9-110 Type Contactor L&T CS94584 |  | 0 | 0 | 1 | 1 | 1 | 0.0 | 0.0 | 0.0 | 0 |  |  | 0.0 | Electrical Components | Mechanical Interlock kit for MO 9-110 Type Contactor L&T CS94584 | 0 | 31-12-2099 | Material Transfer |  | 0.0 |  | 0 | 0 |  | 0 | 0 | 0 | 0 |  | 0 | Item Attribute | 1 | Nos | 0.0 | 0.0 | 0 | 0.0 | 0 | L&T | CS94584 | India |  |  | 0 | 0.0 |  | 0 | 0 |  | 0 | 0 | 0 | 0 |  |  | 0 | 0 | 0 |  | 0 | [5 empty] | 0 |  |  | 0 | [13 empty] | Nos | 1.0 | [10 empty] | Ringlus Electro Controls & Automation PVT LTD | [18 empty] | CGST - RNG | 9.0
[120 empty] | SGST - RNG | 9.0
| Mechanical Interlock kit for MDX 9-38 Type Contactor L&T CS96572 | Mechanical Interlock kit for MDX 9-38 Type Contactor L&T CS96572 | LTCON | Nos |  | Mechanical Interlock kit for MDX 9-38 Type Contactor L&T CS96572 |  | 0 | 0 | 1 | 1 | 1 | 0.0 | 0.0 | 0.0 | 0 |  |  | 0.0 | Electrical Components | Mechanical Interlock kit for MDX 9-38 Type Contactor L&T CS96572 | 0 | 31-12-2099 | Material Transfer |  | 0.0 |  | 0 | 0 |  | 0 | 0 | 0 | 0 |  | 0 | Item Attribute | 1 | Nos | 0.0 | 0.0 | 0 | 0.0 | 0 | L&T | CS94572 | India |  |  | 0 | 0.0 |  | 0 | 0 |  | 0 | 0 | 0 | 0 |  |  | 0 | 0 | 0 |  | 0 | [5 empty] | 0 |  |  | 0 | [13 empty] | Nos | 1.0 | [10 empty] | Ringlus Electro Controls & Automation PVT LTD | [18 empty] | CGST - RNG | 9.0
[120 empty] | SGST - RNG | 9.0
| Mechanical Interlock kit for MDX 50-110 Type Contactor L&T CS96573 | Mechanical Interlock kit for MDX 50-110 Type Contactor L&T CS96573 | LTCON | Nos |  | Mechanical Interlock kit for MDX 50-110 Type Contactor L&T CS96573 |  | 0 | 0 | 1 | 1 | 1 | 0.0 | 0.0 | 0.0 | 0 |  |  | 0.0 | Electrical Components | Mechanical Interlock kit for MDX 50-110 Type Contactor L&T CS96573 | 0 | 31-12-2099 | Material Transfer |  | 0.0 |  | 0 | 0 |  | 0 | 0 | 0 | 0 |  | 0 | Item Attribute | 1 | Nos | 0.0 | 0.0 | 0 | 0.0 | 0 | L&T | CS94573 | India |  |  | 0 | 0.0 |  | 0 | 0 |  | 0 | 0 | 0 | 0 |  |  | 0 | 0 | 0 |  | 0 | [5 empty] | 0 |  |  | 0 | [13 empty] | Nos | 1.0 | [10 empty] | Ringlus Electro Controls & Automation PVT LTD | [18 empty] | CGST - RNG | 9.0
[120 empty] | SGST - RNG | 9.0
| Mechanical Interlock kit for MNX 9-40 Type Contactor L&T CS94126 | Mechanical Interlock kit for MNX 9-40 Type Contactor L&T CS94126 | LTCON | Nos |  | Mechanical Interlock kit for MNX 9-40 Type Contactor L&T CS94126 |  | 0 | 0 | 1 | 1 | 1 | 0.0 | 0.0 | 0.0 | 0 |  |  | 0.0 | Electrical Components | Mechanical Interlock kit for MNX 9-40 Type Contactor L&T CS94126 | 0 | 31-12-2099 | Material Transfer |  | 0.0 |  | 0 | 0 |  | 0 | 0 | 0 | 0 |  | 0 | Item Attribute | 1 | Nos | 0.0 | 0.0 | 0 | 0.0 | 0 | L&T | CS94126 | India |  |  | 0 | 0.0 |  | 0 | 0 |  | 0 | 0 | 0 | 0 |  |  | 0 | 0 | 0 |  | 0 | [5 empty] | 0 |  |  | 0 | [13 empty] | Nos | 1.0 | [10 empty] | Ringlus Electro Controls & Automation PVT LTD | [18 empty] | CGST - RNG | 9.0
[120 empty] | SGST - RNG | 9.0
| Mechanical Interlock kit for MNX 50-80 Type Contactor L&T CS94197 | Mechanical Interlock kit for MNX 50-80 Type Contactor L&T CS94197 | LTCON | Nos |  | Mechanical Interlock kit for MNX 50-80 Type Contactor L&T CS94197 |  | 0 | 0 | 1 | 1 | 1 | 0.0 | 0.0 | 0.0 | 0 |  |  | 0.0 | Electrical Components | Mechanical Interlock kit for MNX 50-80 Type Contactor L&T CS94197 | 0 | 31-12-2099 | Material Transfer |  | 0.0 |  | 0 | 0 |  | 0 | 0 | 0 | 0 |  | 0 | Item Attribute | 1 | Nos | 0.0 | 0.0 | 0 | 0.0 | 0 | L&T | CS94197 | India |  |  | 0 | 0.0 |  | 0 | 0 |  | 0 | 0 | 0 | 0 |  |  | 0 | 0 | 0 |  | 0 | [5 empty] | 0 |  |  | 0 | [13 empty] | Nos | 1.0 | [10 empty] | Ringlus Electro Controls & Automation PVT LTD | [18 empty] | CGST - RNG | 9.0
[120 empty] | SGST - RNG | 9.0
| Mechanical Interlock kit for MNX 95-140 Type Contactor L&T CS94198 | Mechanical Interlock kit for MNX 95-140 Type Contactor L&T CS94198 | LTCON | Nos |  | Mechanical Interlock kit for MNX 95-140 Type Contactor L&T CS94198 |  | 0 | 0 | 1 | 1 | 1 | 0.0 | 0.0 | 0.0 | 0 |  |  | 0.0 | Electrical Components | Mechanical Interlock kit for MNX 95-140 Type Contactor L&T CS94198 | 0 | 31-12-2099 | Material Transfer |  | 0.0 |  | 0 | 0 |  | 0 | 0 | 0 | 0 |  | 0 | Item Attribute | 1 | Nos | 0.0 | 0.0 | 0 | 0.0 | 0 | L&T | CS94198 | India |  |  | 0 | 0.0 |  | 0 | 0 |  | 0 | 0 | 0 | 0 |  |  | 0 | 0 | 0 |  | 0 | [5 empty] | 0 |  |  | 0 | [13 empty] | Nos | 1.0 | [10 empty] | Ringlus Electro Controls & Automation PVT LTD | [18 empty] | CGST - RNG | 9.0
[120 empty] | SGST - RNG | 9.0
| Mechanical Interlock kit for MNX 185-250 Type Contactor L&T CS94199 | Mechanical Interlock kit for MNX 185-250 Type Contactor L&T CS94199 | LTCON | Nos |  | Mechanical Interlock kit for MNX 185-250 Type Contactor L&T CS94199 |  | 0 | 0 | 1 | 1 | 1 | 0.0 | 0.0 | 0.0 | 0 |  |  | 0.0 | Electrical Components | Mechanical Interlock kit for MNX 185-250 Type Contactor L&T CS94199 | 0 | 31-12-2099 | Material Transfer |  | 0.0 |  | 0 | 0 |  | 0 | 0 | 0 | 0 |  | 0 | Item Attribute | 1 | Nos | 0.0 | 0.0 | 0 | 0.0 | 0 | L&T | CS94199 | India |  |  | 0 | 0.0 |  | 0 | 0 |  | 0 | 0 | 0 | 0 |  |  | 0 | 0 | 0 |  | 0 | [5 empty] | 0 |  |  | 0 | [13 empty] | Nos | 1.0 | [10 empty] | Ringlus Electro Controls & Automation PVT LTD | [18 empty] | CGST - RNG | 9.0
[120 empty] | SGST - RNG | 9.0
| Mechanical Interlock kit for MNX 300-650 Type Contactor L&T CS94200 | Mechanical Interlock kit for MNX 300-650 Type Contactor L&T CS94200 | LTCON | Nos |  | Mechanical Interlock kit for MNX 300-650 Type Contactor L&T CS94200 |  | 0 | 0 | 1 | 1 | 1 | 0.0 | 0.0 | 0.0 | 0 |  |  | 0.0 | Electrical Components | Mechanical Interlock kit for MNX 300-650 Type Contactor L&T CS94200 | 0 | 31-12-2099 | Material Transfer |  | 0.0 |  | 0 | 0 |  | 0 | 0 | 0 | 0 |  | 0 | Item Attribute | 1 | Nos | 0.0 | 0.0 | 0 | 0.0 | 0 | L&T | CS94200 | India |  |  | 0 | 0.0 |  | 0 | 0 |  | 0 | 0 | 0 | 0 |  |  | 0 | 0 | 0 |  | 0 | [5 empty] | 0 |  |  | 0 | [13 empty] | Nos | 1.0 | [10 empty] | Ringlus Electro Controls & Automation PVT LTD | [18 empty] | CGST - RNG | 9.0
[120 empty] | SGST - RNG | 9.0
| Mechanical Interlock kit for MCX 01-04 Type Contactor L&T CS94126 | Mechanical Interlock kit for MCX 01-04 Type Contactor L&T CS94126 | LTCON | Nos |  | Mechanical Interlock kit for MCX 01-04 Type Contactor L&T CS94126 |  | 0 | 0 | 1 | 1 | 1 | 0.0 | 0.0 | 0.0 | 0 |  |  | 0.0 | Electrical Components | Mechanical Interlock kit for MCX 01-04 Type Contactor L&T CS94126 | 0 | 31-12-2099 | Material Transfer |  | 0.0 |  | 0 | 0 |  | 0 | 0 | 0 | 0 |  | 0 | Item Attribute | 1 | Nos | 0.0 | 0.0 | 0 | 0.0 | 0 | L&T | CS94126 | India |  |  | 0 | 0.0 |  | 0 | 0 |  | 0 | 0 | 0 | 0 |  |  | 0 | 0 | 0 |  | 0 | [5 empty] | 0 |  |  | 0 | [13 empty] | Nos | 1.0 | [10 empty] | Ringlus Electro Controls & Automation PVT LTD | [18 empty] | CGST - RNG | 9.0
[120 empty] | SGST - RNG | 9.0
| Mechanical Interlock kit for MCX 11-13 Type Contactor L&T ST50540 | Mechanical Interlock kit for MCX 11-13 Type Contactor L&T ST50540 | LTCON | Nos |  | Mechanical Interlock kit for MCX 11-13 Type Contactor L&T ST50540 |  | 0 | 0 | 1 | 1 | 1 | 0.0 | 0.0 | 0.0 | 0 |  |  | 0.0 | Electrical Components | Mechanical Interlock kit for MCX 11-13 Type Contactor L&T ST50540 | 0 | 31-12-2099 | Material Transfer |  | 0.0 |  | 0 | 0 |  | 0 | 0 | 0 | 0 |  | 0 | Item Attribute | 1 | Nos | 0.0 | 0.0 | 0 | 0.0 | 0 | L&T | ST50540 | India |  |  | 0 | 0.0 |  | 0 | 0 |  | 0 | 0 | 0 | 0 |  |  | 0 | 0 | 0 |  | 0 | [5 empty] | 0 |  |  | 0 | [13 empty] | Nos | 1.0 | [10 empty] | Ringlus Electro Controls & Automation PVT LTD | [18 empty] | CGST - RNG | 9.0
[120 empty] | SGST - RNG | 9.0
| Mechanical Interlock kit for MCX 22-23 Type Contactor L&T CS93095 | Mechanical Interlock kit for MCX 22-23 Type Contactor L&T CS93095 | LTCON | Nos |  | Mechanical Interlock kit for MCX 22-23 Type Contactor L&T CS93095 |  | 0 | 0 | 1 | 1 | 1 | 0.0 | 0.0 | 0.0 | 0 |  |  | 0.0 | Electrical Components | Mechanical Interlock kit for MCX 22-23 Type Contactor L&T CS93095 | 0 | 31-12-2099 | Material Transfer |  | 0.0 |  | 0 | 0 |  | 0 | 0 | 0 | 0 |  | 0 | Item Attribute | 1 | Nos | 0.0 | 0.0 | 0 | 0.0 | 0 | L&T | CS93095 | India |  |  | 0 | 0.0 |  | 0 | 0 |  | 0 | 0 | 0 | 0 |  |  | 0 | 0 | 0 |  | 0 | [5 empty] | 0 |  |  | 0 | [13 empty] | Nos | 1.0 | [10 empty] | Ringlus Electro Controls & Automation PVT LTD | [18 empty] | CGST - RNG | 9.0
[120 empty] | SGST - RNG | 9.0
| Mechanical Interlock kit for MCX 32-34 Type Contactor L&T SS94992 | Mechanical Interlock kit for MCX 32-34 Type Contactor L&T SS94992 | LTCON | Nos |  | Mechanical Interlock kit for MCX 32-34 Type Contactor L&T SS94992 |  | 0 | 0 | 1 | 1 | 1 | 0.0 | 0.0 | 0.0 | 0 |  |  | 0.0 | Electrical Components | Mechanical Interlock kit for MCX 32-34 Type Contactor L&T SS94992 | 0 | 31-12-2099 | Material Transfer |  | 0.0 |  | 0 | 0 |  | 0 | 0 | 0 | 0 |  | 0 | Item Attribute | 1 | Nos | 0.0 | 0.0 | 0 | 0.0 | 0 | L&T | SS94992 | India |  |  | 0 | 0.0 |  | 0 | 0 |  | 0 | 0 | 0 | 0 |  |  | 0 | 0 | 0 |  | 0 | [5 empty] | 0 |  |  | 0 | [13 empty] | Nos | 1.0 | [10 empty] | Ringlus Electro Controls & Automation PVT LTD | [18 empty] | CGST - RNG | 9.0
[120 empty] | SGST - RNG | 9.0
| Mechanical Interlock kit for MCX 41-47 Type Contactor L&T CS94301 | Mechanical Interlock kit for MCX 41-47 Type Contactor L&T CS94301 | LTCON | Nos |  | Mechanical Interlock kit for MCX 41-47 Type Contactor L&T CS94301 |  | 0 | 0 | 1 | 1 | 1 | 0.0 | 0.0 | 0.0 | 0 |  |  | 0.0 | Electrical Components | Mechanical Interlock kit for MCX 41-47 Type Contactor L&T CS94301 | 0 | 31-12-2099 | Material Transfer |  | 0.0 |  | 0 | 0 |  | 0 | 0 | 0 | 0 |  | 0 | Item Attribute | 1 | Nos | 0.0 | 0.0 | 0 | 0.0 | 0 | L&T | CS94301 | India |  |  | 0 | 0.0 |  | 0 | 0 |  | 0 | 0 | 0 | 0 |  |  | 0 | 0 | 0 |  | 0 | [5 empty] | 0 |  |  | 0 | [13 empty] | Nos | 1.0 | [10 empty] | Ringlus Electro Controls & Automation PVT LTD | [18 empty] | CGST - RNG | 9.0
[120 empty] | SGST - RNG | 9.0
| MN2 Relay 0.2-0.33A L&T SS94141OOEO | MN2 Relay 0.2-0.33A L&T SS94141OOEO | LTCORL | Nos |  | MN2 Relay 0.2-0.33A L&T SS94141OOEO |  | 0 | 0 | 1 | 1 | 1 | 0.0 | 0.0 | 0.0 | 0 |  |  | 0.0 | Electrical Components | MN2 Relay 0.2-0.33A L&T SS94141OOEO | 0 | 31-12-2099 | Material Transfer |  | 0.0 |  | 0 | 0 |  | 0 | 0 | 0 | 0 |  | 0 | Item Attribute | 1 | Nos | 0.0 | 0.0 | 0 | 0.0 | 0 | L&T | SS94141OOEO | India |  |  | 0 | 0.0 |  | 0 | 0 |  | 0 | 0 | 0 | 0 |  |  | 0 | 0 | 0 |  | 0 | [5 empty] | 0 |  |  | 0 | [13 empty] | Nos | 1.0 | [10 empty] | Ringlus Electro Controls & Automation PVT LTD | [18 empty] | CGST - RNG | 9.0
[120 empty] | SGST - RNG | 9.0
| MN2 Relay 0.3-0.5A L&T SS94141OOGO | MN2 Relay 0.3-0.5A L&T SS94141OOGO | LTCORL | Nos |  | MN2 Relay 0.3-0.5A L&T SS94141OOGO |  | 0 | 0 | 1 | 1 | 1 | 0.0 | 0.0 | 0.0 | 0 |  |  | 0.0 | Electrical Components | MN2 Relay 0.3-0.5A L&T SS94141OOGO | 0 | 31-12-2099 | Material Transfer |  | 0.0 |  | 0 | 0 |  | 0 | 0 | 0 | 0 |  | 0 | Item Attribute | 1 | Nos | 0.0 | 0.0 | 0 | 0.0 | 0 | L&T | SS94141OOGO | India |  |  | 0 | 0.0 |  | 0 | 0 |  | 0 | 0 | 0 | 0 |  |  | 0 | 0 | 0 |  | 0 | [5 empty] | 0 |  |  | 0 | [13 empty] | Nos | 1.0 | [10 empty] | Ringlus Electro Controls & Automation PVT LTD | [18 empty] | CGST - RNG | 9.0
[120 empty] | SGST - RNG | 9.0
| MN2 Relay 0.45-0.75A L&T SS94141OOJO | MN2 Relay 0.45-0.75A L&T SS94141OOJO | LTCORL | Nos |  | MN2 Relay 0.45-0.75A L&T SS94141OOJO |  | 0 | 0 | 1 | 1 | 1 | 0.0 | 0.0 | 0.0 | 0 |  |  | 0.0 | Electrical Components | MN2 Relay 0.45-0.75A L&T SS94141OOJO | 0 | 31-12-2099 | Material Transfer |  | 0.0 |  | 0 | 0 |  | 0 | 0 | 0 | 0 |  | 0 | Item Attribute | 1 | Nos | 0.0 | 0.0 | 0 | 0.0 | 0 | L&T | SS94141OOJO | India |  |  | 0 | 0.0 |  | 0 | 0 |  | 0 | 0 | 0 | 0 |  |  | 0 | 0 | 0 |  | 0 | [5 empty] | 0 |  |  | 0 | [13 empty] | Nos | 1.0 | [10 empty] | Ringlus Electro Controls & Automation PVT LTD | [18 empty] | CGST - RNG | 9.0
[120 empty] | SGST - RNG | 9.0
| MN2 Relay 0.6-1A L&T SS94141OOKO | MN2 Relay 0.6-1A L&T SS94141OOKO | LTCORL | Nos |  | MN2 Relay 0.6-1A L&T SS94141OOKO |  | 0 | 0 | 1 | 1 | 1 | 0.0 | 0.0 | 0.0 | 0 |  |  | 0.0 | Electrical Components | MN2 Relay 0.6-1A L&T SS94141OOKO | 0 | 31-12-2099 | Material Transfer |  | 0.0 |  | 0 | 0 |  | 0 | 0 | 0 | 0 |  | 0 | Item Attribute | 1 | Nos | 0.0 | 0.0 | 0 | 0.0 | 0 | L&T | SS94141OOKO | India |  |  | 0 | 0.0 |  | 0 | 0 |  | 0 | 0 | 0 | 0 |  |  | 0 | 0 | 0 |  | 0 | [5 empty] | 0 |  |  | 0 | [13 empty] | Nos | 1.0 | [10 empty] | Ringlus Electro Controls & Automation PVT LTD | [18 empty] | CGST - RNG | 9.0
[120 empty] | SGST - RNG | 9.0
| MN2 Relay 0.9-1.5A L&T SS94141OOMO | MN2 Relay 0.9-1.5A L&T SS94141OOMO | LTCORL | Nos |  | MN2 Relay 0.9-1.5A L&T SS94141OOMO |  | 0 | 0 | 1 | 1 | 1 | 0.0 | 0.0 | 0.0 | 0 |  |  | 0.0 | Electrical Components | MN2 Relay 0.9-1.5A L&T SS94141OOMO | 0 | 31-12-2099 | Material Transfer |  | 0.0 |  | 0 | 0 |  | 0 | 0 | 0 | 0 |  | 0 | Item Attribute | 1 | Nos | 0.0 | 0.0 | 0 | 0.0 | 0 | L&T | SS94141OOMO | India |  |  | 0 | 0.0 |  | 0 | 0 |  | 0 | 0 | 0 | 0 |  |  | 0 | 0 | 0 |  | 0 | [5 empty] | 0 |  |  | 0 | [13 empty] | Nos | 1.0 | [10 empty] | Ringlus Electro Controls & Automation PVT LTD | [18 empty] | CGST - RNG | 9.0
[120 empty] | SGST - RNG | 9.0
| MN2 Relay 1.4-2.3A L&T SS94141OOPO | MN2 Relay 1.4-2.3A L&T SS94141OOPO | LTCORL | Nos |  | MN2 Relay 1.4-2.3A L&T SS94141OOPO |  | 0 | 0 | 1 | 1 | 1 | 0.0 | 0.0 | 0.0 | 0 |  |  | 0.0 | Electrical Components | MN2 Relay 1.4-2.3A L&T SS94141OOPO | 0 | 31-12-2099 | Material Transfer |  | 0.0 |  | 0 | 0 |  | 0 | 0 | 0 | 0 |  | 0 | Item Attribute | 1 | Nos | 0.0 | 0.0 | 0 | 0.0 | 0 | L&T | SS94141OOPO | India |  |  | 0 | 0.0 |  | 0 | 0 |  | 0 | 0 | 0 | 0 |  |  | 0 | 0 | 0 |  | 0 | [5 empty] | 0 |  |  | 0 | [13 empty] | Nos | 1.0 | [10 empty] | Ringlus Electro Controls & Automation PVT LTD | [18 empty] | CGST - RNG | 9.0
[120 empty] | SGST - RNG | 9.0
| MN2 Relay 2-3.3A L&T SS94141OOQO | MN2 Relay 2-3.3A L&T SS94141OOQO | LTCORL | Nos |  | MN2 Relay 2-3.3A L&T SS94141OOQO |  | 0 | 0 | 1 | 1 | 1 | 0.0 | 0.0 | 0.0 | 0 |  |  | 0.0 | Electrical Components | MN2 Relay 2-3.3A L&T SS94141OOQO | 0 | 31-12-2099 | Material Transfer |  | 0.0 |  | 0 | 0 |  | 0 | 0 | 0 | 0 |  | 0 | Item Attribute | 1 | Nos | 0.0 | 0.0 | 0 | 0.0 | 0 | L&T | SS94141OOQO | India |  |  | 0 | 0.0 |  | 0 | 0 |  | 0 | 0 | 0 | 0 |  |  | 0 | 0 | 0 |  | 0 | [5 empty] | 0 |  |  | 0 | [13 empty] | Nos | 1.0 | [10 empty] | Ringlus Electro Controls & Automation PVT LTD | [18 empty] | CGST - RNG | 9.0
[120 empty] | SGST - RNG | 9.0
| MN2 Relay 3-5A L&T SS94141OOSO | MN2 Relay 3-5A L&T SS94141OOSO | LTCORL | Nos |  | MN2 Relay 3-5A L&T SS94141OOSO |  | 0 | 0 | 1 | 1 | 1 | 0.0 | 0.0 | 0.0 | 0 |  |  | 0.0 | Electrical Components | MN2 Relay 3-5A L&T SS94141OOSO | 0 | 31-12-2099 | Material Transfer |  | 0.0 |  | 0 | 0 |  | 0 | 0 | 0 | 0 |  | 0 | Item Attribute | 1 | Nos | 0.0 | 0.0 | 0 | 0.0 | 0 | L&T | SS94141OOSO | India |  |  | 0 | 0.0 |  | 0 | 0 |  | 0 | 0 | 0 | 0 |  |  | 0 | 0 | 0 |  | 0 | [5 empty] | 0 |  |  | 0 | [13 empty] | Nos | 1.0 | [10 empty] | Ringlus Electro Controls & Automation PVT LTD | [18 empty] | CGST - RNG | 9.0
[120 empty] | SGST - RNG | 9.0
| MN2 Relay 4.5-7.5A L&T SS94141OOUO | MN2 Relay 4.5-7.5A L&T SS94141OOUO | LTCORL | Nos |  | MN2 Relay 4.5-7.5A L&T SS94141OOUO |  | 0 | 0 | 1 | 1 | 1 | 0.0 | 0.0 | 0.0 | 0 |  |  | 0.0 | Electrical Components | MN2 Relay 4.5-7.5A L&T SS94141OOUO | 0 | 31-12-2099 | Material Transfer |  | 0.0 |  | 0 | 0 |  | 0 | 0 | 0 | 0 |  | 0 | Item Attribute | 1 | Nos | 0.0 | 0.0 | 0 | 0.0 | 0 | L&T | SS94141OOUO | India |  |  | 0 | 0.0 |  | 0 | 0 |  | 0 | 0 | 0 | 0 |  |  | 0 | 0 | 0 |  | 0 | [5 empty] | 0 |  |  | 0 | [13 empty] | Nos | 1.0 | [10 empty] | Ringlus Electro Controls & Automation PVT LTD | [18 empty] | CGST - RNG | 9.0
[120 empty] | SGST - RNG | 9.0
| MN2 Relay 6-10A L&T SS94142OOVO | MN2 Relay 6-10A L&T SS94142OOVO | LTCORL | Nos |  | MN2 Relay 6-10A L&T SS94142OOVO |  | 0 | 0 | 1 | 1 | 1 | 0.0 | 0.0 | 0.0 | 0 |  |  | 0.0 | Electrical Components | MN2 Relay 6-10A L&T SS94142OOVO | 0 | 31-12-2099 | Material Transfer |  | 0.0 |  | 0 | 0 |  | 0 | 0 | 0 | 0 |  | 0 | Item Attribute | 1 | Nos | 0.0 | 0.0 | 0 | 0.0 | 0 | L&T | SS94142OOVO | India |  |  | 0 | 0.0 |  | 0 | 0 |  | 0 | 0 | 0 | 0 |  |  | 0 | 0 | 0 |  | 0 | [5 empty] | 0 |  |  | 0 | [13 empty] | Nos | 1.0 | [10 empty] | Ringlus Electro Controls & Automation PVT LTD | [18 empty] | CGST - RNG | 9.0
[120 empty] | SGST - RNG | 9.0
| MN2 Relay 9-15A L&T SS94142OOBO | MN2 Relay 9-15A L&T SS94142OOBO | LTCORL | Nos |  | MN2 Relay 9-15A L&T SS94142OOBO |  | 0 | 0 | 1 | 1 | 1 | 0.0 | 0.0 | 0.0 | 0 |  |  | 0.0 | Electrical Components | MN2 Relay 9-15A L&T SS94142OOBO | 0 | 31-12-2099 | Material Transfer |  | 0.0 |  | 0 | 0 |  | 0 | 0 | 0 | 0 |  | 0 | Item Attribute | 1 | Nos | 0.0 | 0.0 | 0 | 0.0 | 0 | L&T | SS94142OOBO | India |  |  | 0 | 0.0 |  | 0 | 0 |  | 0 | 0 | 0 | 0 |  |  | 0 | 0 | 0 |  | 0 | [5 empty] | 0 |  |  | 0 | [13 empty] | Nos | 1.0 | [10 empty] | Ringlus Electro Controls & Automation PVT LTD | [18 empty] | CGST - RNG | 9.0
[120 empty] | SGST - RNG | 9.0
| MN2 Relay 14-23A L&T SS94144OODO | MN2 Relay 14-23A L&T SS94144OODO | LTCORL | Nos |  | MN2 Relay 14-23A L&T SS94144OODO |  | 0 | 0 | 1 | 1 | 1 | 0.0 | 0.0 | 0.0 | 0 |  |  | 0.0 | Electrical Components | MN2 Relay 14-23A L&T SS94144OODO | 0 | 31-12-2099 | Material Transfer |  | 0.0 |  | 0 | 0 |  | 0 | 0 | 0 | 0 |  | 0 | Item Attribute | 1 | Nos | 0.0 | 0.0 | 0 | 0.0 | 0 | L&T | SS94144OODO | India |  |  | 0 | 0.0 |  | 0 | 0 |  | 0 | 0 | 0 | 0 |  |  | 0 | 0 | 0 |  | 0 | [5 empty] | 0 |  |  | 0 | [13 empty] | Nos | 1.0 | [10 empty] | Ringlus Electro Controls & Automation PVT LTD | [18 empty] | CGST - RNG | 9.0
[120 empty] | SGST - RNG | 9.0
| MN2 Relay 20-33A L&T SS94145OOEO | MN2 Relay 20-33A L&T SS94145OOEO | LTCORL | Nos |  | MN2 Relay 20-33A L&T SS94145OOEO |  | 0 | 0 | 1 | 1 | 1 | 0.0 | 0.0 | 0.0 | 0 |  |  | 0.0 | Electrical Components | MN2 Relay 20-33A L&T SS94145OOEO | 0 | 31-12-2099 | Material Transfer |  | 0.0 |  | 0 | 0 |  | 0 | 0 | 0 | 0 |  | 0 | Item Attribute | 1 | Nos | 0.0 | 0.0 | 0 | 0.0 | 0 | L&T | SS94145OOEO | India |  |  | 0 | 0.0 |  | 0 | 0 |  | 0 | 0 | 0 | 0 |  |  | 0 | 0 | 0 |  | 0 | [5 empty] | 0 |  |  | 0 | [13 empty] | Nos | 1.0 | [10 empty] | Ringlus Electro Controls & Automation PVT LTD | [18 empty] | CGST - RNG | 9.0
[120 empty] | SGST - RNG | 9.0
| MN2 Relay 24-40A L&T SS94145OOFO | MN2 Relay 24-40A L&T SS94145OOFO | LTCORL | Nos |  | MN2 Relay 24-40A L&T SS94145OOFO |  | 0 | 0 | 1 | 1 | 1 | 0.0 | 0.0 | 0.0 | 0 |  |  | 0.0 | Electrical Components | MN2 Relay 24-40A L&T SS94145OOFO | 0 | 31-12-2099 | Material Transfer |  | 0.0 |  | 0 | 0 |  | 0 | 0 | 0 | 0 |  | 0 | Item Attribute | 1 | Nos | 0.0 | 0.0 | 0 | 0.0 | 0 | L&T | SS94145OOFO | India |  |  | 0 | 0.0 |  | 0 | 0 |  | 0 | 0 | 0 | 0 |  |  | 0 | 0 | 0 |  | 0 | [5 empty] | 0 |  |  | 0 | [13 empty] | Nos | 1.0 | [10 empty] | Ringlus Electro Controls & Automation PVT LTD | [18 empty] | CGST - RNG | 9.0
[120 empty] | SGST - RNG | 9.0
| 63A TPN Change Over Switch L&T CO10630OOOO | 63A TPN Change Over Switch L&T CO10630OOOO | LTCOS | Nos |  | 63A TPN Change Over Switch L&T CO10630OOOO |  | 0 | 0 | 1 | 1 | 1 | 0.0 | 0.0 | 0.0 | 0 |  |  | 0.0 | Electrical Components | 63A TPN Change Over Switch L&T CO10630OOOO | 0 | 31-12-2099 | Material Transfer |  | 0.0 |  | 0 | 0 |  | 0 | 0 | 0 | 0 |  | 0 | Item Attribute | 1 | Nos | 0.0 | 0.0 | 0 | 0.0 | 0 | L&T | CO10630OOOO | India |  |  | 0 | 0.0 |  | 0 | 0 |  | 0 | 0 | 0 | 0 |  |  | 0 | 0 | 0 |  | 0 | [5 empty] | 0 |  |  | 0 | [13 empty] | Nos | 1.0 | [10 empty] | Ringlus Electro Controls & Automation PVT LTD | [18 empty] | CGST - RNG | 9.0
[120 empty] | SGST - RNG | 9.0
| 63A TPN Change Over Switch L&T CO10630OOOD Direct Handle Version | 63A TPN Change Over Switch L&T CO10630OOOD Direct Handle Version | LTCOS | Nos |  | 63A TPN Change Over Switch L&T CO10630OOOD Direct Handle Version |  | 0 | 0 | 1 | 1 | 1 | 0.0 | 0.0 | 0.0 | 0 |  |  | 0.0 | Electrical Components | 63A TPN Change Over Switch L&T CO10630OOOD Direct Handle Version | 0 | 31-12-2099 | Material Transfer |  | 0.0 |  | 0 | 0 |  | 0 | 0 | 0 | 0 |  | 0 | Item Attribute | 1 | Nos | 0.0 | 0.0 | 0 | 0.0 | 0 | L&T | CO10630OOOD | India |  |  | 0 | 0.0 |  | 0 | 0 |  | 0 | 0 | 0 | 0 |  |  | 0 | 0 | 0 |  | 0 | [5 empty] | 0 |  |  | 0 | [13 empty] | Nos | 1.0 | [10 empty] | Ringlus Electro Controls & Automation PVT LTD | [18 empty] | CGST - RNG | 9.0
[120 empty] | SGST - RNG | 9.0
| 100A TPN Change Over Switch L&T CO11000OOOO | 100A TPN Change Over Switch L&T CO11000OOOO | LTCOS | Nos |  | 100A TPN Change Over Switch L&T CO11000OOOO |  | 0 | 0 | 1 | 1 | 1 | 0.0 | 0.0 | 0.0 | 0 |  |  | 0.0 | Electrical Components | 100A TPN Change Over Switch L&T CO11000OOOO | 0 | 31-12-2099 | Material Transfer |  | 0.0 |  | 0 | 0 |  | 0 | 0 | 0 | 0 |  | 0 | Item Attribute | 1 | Nos | 0.0 | 0.0 | 0 | 0.0 | 0 | L&T | CO11000OOOO | India |  |  | 0 | 0.0 |  | 0 | 0 |  | 0 | 0 | 0 | 0 |  |  | 0 | 0 | 0 |  | 0 | [5 empty] | 0 |  |  | 0 | [13 empty] | Nos | 1.0 | [10 empty] | Ringlus Electro Controls & Automation PVT LTD | [18 empty] | CGST - RNG | 9.0
[120 empty] | SGST - RNG | 9.0
| 100A TPN Change Over Switch L&T CO11000OOOD Direct Handle Version | 100A TPN Change Over Switch L&T CO11000OOOD Direct Handle Version | LTCOS | Nos |  | 100A TPN Change Over Switch L&T CO11000OOOD Direct Handle Version |  | 0 | 0 | 1 | 1 | 1 | 0.0 | 0.0 | 0.0 | 0 |  |  | 0.0 | Electrical Components | 100A TPN Change Over Switch L&T CO11000OOOD Direct Handle Version | 0 | 31-12-2099 | Material Transfer |  | 0.0 |  | 0 | 0 |  | 0 | 0 | 0 | 0 |  | 0 | Item Attribute | 1 | Nos | 0.0 | 0.0 | 0 | 0.0 | 0 | L&T | CO11000OOOD | India |  |  | 0 | 0.0 |  | 0 | 0 |  | 0 | 0 | 0 | 0 |  |  | 0 | 0 | 0 |  | 0 | [5 empty] | 0 |  |  | 0 | [13 empty] | Nos | 1.0 | [10 empty] | Ringlus Electro Controls & Automation PVT LTD | [18 empty] | CGST - RNG | 9.0
[120 empty] | SGST - RNG | 9.0
| 125A TPN Change Over Switch L&T CO21250OOOO | 125A TPN Change Over Switch L&T CO21250OOOO | LTCOS | Nos |  | 125A TPN Change Over Switch L&T CO21250OOOO |  | 0 | 0 | 1 | 1 | 1 | 0.0 | 0.0 | 0.0 | 0 |  |  | 0.0 | Electrical Components | 125A TPN Change Over Switch L&T CO21250OOOO | 0 | 31-12-2099 | Material Transfer |  | 0.0 |  | 0 | 0 |  | 0 | 0 | 0 | 0 |  | 0 | Item Attribute | 1 | Nos | 0.0 | 0.0 | 0 | 0.0 | 0 | L&T | CO21250OOOO | India |  |  | 0 | 0.0 |  | 0 | 0 |  | 0 | 0 | 0 | 0 |  |  | 0 | 0 | 0 |  | 0 | [5 empty] | 0 |  |  | 0 | [13 empty] | Nos | 1.0 | [10 empty] | Ringlus Electro Controls & Automation PVT LTD | [18 empty] | CGST - RNG | 9.0
[120 empty] | SGST - RNG | 9.0
| 160A TPN Change Over Switch L&T CO21600OOOO | 160A TPN Change Over Switch L&T CO21600OOOO | LTCOS | Nos |  | 160A TPN Change Over Switch L&T CO21600OOOO |  | 0 | 0 | 1 | 1 | 1 | 0.0 | 0.0 | 0.0 | 0 |  |  | 0.0 | Electrical Components | 160A TPN Change Over Switch L&T CO21600OOOO | 0 | 31-12-2099 | Material Transfer |  | 0.0 |  | 0 | 0 |  | 0 | 0 | 0 | 0 |  | 0 | Item Attribute | 1 | Nos | 0.0 | 0.0 | 0 | 0.0 | 0 | L&T | CO21600OOOO | India |  |  | 0 | 0.0 |  | 0 | 0 |  | 0 | 0 | 0 | 0 |  |  | 0 | 0 | 0 |  | 0 | [5 empty] | 0 |  |  | 0 | [13 empty] | Nos | 1.0 | [10 empty] | Ringlus Electro Controls & Automation PVT LTD | [18 empty] | CGST - RNG | 9.0
[120 empty] | SGST - RNG | 9.0
| 200A TPN Change Over Switch L&T CO22000OOOA | 200A TPN Change Over Switch L&T CO22000OOOA | LTCOS | Nos |  | 200A TPN Change Over Switch L&T CO22000OOOA |  | 0 | 0 | 1 | 1 | 1 | 0.0 | 0.0 | 0.0 | 0 |  |  | 0.0 | Electrical Components | 200A TPN Change Over Switch L&T CO22000OOOA | 0 | 31-12-2099 | Material Transfer |  | 0.0 |  | 0 | 0 |  | 0 | 0 | 0 | 0 |  | 0 | Item Attribute | 1 | Nos | 0.0 | 0.0 | 0 | 0.0 | 0 | L&T | CO22000OOOA | India |  |  | 0 | 0.0 |  | 0 | 0 |  | 0 | 0 | 0 | 0 |  |  | 0 | 0 | 0 |  | 0 | [5 empty] | 0 |  |  | 0 | [13 empty] | Nos | 1.0 | [10 empty] | Ringlus Electro Controls & Automation PVT LTD | [18 empty] | CGST - RNG | 9.0
[120 empty] | SGST - RNG | 9.0
| 250A TPN Change Over Switch L&T CO32500OOOO | 250A TPN Change Over Switch L&T CO32500OOOO | LTCOS | Nos |  | 250A TPN Change Over Switch L&T CO32500OOOO |  | 0 | 0 | 1 | 1 | 1 | 0.0 | 0.0 | 0.0 | 0 |  |  | 0.0 | Electrical Components | 250A TPN Change Over Switch L&T CO32500OOOO | 0 | 31-12-2099 | Material Transfer |  | 0.0 |  | 0 | 0 |  | 0 | 0 | 0 | 0 |  | 0 | Item Attribute | 1 | Nos | 0.0 | 0.0 | 0 | 0.0 | 0 | L&T | CO32500OOOO | India |  |  | 0 | 0.0 |  | 0 | 0 |  | 0 | 0 | 0 | 0 |  |  | 0 | 0 | 0 |  | 0 | [5 empty] | 0 |  |  | 0 | [13 empty] | Nos | 1.0 | [10 empty] | Ringlus Electro Controls & Automation PVT LTD | [18 empty] | CGST - RNG | 9.0
[120 empty] | SGST - RNG | 9.0
| 315A TPN Change Over Switch L&T CO33150OOOO | 315A TPN Change Over Switch L&T CO33150OOOO | LTCOS | Nos |  | 315A TPN Change Over Switch L&T CO33150OOOO |  | 0 | 0 | 1 | 1 | 1 | 0.0 | 0.0 | 0.0 | 0 |  |  | 0.0 | Electrical Components | 315A TPN Change Over Switch L&T CO33150OOOO | 0 | 31-12-2099 | Material Transfer |  | 0.0 |  | 0 | 0 |  | 0 | 0 | 0 | 0 |  | 0 | Item Attribute | 1 | Nos | 0.0 | 0.0 | 0 | 0.0 | 0 | L&T | CO33150OOOO | India |  |  | 0 | 0.0 |  | 0 | 0 |  | 0 | 0 | 0 | 0 |  |  | 0 | 0 | 0 |  | 0 | [5 empty] | 0 |  |  | 0 | [13 empty] | Nos | 1.0 | [10 empty] | Ringlus Electro Controls & Automation PVT LTD | [18 empty] | CGST - RNG | 9.0
[120 empty] | SGST - RNG | 9.0
| 400A TPN Change Over Switch L&T CO44000OOOO | 400A TPN Change Over Switch L&T CO44000OOOO | LTCOS | Nos |  | 400A TPN Change Over Switch L&T CO44000OOOO |  | 0 | 0 | 1 | 1 | 1 | 0.0 | 0.0 | 0.0 | 0 |  |  | 0.0 | Electrical Components | 400A TPN Change Over Switch L&T CO44000OOOO | 0 | 31-12-2099 | Material Transfer |  | 0.0 |  | 0 | 0 |  | 0 | 0 | 0 | 0 |  | 0 | Item Attribute | 1 | Nos | 0.0 | 0.0 | 0 | 0.0 | 0 | L&T | CO44000OOOO | India |  |  | 0 | 0.0 |  | 0 | 0 |  | 0 | 0 | 0 | 0 |  |  | 0 | 0 | 0 |  | 0 | [5 empty] | 0 |  |  | 0 | [13 empty] | Nos | 1.0 | [10 empty] | Ringlus Electro Controls & Automation PVT LTD | [18 empty] | CGST - RNG | 9.0
[120 empty] | SGST - RNG | 9.0
| 630A TPN Change Over Switch L&T CO46300OOOO | 630A TPN Change Over Switch L&T CO46300OOOO | LTCOS | Nos |  | 630A TPN Change Over Switch L&T CO46300OOOO |  | 0 | 0 | 1 | 1 | 1 | 0.0 | 0.0 | 0.0 | 0 |  |  | 0.0 | Electrical Components | 630A TPN Change Over Switch L&T CO46300OOOO | 0 | 31-12-2099 | Material Transfer |  | 0.0 |  | 0 | 0 |  | 0 | 0 | 0 | 0 |  | 0 | Item Attribute | 1 | Nos | 0.0 | 0.0 | 0 | 0.0 | 0 | L&T | CO46300OOOO | India |  |  | 0 | 0.0 |  | 0 | 0 |  | 0 | 0 | 0 | 0 |  |  | 0 | 0 | 0 |  | 0 | [5 empty] | 0 |  |  | 0 | [13 empty] | Nos | 1.0 | [10 empty] | Ringlus Electro Controls & Automation PVT LTD | [18 empty] | CGST - RNG | 9.0
[120 empty] | SGST - RNG | 9.0
| 630A TPN Change Over Switch L&T CO56300OOOOα Suitable for Fuse Mounting Kit CX56300OODO | 630A TPN Change Over Switch L&T CO56300OOOOα Suitable for Fuse Mounting Kit CX56300OODO | LTCOS | Nos |  | 630A TPN Change Over Switch L&T CO56300OOOOα Suitable for Fuse Mounting Kit CX56300OODO |  | 0 | 0 | 1 | 1 | 1 | 0.0 | 0.0 | 0.0 | 0 |  |  | 0.0 | Electrical Components | 630A TPN Change Over Switch L&T CO56300OOOOα Suitable for Fuse Mounting Kit CX56300OODO | 0 | 31-12-2099 | Material Transfer |  | 0.0 |  | 0 | 0 |  | 0 | 0 | 0 | 0 |  | 0 | Item Attribute | 1 | Nos | 0.0 | 0.0 | 0 | 0.0 | 0 | L&T | CO56300OOOOα | India |  |  | 0 | 0.0 |  | 0 | 0 |  | 0 | 0 | 0 | 0 |  |  | 0 | 0 | 0 |  | 0 | [5 empty] | 0 |  |  | 0 | [13 empty] | Nos | 1.0 | [10 empty] | Ringlus Electro Controls & Automation PVT LTD | [18 empty] | CGST - RNG | 9.0
[120 empty] | SGST - RNG | 9.0
| 800A TPN Change Over Switch L&T CO58000OOOO | 800A TPN Change Over Switch L&T CO58000OOOO | LTCOS | Nos |  | 800A TPN Change Over Switch L&T CO58000OOOO |  | 0 | 0 | 1 | 1 | 1 | 0.0 | 0.0 | 0.0 | 0 |  |  | 0.0 | Electrical Components | 800A TPN Change Over Switch L&T CO58000OOOO | 0 | 31-12-2099 | Material Transfer |  | 0.0 |  | 0 | 0 |  | 0 | 0 | 0 | 0 |  | 0 | Item Attribute | 1 | Nos | 0.0 | 0.0 | 0 | 0.0 | 0 | L&T | CO58000OOOO | India |  |  | 0 | 0.0 |  | 0 | 0 |  | 0 | 0 | 0 | 0 |  |  | 0 | 0 | 0 |  | 0 | [5 empty] | 0 |  |  | 0 | [13 empty] | Nos | 1.0 | [10 empty] | Ringlus Electro Controls & Automation PVT LTD | [18 empty] | CGST - RNG | 9.0
[120 empty] | SGST - RNG | 9.0
| 1000A TPN Change Over Switch L&T CO51000OOOO | 1000A TPN Change Over Switch L&T CO51000OOOO | LTCOS | Nos |  | 1000A TPN Change Over Switch L&T CO51000OOOO |  | 0 | 0 | 1 | 1 | 1 | 0.0 | 0.0 | 0.0 | 0 |  |  | 0.0 | Electrical Components | 1000A TPN Change Over Switch L&T CO51000OOOO | 0 | 31-12-2099 | Material Transfer |  | 0.0 |  | 0 | 0 |  | 0 | 0 | 0 | 0 |  | 0 | Item Attribute | 1 | Nos | 0.0 | 0.0 | 0 | 0.0 | 0 | L&T | CO51000OOOO | India |  |  | 0 | 0.0 |  | 0 | 0 |  | 0 | 0 | 0 | 0 |  |  | 0 | 0 | 0 |  | 0 | [5 empty] | 0 |  |  | 0 | [13 empty] | Nos | 1.0 | [10 empty] | Ringlus Electro Controls & Automation PVT LTD | [18 empty] | CGST - RNG | 9.0
[120 empty] | SGST - RNG | 9.0
| 1250A TPN Change Over Switch L&T CO61250OOOO | 1250A TPN Change Over Switch L&T CO61250OOOO | LTCOS | Nos |  | 1250A TPN Change Over Switch L&T CO61250OOOO |  | 0 | 0 | 1 | 1 | 1 | 0.0 | 0.0 | 0.0 | 0 |  |  | 0.0 | Electrical Components | 1250A TPN Change Over Switch L&T CO61250OOOO | 0 | 31-12-2099 | Material Transfer |  | 0.0 |  | 0 | 0 |  | 0 | 0 | 0 | 0 |  | 0 | Item Attribute | 1 | Nos | 0.0 | 0.0 | 0 | 0.0 | 0 | L&T | CO61250OOOO | India |  |  | 0 | 0.0 |  | 0 | 0 |  | 0 | 0 | 0 | 0 |  |  | 0 | 0 | 0 |  | 0 | [5 empty] | 0 |  |  | 0 | [13 empty] | Nos | 1.0 | [10 empty] | Ringlus Electro Controls & Automation PVT LTD | [18 empty] | CGST - RNG | 9.0
[120 empty] | SGST - RNG | 9.0
| 1600A TPN Change Over Switch L&T CO61600OOOO | 1600A TPN Change Over Switch L&T CO61600OOOO | LTCOS | Nos |  | 1600A TPN Change Over Switch L&T CO61600OOOO |  | 0 | 0 | 1 | 1 | 1 | 0.0 | 0.0 | 0.0 | 0 |  |  | 0.0 | Electrical Components | 1600A TPN Change Over Switch L&T CO61600OOOO | 0 | 31-12-2099 | Material Transfer |  | 0.0 |  | 0 | 0 |  | 0 | 0 | 0 | 0 |  | 0 | Item Attribute | 1 | Nos | 0.0 | 0.0 | 0 | 0.0 | 0 | L&T | CO61600OOOO | India |  |  | 0 | 0.0 |  | 0 | 0 |  | 0 | 0 | 0 | 0 |  |  | 0 | 0 | 0 |  | 0 | [5 empty] | 0 |  |  | 0 | [13 empty] | Nos | 1.0 | [10 empty] | Ringlus Electro Controls & Automation PVT LTD | [18 empty] | CGST - RNG | 9.0
[120 empty] | SGST - RNG | 9.0
| 2000A TPN Change Over Switch L&T CO62000OOOO | 2000A TPN Change Over Switch L&T CO62000OOOO | LTCOS | Nos |  | 2000A TPN Change Over Switch L&T CO62000OOOO |  | 0 | 0 | 1 | 1 | 1 | 0.0 | 0.0 | 0.0 | 0 |  |  | 0.0 | Electrical Components | 2000A TPN Change Over Switch L&T CO62000OOOO | 0 | 31-12-2099 | Material Transfer |  | 0.0 |  | 0 | 0 |  | 0 | 0 | 0 | 0 |  | 0 | Item Attribute | 1 | Nos | 0.0 | 0.0 | 0 | 0.0 | 0 | L&T | CO62000OOOO | India |  |  | 0 | 0.0 |  | 0 | 0 |  | 0 | 0 | 0 | 0 |  |  | 0 | 0 | 0 |  | 0 | [5 empty] | 0 |  |  | 0 | [13 empty] | Nos | 1.0 | [10 empty] | Ringlus Electro Controls & Automation PVT LTD | [18 empty] | CGST - RNG | 9.0
[120 empty] | SGST - RNG | 9.0
| 32A 2P SFU L&T SK95594 | 32A 2P SFU L&T SK95594 | LTSFU | Nos |  | 32A 2P SFU L&T SK95594 |  | 0 | 0 | 1 | 1 | 1 | 0.0 | 0.0 | 0.0 | 0 |  |  | 0.0 | Electrical Components | 32A 2P SFU L&T SK95594 | 0 | 31-12-2099 | Material Transfer |  | 0.0 |  | 0 | 0 |  | 0 | 0 | 0 | 0 |  | 0 | Item Attribute | 1 | Nos | 0.0 | 0.0 | 0 | 0.0 | 0 | L&T | SK95594 | India |  |  | 0 | 0.0 |  | 0 | 0 |  | 0 | 0 | 0 | 0 |  |  | 0 | 0 | 0 |  | 0 | [5 empty] | 0 |  |  | 0 | [13 empty] | Nos | 1.0 | [10 empty] | Ringlus Electro Controls & Automation PVT LTD | [18 empty] | CGST - RNG | 9.0
[120 empty] | SGST - RNG | 9.0
| 63A 2P SFU L&T SK95595 | 63A 2P SFU L&T SK95595 | LTSFU | Nos |  | 63A 2P SFU L&T SK95595 |  | 0 | 0 | 1 | 1 | 1 | 0.0 | 0.0 | 0.0 | 0 |  |  | 0.0 | Electrical Components | 63A 2P SFU L&T SK95595 | 0 | 31-12-2099 | Material Transfer |  | 0.0 |  | 0 | 0 |  | 0 | 0 | 0 | 0 |  | 0 | Item Attribute | 1 | Nos | 0.0 | 0.0 | 0 | 0.0 | 0 | L&T | SK95595 | India |  |  | 0 | 0.0 |  | 0 | 0 |  | 0 | 0 | 0 | 0 |  |  | 0 | 0 | 0 |  | 0 | [5 empty] | 0 |  |  | 0 | [13 empty] | Nos | 1.0 | [10 empty] | Ringlus Electro Controls & Automation PVT LTD | [18 empty] | CGST - RNG | 9.0
[120 empty] | SGST - RNG | 9.0
| 100A 2P SFU L&T ST35086 | 100A 2P SFU L&T ST35086 | LTSFU | Nos |  | 100A 2P SFU L&T ST35086 |  | 0 | 0 | 1 | 1 | 1 | 0.0 | 0.0 | 0.0 | 0 |  |  | 0.0 | Electrical Components | 100A 2P SFU L&T ST35086 | 0 | 31-12-2099 | Material Transfer |  | 0.0 |  | 0 | 0 |  | 0 | 0 | 0 | 0 |  | 0 | Item Attribute | 1 | Nos | 0.0 | 0.0 | 0 | 0.0 | 0 | L&T | ST35086 | India |  |  | 0 | 0.0 |  | 0 | 0 |  | 0 | 0 | 0 | 0 |  |  | 0 | 0 | 0 |  | 0 | [5 empty] | 0 |  |  | 0 | [13 empty] | Nos | 1.0 | [10 empty] | Ringlus Electro Controls & Automation PVT LTD | [18 empty] | CGST - RNG | 9.0
[120 empty] | SGST - RNG | 9.0
| 125A 2P SFU L&T ST35087 | 125A 2P SFU L&T ST35087 | LTSFU | Nos |  | 125A 2P SFU L&T ST35087 |  | 0 | 0 | 1 | 1 | 1 | 0.0 | 0.0 | 0.0 | 0 |  |  | 0.0 | Electrical Components | 125A 2P SFU L&T ST35087 | 0 | 31-12-2099 | Material Transfer |  | 0.0 |  | 0 | 0 |  | 0 | 0 | 0 | 0 |  | 0 | Item Attribute | 1 | Nos | 0.0 | 0.0 | 0 | 0.0 | 0 | L&T | ST35087 | India |  |  | 0 | 0.0 |  | 0 | 0 |  | 0 | 0 | 0 | 0 |  |  | 0 | 0 | 0 |  | 0 | [5 empty] | 0 |  |  | 0 | [13 empty] | Nos | 1.0 | [10 empty] | Ringlus Electro Controls & Automation PVT LTD | [18 empty] | CGST - RNG | 9.0
[120 empty] | SGST - RNG | 9.0
| 160A 2P SFU L&T ST35088 | 160A 2P SFU L&T ST35088 | LTSFU | Nos |  | 160A 2P SFU L&T ST35088 |  | 0 | 0 | 1 | 1 | 1 | 0.0 | 0.0 | 0.0 | 0 |  |  | 0.0 | Electrical Components | 160A 2P SFU L&T ST35088 | 0 | 31-12-2099 | Material Transfer |  | 0.0 |  | 0 | 0 |  | 0 | 0 | 0 | 0 |  | 0 | Item Attribute | 1 | Nos | 0.0 | 0.0 | 0 | 0.0 | 0 | L&T | ST35088 | India |  |  | 0 | 0.0 |  | 0 | 0 |  | 0 | 0 | 0 | 0 |  |  | 0 | 0 | 0 |  | 0 | [5 empty] | 0 |  |  | 0 | [13 empty] | Nos | 1.0 | [10 empty] | Ringlus Electro Controls & Automation PVT LTD | [18 empty] | CGST - RNG | 9.0
[120 empty] | SGST - RNG | 9.0
| 200A 2P SFU L&T ST35089 | 200A 2P SFU L&T ST35089 | LTSFU | Nos |  | 200A 2P SFU L&T ST35089 |  | 0 | 0 | 1 | 1 | 1 | 0.0 | 0.0 | 0.0 | 0 |  |  | 0.0 | Electrical Components | 200A 2P SFU L&T ST35089 | 0 | 31-12-2099 | Material Transfer |  | 0.0 |  | 0 | 0 |  | 0 | 0 | 0 | 0 |  | 0 | Item Attribute | 1 | Nos | 0.0 | 0.0 | 0 | 0.0 | 0 | L&T | ST35089 | India |  |  | 0 | 0.0 |  | 0 | 0 |  | 0 | 0 | 0 | 0 |  |  | 0 | 0 | 0 |  | 0 | [5 empty] | 0 |  |  | 0 | [13 empty] | Nos | 1.0 | [10 empty] | Ringlus Electro Controls & Automation PVT LTD | [18 empty] | CGST - RNG | 9.0
[120 empty] | SGST - RNG | 9.0
| 250A 2P SFU L&T ST31674 | 250A 2P SFU L&T ST31674 | LTSFU | Nos |  | 250A 2P SFU L&T ST31674 |  | 0 | 0 | 1 | 1 | 1 | 0.0 | 0.0 | 0.0 | 0 |  |  | 0.0 | Electrical Components | 250A 2P SFU L&T ST31674 | 0 | 31-12-2099 | Material Transfer |  | 0.0 |  | 0 | 0 |  | 0 | 0 | 0 | 0 |  | 0 | Item Attribute | 1 | Nos | 0.0 | 0.0 | 0 | 0.0 | 0 | L&T | ST31674 | India |  |  | 0 | 0.0 |  | 0 | 0 |  | 0 | 0 | 0 | 0 |  |  | 0 | 0 | 0 |  | 0 | [5 empty] | 0 |  |  | 0 | [13 empty] | Nos | 1.0 | [10 empty] | Ringlus Electro Controls & Automation PVT LTD | [18 empty] | CGST - RNG | 9.0
[120 empty] | SGST - RNG | 9.0
| 315A 2P SFU L&T ST38930 | 315A 2P SFU L&T ST38930 | LTSFU | Nos |  | 315A 2P SFU L&T ST38930 |  | 0 | 0 | 1 | 1 | 1 | 0.0 | 0.0 | 0.0 | 0 |  |  | 0.0 | Electrical Components | 315A 2P SFU L&T ST38930 | 0 | 31-12-2099 | Material Transfer |  | 0.0 |  | 0 | 0 |  | 0 | 0 | 0 | 0 |  | 0 | Item Attribute | 1 | Nos | 0.0 | 0.0 | 0 | 0.0 | 0 | L&T | ST38930 | India |  |  | 0 | 0.0 |  | 0 | 0 |  | 0 | 0 | 0 | 0 |  |  | 0 | 0 | 0 |  | 0 | [5 empty] | 0 |  |  | 0 | [13 empty] | Nos | 1.0 | [10 empty] | Ringlus Electro Controls & Automation PVT LTD | [18 empty] | CGST - RNG | 9.0
[120 empty] | SGST - RNG | 9.0
| 400A 2P SFU L&T ST31676 | 400A 2P SFU L&T ST31676 | LTSFU | Nos |  | 400A 2P SFU L&T ST31676 |  | 0 | 0 | 1 | 1 | 1 | 0.0 | 0.0 | 0.0 | 0 |  |  | 0.0 | Electrical Components | 400A 2P SFU L&T ST31676 | 0 | 31-12-2099 | Material Transfer |  | 0.0 |  | 0 | 0 |  | 0 | 0 | 0 | 0 |  | 0 | Item Attribute | 1 | Nos | 0.0 | 0.0 | 0 | 0.0 | 0 | L&T | ST31676 | India |  |  | 0 | 0.0 |  | 0 | 0 |  | 0 | 0 | 0 | 0 |  |  | 0 | 0 | 0 |  | 0 | [5 empty] | 0 |  |  | 0 | [13 empty] | Nos | 1.0 | [10 empty] | Ringlus Electro Controls & Automation PVT LTD | [18 empty] | CGST - RNG | 9.0
[120 empty] | SGST - RNG | 9.0
| 630A 2P SFU L&T ST35090 | 630A 2P SFU L&T ST35090 | LTSFU | Nos |  | 630A 2P SFU L&T ST35090 |  | 0 | 0 | 1 | 1 | 1 | 0.0 | 0.0 | 0.0 | 0 |  |  | 0.0 | Electrical Components | 630A 2P SFU L&T ST35090 | 0 | 31-12-2099 | Material Transfer |  | 0.0 |  | 0 | 0 |  | 0 | 0 | 0 | 0 |  | 0 | Item Attribute | 1 | Nos | 0.0 | 0.0 | 0 | 0.0 | 0 | L&T | ST35090 | India |  |  | 0 | 0.0 |  | 0 | 0 |  | 0 | 0 | 0 | 0 |  |  | 0 | 0 | 0 |  | 0 | [5 empty] | 0 |  |  | 0 | [13 empty] | Nos | 1.0 | [10 empty] | Ringlus Electro Controls & Automation PVT LTD | [18 empty] | CGST - RNG | 9.0
[120 empty] | SGST - RNG | 9.0
| 32A TPN Bolted Fuse Link SFU L&T SK95653 | 32A TPN Bolted Fuse Link SFU L&T SK95653 | LTSFU | Nos |  | 32A TPN Bolted Fuse Link SFU L&T SK95653 |  | 0 | 0 | 1 | 1 | 1 | 0.0 | 0.0 | 0.0 | 0 |  |  | 0.0 | Electrical Components | 32A TPN Bolted Fuse Link SFU L&T SK95653 | 0 | 31-12-2099 | Material Transfer |  | 0.0 |  | 0 | 0 |  | 0 | 0 | 0 | 0 |  | 0 | Item Attribute | 1 | Nos | 0.0 | 0.0 | 0 | 0.0 | 0 | L&T | SK95653 | India |  |  | 0 | 0.0 |  | 0 | 0 |  | 0 | 0 | 0 | 0 |  |  | 0 | 0 | 0 |  | 0 | [5 empty] | 0 |  |  | 0 | [13 empty] | Nos | 1.0 | [10 empty] | Ringlus Electro Controls & Automation PVT LTD | [18 empty] | CGST - RNG | 9.0
[120 empty] | SGST - RNG | 9.0
| 63A TPN Bolted Fuse Link SFU L&T SK95651 | 63A TPN Bolted Fuse Link SFU L&T SK95651 | LTSFU | Nos |  | 63A TPN Bolted Fuse Link SFU L&T SK95651 |  | 0 | 0 | 1 | 1 | 1 | 0.0 | 0.0 | 0.0 | 0 |  |  | 0.0 | Electrical Components | 63A TPN Bolted Fuse Link SFU L&T SK95651 | 0 | 31-12-2099 | Material Transfer |  | 0.0 |  | 0 | 0 |  | 0 | 0 | 0 | 0 |  | 0 | Item Attribute | 1 | Nos | 0.0 | 0.0 | 0 | 0.0 | 0 | L&T | SK95651 | India |  |  | 0 | 0.0 |  | 0 | 0 |  | 0 | 0 | 0 | 0 |  |  | 0 | 0 | 0 |  | 0 | [5 empty] | 0 |  |  | 0 | [13 empty] | Nos | 1.0 | [10 empty] | Ringlus Electro Controls & Automation PVT LTD | [18 empty] | CGST - RNG | 9.0
[120 empty] | SGST - RNG | 9.0
| 100A TPN Bolted Fuse Link SFU L&T SK95570 | 100A TPN Bolted Fuse Link SFU L&T SK95570 | LTSFU | Nos |  | 100A TPN Bolted Fuse Link SFU L&T SK95570 |  | 0 | 0 | 1 | 1 | 1 | 0.0 | 0.0 | 0.0 | 0 |  |  | 0.0 | Electrical Components | 100A TPN Bolted Fuse Link SFU L&T SK95570 | 0 | 31-12-2099 | Material Transfer |  | 0.0 |  | 0 | 0 |  | 0 | 0 | 0 | 0 |  | 0 | Item Attribute | 1 | Nos | 0.0 | 0.0 | 0 | 0.0 | 0 | L&T | SK95570 | India |  |  | 0 | 0.0 |  | 0 | 0 |  | 0 | 0 | 0 | 0 |  |  | 0 | 0 | 0 |  | 0 | [5 empty] | 0 |  |  | 0 | [13 empty] | Nos | 1.0 | [10 empty] | Ringlus Electro Controls & Automation PVT LTD | [18 empty] | CGST - RNG | 9.0
[120 empty] | SGST - RNG | 9.0
| 125A TPN Bolted Fuse Link SFU L&T SK95009 | 125A TPN Bolted Fuse Link SFU L&T SK95009 | LTSFU | Nos |  | 125A TPN Bolted Fuse Link SFU L&T SK95009 |  | 0 | 0 | 1 | 1 | 1 | 0.0 | 0.0 | 0.0 | 0 |  |  | 0.0 | Electrical Components | 125A TPN Bolted Fuse Link SFU L&T SK95009 | 0 | 31-12-2099 | Material Transfer |  | 0.0 |  | 0 | 0 |  | 0 | 0 | 0 | 0 |  | 0 | Item Attribute | 1 | Nos | 0.0 | 0.0 | 0 | 0.0 | 0 | L&T | SK95009 | India |  |  | 0 | 0.0 |  | 0 | 0 |  | 0 | 0 | 0 | 0 |  |  | 0 | 0 | 0 |  | 0 | [5 empty] | 0 |  |  | 0 | [13 empty] | Nos | 1.0 | [10 empty] | Ringlus Electro Controls & Automation PVT LTD | [18 empty] | CGST - RNG | 9.0
[120 empty] | SGST - RNG | 9.0
| 160A TPN Bolted Fuse Link SFU L&T SK95714 | 160A TPN Bolted Fuse Link SFU L&T SK95714 | LTSFU | Nos |  | 160A TPN Bolted Fuse Link SFU L&T SK95714 |  | 0 | 0 | 1 | 1 | 1 | 0.0 | 0.0 | 0.0 | 0 |  |  | 0.0 | Electrical Components | 160A TPN Bolted Fuse Link SFU L&T SK95714 | 0 | 31-12-2099 | Material Transfer |  | 0.0 |  | 0 | 0 |  | 0 | 0 | 0 | 0 |  | 0 | Item Attribute | 1 | Nos | 0.0 | 0.0 | 0 | 0.0 | 0 | L&T | SK95714 | India |  |  | 0 | 0.0 |  | 0 | 0 |  | 0 | 0 | 0 | 0 |  |  | 0 | 0 | 0 |  | 0 | [5 empty] | 0 |  |  | 0 | [13 empty] | Nos | 1.0 | [10 empty] | Ringlus Electro Controls & Automation PVT LTD | [18 empty] | CGST - RNG | 9.0
[120 empty] | SGST - RNG | 9.0
| 200A TPN Bolted Fuse Link SFU L&T SK95588 | 200A TPN Bolted Fuse Link SFU L&T SK95588 | LTSFU | Nos |  | 200A TPN Bolted Fuse Link SFU L&T SK95588 |  | 0 | 0 | 1 | 1 | 1 | 0.0 | 0.0 | 0.0 | 0 |  |  | 0.0 | Electrical Components | 200A TPN Bolted Fuse Link SFU L&T SK95588 | 0 | 31-12-2099 | Material Transfer |  | 0.0 |  | 0 | 0 |  | 0 | 0 | 0 | 0 |  | 0 | Item Attribute | 1 | Nos | 0.0 | 0.0 | 0 | 0.0 | 0 | L&T | SK95588 | India |  |  | 0 | 0.0 |  | 0 | 0 |  | 0 | 0 | 0 | 0 |  |  | 0 | 0 | 0 |  | 0 | [5 empty] | 0 |  |  | 0 | [13 empty] | Nos | 1.0 | [10 empty] | Ringlus Electro Controls & Automation PVT LTD | [18 empty] | CGST - RNG | 9.0
[120 empty] | SGST - RNG | 9.0
| 250A TPN Bolted Fuse Link SFU L&T SK95682 | 250A TPN Bolted Fuse Link SFU L&T SK95682 | LTSFU | Nos |  | 250A TPN Bolted Fuse Link SFU L&T SK95682 |  | 0 | 0 | 1 | 1 | 1 | 0.0 | 0.0 | 0.0 | 0 |  |  | 0.0 | Electrical Components | 250A TPN Bolted Fuse Link SFU L&T SK95682 | 0 | 31-12-2099 | Material Transfer |  | 0.0 |  | 0 | 0 |  | 0 | 0 | 0 | 0 |  | 0 | Item Attribute | 1 | Nos | 0.0 | 0.0 | 0 | 0.0 | 0 | L&T | SK95682 | India |  |  | 0 | 0.0 |  | 0 | 0 |  | 0 | 0 | 0 | 0 |  |  | 0 | 0 | 0 |  | 0 | [5 empty] | 0 |  |  | 0 | [13 empty] | Nos | 1.0 | [10 empty] | Ringlus Electro Controls & Automation PVT LTD | [18 empty] | CGST - RNG | 9.0
[120 empty] | SGST - RNG | 9.0
| 315A TPN Bolted Fuse Link SFU L&T SK95590 | 315A TPN Bolted Fuse Link SFU L&T SK95590 | LTSFU | Nos |  | 315A TPN Bolted Fuse Link SFU L&T SK95590 |  | 0 | 0 | 1 | 1 | 1 | 0.0 | 0.0 | 0.0 | 0 |  |  | 0.0 | Electrical Components | 315A TPN Bolted Fuse Link SFU L&T SK95590 | 0 | 31-12-2099 | Material Transfer |  | 0.0 |  | 0 | 0 |  | 0 | 0 | 0 | 0 |  | 0 | Item Attribute | 1 | Nos | 0.0 | 0.0 | 0 | 0.0 | 0 | L&T | SK95590 | India |  |  | 0 | 0.0 |  | 0 | 0 |  | 0 | 0 | 0 | 0 |  |  | 0 | 0 | 0 |  | 0 | [5 empty] | 0 |  |  | 0 | [13 empty] | Nos | 1.0 | [10 empty] | Ringlus Electro Controls & Automation PVT LTD | [18 empty] | CGST - RNG | 9.0
[120 empty] | SGST - RNG | 9.0
| 400A TPN Bolted Fuse Link SFU L&T SK95591 | 400A TPN Bolted Fuse Link SFU L&T SK95591 | LTSFU | Nos |  | 400A TPN Bolted Fuse Link SFU L&T SK95591 |  | 0 | 0 | 1 | 1 | 1 | 0.0 | 0.0 | 0.0 | 0 |  |  | 0.0 | Electrical Components | 400A TPN Bolted Fuse Link SFU L&T SK95591 | 0 | 31-12-2099 | Material Transfer |  | 0.0 |  | 0 | 0 |  | 0 | 0 | 0 | 0 |  | 0 | Item Attribute | 1 | Nos | 0.0 | 0.0 | 0 | 0.0 | 0 | L&T | SK95591 | India |  |  | 0 | 0.0 |  | 0 | 0 |  | 0 | 0 | 0 | 0 |  |  | 0 | 0 | 0 |  | 0 | [5 empty] | 0 |  |  | 0 | [13 empty] | Nos | 1.0 | [10 empty] | Ringlus Electro Controls & Automation PVT LTD | [18 empty] | CGST - RNG | 9.0
[120 empty] | SGST - RNG | 9.0
| 630A TPN Bolted Fuse Link SFU L&T SK95592 | 630A TPN Bolted Fuse Link SFU L&T SK95592 | LTSFU | Nos |  | 630A TPN Bolted Fuse Link SFU L&T SK95592 |  | 0 | 0 | 1 | 1 | 1 | 0.0 | 0.0 | 0.0 | 0 |  |  | 0.0 | Electrical Components | 630A TPN Bolted Fuse Link SFU L&T SK95592 | 0 | 31-12-2099 | Material Transfer |  | 0.0 |  | 0 | 0 |  | 0 | 0 | 0 | 0 |  | 0 | Item Attribute | 1 | Nos | 0.0 | 0.0 | 0 | 0.0 | 0 | L&T | SK95592 | India |  |  | 0 | 0.0 |  | 0 | 0 |  | 0 | 0 | 0 | 0 |  |  | 0 | 0 | 0 |  | 0 | [5 empty] | 0 |  |  | 0 | [13 empty] | Nos | 1.0 | [10 empty] | Ringlus Electro Controls & Automation PVT LTD | [18 empty] | CGST - RNG | 9.0
[120 empty] | SGST - RNG | 9.0
| 32A TPN DIN Fuse Link SFU L&T SK95518 | 32A TPN DIN Fuse Link SFU L&T SK95518 | LTSFU | Nos |  | 32A TPN DIN Fuse Link SFU L&T SK95518 |  | 0 | 0 | 1 | 1 | 1 | 0.0 | 0.0 | 0.0 | 0 |  |  | 0.0 | Electrical Components | 32A TPN DIN Fuse Link SFU L&T SK95518 | 0 | 31-12-2099 | Material Transfer |  | 0.0 |  | 0 | 0 |  | 0 | 0 | 0 | 0 |  | 0 | Item Attribute | 1 | Nos | 0.0 | 0.0 | 0 | 0.0 | 0 | L&T | SK95518 | India |  |  | 0 | 0.0 |  | 0 | 0 |  | 0 | 0 | 0 | 0 |  |  | 0 | 0 | 0 |  | 0 | [5 empty] | 0 |  |  | 0 | [13 empty] | Nos | 1.0 | [10 empty] | Ringlus Electro Controls & Automation PVT LTD | [18 empty] | CGST - RNG | 9.0
[120 empty] | SGST - RNG | 9.0
| 32A TPN CE* DIN Fuse Link SFU L&T SK95703 | 32A TPN CE* DIN Fuse Link SFU L&T SK95703 | LTSFU | Nos |  | 32A TPN CE* DIN Fuse Link SFU L&T SK95703 |  | 0 | 0 | 1 | 1 | 1 | 0.0 | 0.0 | 0.0 | 0 |  |  | 0.0 | Electrical Components | 32A TPN CE* DIN Fuse Link SFU L&T SK95703 | 0 | 31-12-2099 | Material Transfer |  | 0.0 |  | 0 | 0 |  | 0 | 0 | 0 | 0 |  | 0 | Item Attribute | 1 | Nos | 0.0 | 0.0 | 0 | 0.0 | 0 | L&T | SK95703 | India |  |  | 0 | 0.0 |  | 0 | 0 |  | 0 | 0 | 0 | 0 |  |  | 0 | 0 | 0 |  | 0 | [5 empty] | 0 |  |  | 0 | [13 empty] | Nos | 1.0 | [10 empty] | Ringlus Electro Controls & Automation PVT LTD | [18 empty] | CGST - RNG | 9.0
[120 empty] | SGST - RNG | 9.0
| 63A TPN DIN Fuse Link SFU L&T SK95421 | 63A TPN DIN Fuse Link SFU L&T SK95421 | LTSFU | Nos |  | 63A TPN DIN Fuse Link SFU L&T SK95421 |  | 0 | 0 | 1 | 1 | 1 | 0.0 | 0.0 | 0.0 | 0 |  |  | 0.0 | Electrical Components | 63A TPN DIN Fuse Link SFU L&T SK95421 | 0 | 31-12-2099 | Material Transfer |  | 0.0 |  | 0 | 0 |  | 0 | 0 | 0 | 0 |  | 0 | Item Attribute | 1 | Nos | 0.0 | 0.0 | 0 | 0.0 | 0 | L&T | SK95421 | India |  |  | 0 | 0.0 |  | 0 | 0 |  | 0 | 0 | 0 | 0 |  |  | 0 | 0 | 0 |  | 0 | [5 empty] | 0 |  |  | 0 | [13 empty] | Nos | 1.0 | [10 empty] | Ringlus Electro Controls & Automation PVT LTD | [18 empty] | CGST - RNG | 9.0
[120 empty] | SGST - RNG | 9.0
| 63A TPN CE* DIN Fuse Link SFU L&T SK95704 | 63A TPN CE* DIN Fuse Link SFU L&T SK95704 | LTSFU | Nos |  | 63A TPN CE* DIN Fuse Link SFU L&T SK95704 |  | 0 | 0 | 1 | 1 | 1 | 0.0 | 0.0 | 0.0 | 0 |  |  | 0.0 | Electrical Components | 63A TPN CE* DIN Fuse Link SFU L&T SK95704 | 0 | 31-12-2099 | Material Transfer |  | 0.0 |  | 0 | 0 |  | 0 | 0 | 0 | 0 |  | 0 | Item Attribute | 1 | Nos | 0.0 | 0.0 | 0 | 0.0 | 0 | L&T | SK95704 | India |  |  | 0 | 0.0 |  | 0 | 0 |  | 0 | 0 | 0 | 0 |  |  | 0 | 0 | 0 |  | 0 | [5 empty] | 0 |  |  | 0 | [13 empty] | Nos | 1.0 | [10 empty] | Ringlus Electro Controls & Automation PVT LTD | [18 empty] | CGST - RNG | 9.0
[120 empty] | SGST - RNG | 9.0
| 100A TPN DIN Fuse Link SFU L&T SK95568 | 100A TPN DIN Fuse Link SFU L&T SK95568 | LTSFU | Nos |  | 100A TPN DIN Fuse Link SFU L&T SK95568 |  | 0 | 0 | 1 | 1 | 1 | 0.0 | 0.0 | 0.0 | 0 |  |  | 0.0 | Electrical Components | 100A TPN DIN Fuse Link SFU L&T SK95568 | 0 | 31-12-2099 | Material Transfer |  | 0.0 |  | 0 | 0 |  | 0 | 0 | 0 | 0 |  | 0 | Item Attribute | 1 | Nos | 0.0 | 0.0 | 0 | 0.0 | 0 | L&T | SK95568 | India |  |  | 0 | 0.0 |  | 0 | 0 |  | 0 | 0 | 0 | 0 |  |  | 0 | 0 | 0 |  | 0 | [5 empty] | 0 |  |  | 0 | [13 empty] | Nos | 1.0 | [10 empty] | Ringlus Electro Controls & Automation PVT LTD | [18 empty] | CGST - RNG | 9.0
[120 empty] | SGST - RNG | 9.0
| 125A TPN DIN Fuse Link SFU L&T SK95001 | 125A TPN DIN Fuse Link SFU L&T SK95001 | LTSFU | Nos |  | 125A TPN DIN Fuse Link SFU L&T SK95001 |  | 0 | 0 | 1 | 1 | 1 | 0.0 | 0.0 | 0.0 | 0 |  |  | 0.0 | Electrical Components | 125A TPN DIN Fuse Link SFU L&T SK95001 | 0 | 31-12-2099 | Material Transfer |  | 0.0 |  | 0 | 0 |  | 0 | 0 | 0 | 0 |  | 0 | Item Attribute | 1 | Nos | 0.0 | 0.0 | 0 | 0.0 | 0 | L&T | SK95001 | India |  |  | 0 | 0.0 |  | 0 | 0 |  | 0 | 0 | 0 | 0 |  |  | 0 | 0 | 0 |  | 0 | [5 empty] | 0 |  |  | 0 | [13 empty] | Nos | 1.0 | [10 empty] | Ringlus Electro Controls & Automation PVT LTD | [18 empty] | CGST - RNG | 9.0
[120 empty] | SGST - RNG | 9.0
| 160A TPN DIN Fuse Link SFU L&T SK95713 | 160A TPN DIN Fuse Link SFU L&T SK95713 | LTSFU | Nos |  | 160A TPN DIN Fuse Link SFU L&T SK95713 |  | 0 | 0 | 1 | 1 | 1 | 0.0 | 0.0 | 0.0 | 0 |  |  | 0.0 | Electrical Components | 160A TPN DIN Fuse Link SFU L&T SK95713 | 0 | 31-12-2099 | Material Transfer |  | 0.0 |  | 0 | 0 |  | 0 | 0 | 0 | 0 |  | 0 | Item Attribute | 1 | Nos | 0.0 | 0.0 | 0 | 0.0 | 0 | L&T | SK95713 | India |  |  | 0 | 0.0 |  | 0 | 0 |  | 0 | 0 | 0 | 0 |  |  | 0 | 0 | 0 |  | 0 | [5 empty] | 0 |  |  | 0 | [13 empty] | Nos | 1.0 | [10 empty] | Ringlus Electro Controls & Automation PVT LTD | [18 empty] | CGST - RNG | 9.0
[120 empty] | SGST - RNG | 9.0
| 200A TPN DIN Fuse Link SFU L&T SK95418 | 200A TPN DIN Fuse Link SFU L&T SK95418 | LTSFU | Nos |  | 200A TPN DIN Fuse Link SFU L&T SK95418 |  | 0 | 0 | 1 | 1 | 1 | 0.0 | 0.0 | 0.0 | 0 |  |  | 0.0 | Electrical Components | 200A TPN DIN Fuse Link SFU L&T SK95418 | 0 | 31-12-2099 | Material Transfer |  | 0.0 |  | 0 | 0 |  | 0 | 0 | 0 | 0 |  | 0 | Item Attribute | 1 | Nos | 0.0 | 0.0 | 0 | 0.0 | 0 | L&T | SK95418 | India |  |  | 0 | 0.0 |  | 0 | 0 |  | 0 | 0 | 0 | 0 |  |  | 0 | 0 | 0 |  | 0 | [5 empty] | 0 |  |  | 0 | [13 empty] | Nos | 1.0 | [10 empty] | Ringlus Electro Controls & Automation PVT LTD | [18 empty] | CGST - RNG | 9.0
[120 empty] | SGST - RNG | 9.0
| 250A TPN DIN Fuse Link SFU L&T SK95642 | 250A TPN DIN Fuse Link SFU L&T SK95642 | LTSFU | Nos |  | 250A TPN DIN Fuse Link SFU L&T SK95642 |  | 0 | 0 | 1 | 1 | 1 | 0.0 | 0.0 | 0.0 | 0 |  |  | 0.0 | Electrical Components | 250A TPN DIN Fuse Link SFU L&T SK95642 | 0 | 31-12-2099 | Material Transfer |  | 0.0 |  | 0 | 0 |  | 0 | 0 | 0 | 0 |  | 0 | Item Attribute | 1 | Nos | 0.0 | 0.0 | 0 | 0.0 | 0 | L&T | SK95642 | India |  |  | 0 | 0.0 |  | 0 | 0 |  | 0 | 0 | 0 | 0 |  |  | 0 | 0 | 0 |  | 0 | [5 empty] | 0 |  |  | 0 | [13 empty] | Nos | 1.0 | [10 empty] | Ringlus Electro Controls & Automation PVT LTD | [18 empty] | CGST - RNG | 9.0
[120 empty] | SGST - RNG | 9.0
| 315A TPN DIN Fuse Link SFU L&T SK95461 | 315A TPN DIN Fuse Link SFU L&T SK95461 | LTSFU | Nos |  | 315A TPN DIN Fuse Link SFU L&T SK95461 |  | 0 | 0 | 1 | 1 | 1 | 0.0 | 0.0 | 0.0 | 0 |  |  | 0.0 | Electrical Components | 315A TPN DIN Fuse Link SFU L&T SK95461 | 0 | 31-12-2099 | Material Transfer |  | 0.0 |  | 0 | 0 |  | 0 | 0 | 0 | 0 |  | 0 | Item Attribute | 1 | Nos | 0.0 | 0.0 | 0 | 0.0 | 0 | L&T | SK95461 | India |  |  | 0 | 0.0 |  | 0 | 0 |  | 0 | 0 | 0 | 0 |  |  | 0 | 0 | 0 |  | 0 | [5 empty] | 0 |  |  | 0 | [13 empty] | Nos | 1.0 | [10 empty] | Ringlus Electro Controls & Automation PVT LTD | [18 empty] | CGST - RNG | 9.0
[120 empty] | SGST - RNG | 9.0
| 400A TPN DIN Fuse Link SFU L&T SK95481 | 400A TPN DIN Fuse Link SFU L&T SK95481 | LTSFU | Nos |  | 400A TPN DIN Fuse Link SFU L&T SK95481 |  | 0 | 0 | 1 | 1 | 1 | 0.0 | 0.0 | 0.0 | 0 |  |  | 0.0 | Electrical Components | 400A TPN DIN Fuse Link SFU L&T SK95481 | 0 | 31-12-2099 | Material Transfer |  | 0.0 |  | 0 | 0 |  | 0 | 0 | 0 | 0 |  | 0 | Item Attribute | 1 | Nos | 0.0 | 0.0 | 0 | 0.0 | 0 | L&T | SK95481 | India |  |  | 0 | 0.0 |  | 0 | 0 |  | 0 | 0 | 0 | 0 |  |  | 0 | 0 | 0 |  | 0 | [5 empty] | 0 |  |  | 0 | [13 empty] | Nos | 1.0 | [10 empty] | Ringlus Electro Controls & Automation PVT LTD | [18 empty] | CGST - RNG | 9.0
[120 empty] | SGST - RNG | 9.0
| 630A TPN DIN Fuse Link SFU L&T SK95521 | 630A TPN DIN Fuse Link SFU L&T SK95521 | LTSFU | Nos |  | 630A TPN DIN Fuse Link SFU L&T SK95521 |  | 0 | 0 | 1 | 1 | 1 | 0.0 | 0.0 | 0.0 | 0 |  |  | 0.0 | Electrical Components | 630A TPN DIN Fuse Link SFU L&T SK95521 | 0 | 31-12-2099 | Material Transfer |  | 0.0 |  | 0 | 0 |  | 0 | 0 | 0 | 0 |  | 0 | Item Attribute | 1 | Nos | 0.0 | 0.0 | 0 | 0.0 | 0 | L&T | SK95521 | India |  |  | 0 | 0.0 |  | 0 | 0 |  | 0 | 0 | 0 | 0 |  |  | 0 | 0 | 0 |  | 0 | [5 empty] | 0 |  |  | 0 | [13 empty] | Nos | 1.0 | [10 empty] | Ringlus Electro Controls & Automation PVT LTD | [18 empty] | CGST - RNG | 9.0
[120 empty] | SGST - RNG | 9.0
| 800A TPN DIN Fuse Link SFU L&T SK95679 | 800A TPN DIN Fuse Link SFU L&T SK95679 | LTSFU | Nos |  | 800A TPN DIN Fuse Link SFU L&T SK95679 |  | 0 | 0 | 1 | 1 | 1 | 0.0 | 0.0 | 0.0 | 0 |  |  | 0.0 | Electrical Components | 800A TPN DIN Fuse Link SFU L&T SK95679 | 0 | 31-12-2099 | Material Transfer |  | 0.0 |  | 0 | 0 |  | 0 | 0 | 0 | 0 |  | 0 | Item Attribute | 1 | Nos | 0.0 | 0.0 | 0 | 0.0 | 0 | L&T | SK95679 | India |  |  | 0 | 0.0 |  | 0 | 0 |  | 0 | 0 | 0 | 0 |  |  | 0 | 0 | 0 |  | 0 | [5 empty] | 0 |  |  | 0 | [13 empty] | Nos | 1.0 | [10 empty] | Ringlus Electro Controls & Automation PVT LTD | [18 empty] | CGST - RNG | 9.0
[120 empty] | SGST - RNG | 9.0
| 32A FP DIN Fuse Link SFU L&T SK95518 | 32A FP DIN Fuse Link SFU L&T SK95518 | LTSFU | Nos |  | 32A FP DIN Fuse Link SFU L&T SK95518 |  | 0 | 0 | 1 | 1 | 1 | 0.0 | 0.0 | 0.0 | 0 |  |  | 0.0 | Electrical Components | 32A FP DIN Fuse Link SFU L&T SK95518 | 0 | 31-12-2099 | Material Transfer |  | 0.0 |  | 0 | 0 |  | 0 | 0 | 0 | 0 |  | 0 | Item Attribute | 1 | Nos | 0.0 | 0.0 | 0 | 0.0 | 0 | L&T | SK95518 | India |  |  | 0 | 0.0 |  | 0 | 0 |  | 0 | 0 | 0 | 0 |  |  | 0 | 0 | 0 |  | 0 | [5 empty] | 0 |  |  | 0 | [13 empty] | Nos | 1.0 | [10 empty] | Ringlus Electro Controls & Automation PVT LTD | [18 empty] | CGST - RNG | 9.0
[120 empty] | SGST - RNG | 9.0
| 32A FP CE* DIN Fuse Link SFU L&T SK95703 | 32A FP CE* DIN Fuse Link SFU L&T SK95703 | LTSFU | Nos |  | 32A FP CE* DIN Fuse Link SFU L&T SK95703 |  | 0 | 0 | 1 | 1 | 1 | 0.0 | 0.0 | 0.0 | 0 |  |  | 0.0 | Electrical Components | 32A FP CE* DIN Fuse Link SFU L&T SK95703 | 0 | 31-12-2099 | Material Transfer |  | 0.0 |  | 0 | 0 |  | 0 | 0 | 0 | 0 |  | 0 | Item Attribute | 1 | Nos | 0.0 | 0.0 | 0 | 0.0 | 0 | L&T | SK95703 | India |  |  | 0 | 0.0 |  | 0 | 0 |  | 0 | 0 | 0 | 0 |  |  | 0 | 0 | 0 |  | 0 | [5 empty] | 0 |  |  | 0 | [13 empty] | Nos | 1.0 | [10 empty] | Ringlus Electro Controls & Automation PVT LTD | [18 empty] | CGST - RNG | 9.0
[120 empty] | SGST - RNG | 9.0
| 63A FP DIN Fuse Link SFU L&T SK95421 | 63A FP DIN Fuse Link SFU L&T SK95421 | LTSFU | Nos |  | 63A FP DIN Fuse Link SFU L&T SK95421 |  | 0 | 0 | 1 | 1 | 1 | 0.0 | 0.0 | 0.0 | 0 |  |  | 0.0 | Electrical Components | 63A FP DIN Fuse Link SFU L&T SK95421 | 0 | 31-12-2099 | Material Transfer |  | 0.0 |  | 0 | 0 |  | 0 | 0 | 0 | 0 |  | 0 | Item Attribute | 1 | Nos | 0.0 | 0.0 | 0 | 0.0 | 0 | L&T | SK95421 | India |  |  | 0 | 0.0 |  | 0 | 0 |  | 0 | 0 | 0 | 0 |  |  | 0 | 0 | 0 |  | 0 | [5 empty] | 0 |  |  | 0 | [13 empty] | Nos | 1.0 | [10 empty] | Ringlus Electro Controls & Automation PVT LTD | [18 empty] | CGST - RNG | 9.0
[120 empty] | SGST - RNG | 9.0
| 63A FP CE* DIN Fuse Link SFU L&T SK95704 | 63A FP CE* DIN Fuse Link SFU L&T SK95704 | LTSFU | Nos |  | 63A FP CE* DIN Fuse Link SFU L&T SK95704 |  | 0 | 0 | 1 | 1 | 1 | 0.0 | 0.0 | 0.0 | 0 |  |  | 0.0 | Electrical Components | 63A FP CE* DIN Fuse Link SFU L&T SK95704 | 0 | 31-12-2099 | Material Transfer |  | 0.0 |  | 0 | 0 |  | 0 | 0 | 0 | 0 |  | 0 | Item Attribute | 1 | Nos | 0.0 | 0.0 | 0 | 0.0 | 0 | L&T | SK95704 | India |  |  | 0 | 0.0 |  | 0 | 0 |  | 0 | 0 | 0 | 0 |  |  | 0 | 0 | 0 |  | 0 | [5 empty] | 0 |  |  | 0 | [13 empty] | Nos | 1.0 | [10 empty] | Ringlus Electro Controls & Automation PVT LTD | [18 empty] | CGST - RNG | 9.0
[120 empty] | SGST - RNG | 9.0
| 100A FP DIN Fuse Link SFU L&T SK90496 | 100A FP DIN Fuse Link SFU L&T SK90496 | LTSFU | Nos |  | 100A FP DIN Fuse Link SFU L&T SK90496 |  | 0 | 0 | 1 | 1 | 1 | 0.0 | 0.0 | 0.0 | 0 |  |  | 0.0 | Electrical Components | 100A FP DIN Fuse Link SFU L&T SK90496 | 0 | 31-12-2099 | Material Transfer |  | 0.0 |  | 0 | 0 |  | 0 | 0 | 0 | 0 |  | 0 | Item Attribute | 1 | Nos | 0.0 | 0.0 | 0 | 0.0 | 0 | L&T | SK90496 | India |  |  | 0 | 0.0 |  | 0 | 0 |  | 0 | 0 | 0 | 0 |  |  | 0 | 0 | 0 |  | 0 | [5 empty] | 0 |  |  | 0 | [13 empty] | Nos | 1.0 | [10 empty] | Ringlus Electro Controls & Automation PVT LTD | [18 empty] | CGST - RNG | 9.0
[120 empty] | SGST - RNG | 9.0
| 125A FP DIN Fuse Link SFU L&T SK90497 | 125A FP DIN Fuse Link SFU L&T SK90497 | LTSFU | Nos |  | 125A FP DIN Fuse Link SFU L&T SK90497 |  | 0 | 0 | 1 | 1 | 1 | 0.0 | 0.0 | 0.0 | 0 |  |  | 0.0 | Electrical Components | 125A FP DIN Fuse Link SFU L&T SK90497 | 0 | 31-12-2099 | Material Transfer |  | 0.0 |  | 0 | 0 |  | 0 | 0 | 0 | 0 |  | 0 | Item Attribute | 1 | Nos | 0.0 | 0.0 | 0 | 0.0 | 0 | L&T | SK90497 | India |  |  | 0 | 0.0 |  | 0 | 0 |  | 0 | 0 | 0 | 0 |  |  | 0 | 0 | 0 |  | 0 | [5 empty] | 0 |  |  | 0 | [13 empty] | Nos | 1.0 | [10 empty] | Ringlus Electro Controls & Automation PVT LTD | [18 empty] | CGST - RNG | 9.0
[120 empty] | SGST - RNG | 9.0
| 160A FP DIN Fuse Link SFU L&T SK90498 | 160A FP DIN Fuse Link SFU L&T SK90498 | LTSFU | Nos |  | 160A FP DIN Fuse Link SFU L&T SK90498 |  | 0 | 0 | 1 | 1 | 1 | 0.0 | 0.0 | 0.0 | 0 |  |  | 0.0 | Electrical Components | 160A FP DIN Fuse Link SFU L&T SK90498 | 0 | 31-12-2099 | Material Transfer |  | 0.0 |  | 0 | 0 |  | 0 | 0 | 0 | 0 |  | 0 | Item Attribute | 1 | Nos | 0.0 | 0.0 | 0 | 0.0 | 0 | L&T | SK90498 | India |  |  | 0 | 0.0 |  | 0 | 0 |  | 0 | 0 | 0 | 0 |  |  | 0 | 0 | 0 |  | 0 | [5 empty] | 0 |  |  | 0 | [13 empty] | Nos | 1.0 | [10 empty] | Ringlus Electro Controls & Automation PVT LTD | [18 empty] | CGST - RNG | 9.0
[120 empty] | SGST - RNG | 9.0
| 200A FP DIN Fuse Link SFU L&T SK90471 | 200A FP DIN Fuse Link SFU L&T SK90471 | LTSFU | Nos |  | 200A FP DIN Fuse Link SFU L&T SK90471 |  | 0 | 0 | 1 | 1 | 1 | 0.0 | 0.0 | 0.0 | 0 |  |  | 0.0 | Electrical Components | 200A FP DIN Fuse Link SFU L&T SK90471 | 0 | 31-12-2099 | Material Transfer |  | 0.0 |  | 0 | 0 |  | 0 | 0 | 0 | 0 |  | 0 | Item Attribute | 1 | Nos | 0.0 | 0.0 | 0 | 0.0 | 0 | L&T | SK90471 | India |  |  | 0 | 0.0 |  | 0 | 0 |  | 0 | 0 | 0 | 0 |  |  | 0 | 0 | 0 |  | 0 | [5 empty] | 0 |  |  | 0 | [13 empty] | Nos | 1.0 | [10 empty] | Ringlus Electro Controls & Automation PVT LTD | [18 empty] | CGST - RNG | 9.0
[120 empty] | SGST - RNG | 9.0
| 250A FP DIN Fuse Link SFU L&T SK90472 | 250A FP DIN Fuse Link SFU L&T SK90472 | LTSFU | Nos |  | 250A FP DIN Fuse Link SFU L&T SK90472 |  | 0 | 0 | 1 | 1 | 1 | 0.0 | 0.0 | 0.0 | 0 |  |  | 0.0 | Electrical Components | 250A FP DIN Fuse Link SFU L&T SK90472 | 0 | 31-12-2099 | Material Transfer |  | 0.0 |  | 0 | 0 |  | 0 | 0 | 0 | 0 |  | 0 | Item Attribute | 1 | Nos | 0.0 | 0.0 | 0 | 0.0 | 0 | L&T | SK90472 | India |  |  | 0 | 0.0 |  | 0 | 0 |  | 0 | 0 | 0 | 0 |  |  | 0 | 0 | 0 |  | 0 | [5 empty] | 0 |  |  | 0 | [13 empty] | Nos | 1.0 | [10 empty] | Ringlus Electro Controls & Automation PVT LTD | [18 empty] | CGST - RNG | 9.0
[120 empty] | SGST - RNG | 9.0
| 315A FP DIN Fuse Link SFU L&T SK90473 | 315A FP DIN Fuse Link SFU L&T SK90473 | LTSFU | Nos |  | 315A FP DIN Fuse Link SFU L&T SK90473 |  | 0 | 0 | 1 | 1 | 1 | 0.0 | 0.0 | 0.0 | 0 |  |  | 0.0 | Electrical Components | 315A FP DIN Fuse Link SFU L&T SK90473 | 0 | 31-12-2099 | Material Transfer |  | 0.0 |  | 0 | 0 |  | 0 | 0 | 0 | 0 |  | 0 | Item Attribute | 1 | Nos | 0.0 | 0.0 | 0 | 0.0 | 0 | L&T | SK90473 | India |  |  | 0 | 0.0 |  | 0 | 0 |  | 0 | 0 | 0 | 0 |  |  | 0 | 0 | 0 |  | 0 | [5 empty] | 0 |  |  | 0 | [13 empty] | Nos | 1.0 | [10 empty] | Ringlus Electro Controls & Automation PVT LTD | [18 empty] | CGST - RNG | 9.0
[120 empty] | SGST - RNG | 9.0
| 400A FP DIN Fuse Link SFU L&T SK90480 | 400A FP DIN Fuse Link SFU L&T SK90480 | LTSFU | Nos |  | 400A FP DIN Fuse Link SFU L&T SK90480 |  | 0 | 0 | 1 | 1 | 1 | 0.0 | 0.0 | 0.0 | 0 |  |  | 0.0 | Electrical Components | 400A FP DIN Fuse Link SFU L&T SK90480 | 0 | 31-12-2099 | Material Transfer |  | 0.0 |  | 0 | 0 |  | 0 | 0 | 0 | 0 |  | 0 | Item Attribute | 1 | Nos | 0.0 | 0.0 | 0 | 0.0 | 0 | L&T | SK90480 | India |  |  | 0 | 0.0 |  | 0 | 0 |  | 0 | 0 | 0 | 0 |  |  | 0 | 0 | 0 |  | 0 | [5 empty] | 0 |  |  | 0 | [13 empty] | Nos | 1.0 | [10 empty] | Ringlus Electro Controls & Automation PVT LTD | [18 empty] | CGST - RNG | 9.0
[120 empty] | SGST - RNG | 9.0
| 630A FP DIN Fuse Link SFU L&T SK90481 | 630A FP DIN Fuse Link SFU L&T SK90481 | LTSFU | Nos |  | 630A FP DIN Fuse Link SFU L&T SK90481 |  | 0 | 0 | 1 | 1 | 1 | 0.0 | 0.0 | 0.0 | 0 |  |  | 0.0 | Electrical Components | 630A FP DIN Fuse Link SFU L&T SK90481 | 0 | 31-12-2099 | Material Transfer |  | 0.0 |  | 0 | 0 |  | 0 | 0 | 0 | 0 |  | 0 | Item Attribute | 1 | Nos | 0.0 | 0.0 | 0 | 0.0 | 0 | L&T | SK90481 | India |  |  | 0 | 0.0 |  | 0 | 0 |  | 0 | 0 | 0 | 0 |  |  | 0 | 0 | 0 |  | 0 | [5 empty] | 0 |  |  | 0 | [13 empty] | Nos | 1.0 | [10 empty] | Ringlus Electro Controls & Automation PVT LTD | [18 empty] | CGST - RNG | 9.0
[120 empty] | SGST - RNG | 9.0
| 800A FP DIN Fuse Link SFU L&T SK90482 | 800A FP DIN Fuse Link SFU L&T SK90482 | LTSFU | Nos |  | 800A FP DIN Fuse Link SFU L&T SK90482 |  | 0 | 0 | 1 | 1 | 1 | 0.0 | 0.0 | 0.0 | 0 |  |  | 0.0 | Electrical Components | 800A FP DIN Fuse Link SFU L&T SK90482 | 0 | 31-12-2099 | Material Transfer |  | 0.0 |  | 0 | 0 |  | 0 | 0 | 0 | 0 |  | 0 | Item Attribute | 1 | Nos | 0.0 | 0.0 | 0 | 0.0 | 0 | L&T | SK90482 | India |  |  | 0 | 0.0 |  | 0 | 0 |  | 0 | 0 | 0 | 0 |  |  | 0 | 0 | 0 |  | 0 | [5 empty] | 0 |  |  | 0 | [13 empty] | Nos | 1.0 | [10 empty] | Ringlus Electro Controls & Automation PVT LTD | [18 empty] | CGST - RNG | 9.0
[120 empty] | SGST - RNG | 9.0
| 32A HRC Fuse Holder HF Type Fuse Link L&T SK91314 | 32A HRC Fuse Holder HF Type Fuse Link L&T SK91314 | LTSFU | Nos |  | 32A HRC Fuse Holder HF Type Fuse Link L&T SK91314 |  | 0 | 0 | 1 | 1 | 1 | 0.0 | 0.0 | 0.0 | 0 |  |  | 0.0 | Electrical Components | 32A HRC Fuse Holder HF Type Fuse Link L&T SK91314 | 0 | 31-12-2099 | Material Transfer |  | 0.0 |  | 0 | 0 |  | 0 | 0 | 0 | 0 |  | 0 | Item Attribute | 1 | Nos | 0.0 | 0.0 | 0 | 0.0 | 0 | L&T | SK91314 | India |  |  | 0 | 0.0 |  | 0 | 0 |  | 0 | 0 | 0 | 0 |  |  | 0 | 0 | 0 |  | 0 | [5 empty] | 0 |  |  | 0 | [13 empty] | Nos | 1.0 | [10 empty] | Ringlus Electro Controls & Automation PVT LTD | [18 empty] | CGST - RNG | 9.0
[120 empty] | SGST - RNG | 9.0
| 63A HRC Fuse Holder HF Type Fuse Link L&T SK91043 | 63A HRC Fuse Holder HF Type Fuse Link L&T SK91043 | LTSFU | Nos |  | 63A HRC Fuse Holder HF Type Fuse Link L&T SK91043 |  | 0 | 0 | 1 | 1 | 1 | 0.0 | 0.0 | 0.0 | 0 |  |  | 0.0 | Electrical Components | 63A HRC Fuse Holder HF Type Fuse Link L&T SK91043 | 0 | 31-12-2099 | Material Transfer |  | 0.0 |  | 0 | 0 |  | 0 | 0 | 0 | 0 |  | 0 | Item Attribute | 1 | Nos | 0.0 | 0.0 | 0 | 0.0 | 0 | L&T | SK91043 | India |  |  | 0 | 0.0 |  | 0 | 0 |  | 0 | 0 | 0 | 0 |  |  | 0 | 0 | 0 |  | 0 | [5 empty] | 0 |  |  | 0 | [13 empty] | Nos | 1.0 | [10 empty] | Ringlus Electro Controls & Automation PVT LTD | [18 empty] | CGST - RNG | 9.0
[120 empty] | SGST - RNG | 9.0
| 160A HRC Fuse Holder HN-Size 000 & 00 Type Fuse Link L&T SK90405 | 160A HRC Fuse Holder HN-Size 000 & 00 Type Fuse Link L&T SK90405 | LTSFU | Nos |  | 160A HRC Fuse Holder HN-Size 000 & 00 Type Fuse Link L&T SK90405 |  | 0 | 0 | 1 | 1 | 1 | 0.0 | 0.0 | 0.0 | 0 |  |  | 0.0 | Electrical Components | 160A HRC Fuse Holder HN-Size 000 & 00 Type Fuse Link L&T SK90405 | 0 | 31-12-2099 | Material Transfer |  | 0.0 |  | 0 | 0 |  | 0 | 0 | 0 | 0 |  | 0 | Item Attribute | 1 | Nos | 0.0 | 0.0 | 0 | 0.0 | 0 | L&T | SK90405 | India |  |  | 0 | 0.0 |  | 0 | 0 |  | 0 | 0 | 0 | 0 |  |  | 0 | 0 | 0 |  | 0 | [5 empty] | 0 |  |  | 0 | [13 empty] | Nos | 1.0 | [10 empty] | Ringlus Electro Controls & Automation PVT LTD | [18 empty] | CGST - RNG | 9.0
[120 empty] | SGST - RNG | 9.0
| 250A HRC Fuse Holder HN-Size 0 & 1 L&T SK90406 | 250A HRC Fuse Holder HN-Size 0 & 1 L&T SK90406 | LTSFU | Nos |  | 250A HRC Fuse Holder HN-Size 0 & 1 L&T SK90406 |  | 0 | 0 | 1 | 1 | 1 | 0.0 | 0.0 | 0.0 | 0 |  |  | 0.0 | Electrical Components | 250A HRC Fuse Holder HN-Size 0 & 1 L&T SK90406 | 0 | 31-12-2099 | Material Transfer |  | 0.0 |  | 0 | 0 |  | 0 | 0 | 0 | 0 |  | 0 | Item Attribute | 1 | Nos | 0.0 | 0.0 | 0 | 0.0 | 0 | L&T | SK90406 | India |  |  | 0 | 0.0 |  | 0 | 0 |  | 0 | 0 | 0 | 0 |  |  | 0 | 0 | 0 |  | 0 | [5 empty] | 0 |  |  | 0 | [13 empty] | Nos | 1.0 | [10 empty] | Ringlus Electro Controls & Automation PVT LTD | [18 empty] | CGST - RNG | 9.0
[120 empty] | SGST - RNG | 9.0
| 800A HRC Fuse Holder HN-Size 2 & 3 L&T SK91051 | 800A HRC Fuse Holder HN-Size 2 & 3 L&T SK91051 | LTSFU | Nos |  | 800A HRC Fuse Holder HN-Size 2 & 3 L&T SK91051 |  | 0 | 0 | 1 | 1 | 1 | 0.0 | 0.0 | 0.0 | 0 |  |  | 0.0 | Electrical Components | 800A HRC Fuse Holder HN-Size 2 & 3 L&T SK91051 | 0 | 31-12-2099 | Material Transfer |  | 0.0 |  | 0 | 0 |  | 0 | 0 | 0 | 0 |  | 0 | Item Attribute | 1 | Nos | 0.0 | 0.0 | 0 | 0.0 | 0 | L&T | SK91051 | India |  |  | 0 | 0.0 |  | 0 | 0 |  | 0 | 0 | 0 | 0 |  |  | 0 | 0 | 0 |  | 0 | [5 empty] | 0 |  |  | 0 | [13 empty] | Nos | 1.0 | [10 empty] | Ringlus Electro Controls & Automation PVT LTD | [18 empty] | CGST - RNG | 9.0
[120 empty] | SGST - RNG | 9.0
| 2A Type HF HRC Fuse L&T SF90144 | 2A Type HF HRC Fuse L&T SF90144 | LTSFU | Nos |  | 2A Type HF HRC Fuse L&T SF90144 |  | 0 | 0 | 1 | 1 | 1 | 0.0 | 0.0 | 0.0 | 0 |  |  | 0.0 | Electrical Components | 2A Type HF HRC Fuse L&T SF90144 | 0 | 31-12-2099 | Material Transfer |  | 0.0 |  | 0 | 0 |  | 0 | 0 | 0 | 0 |  | 0 | Item Attribute | 1 | Nos | 0.0 | 0.0 | 0 | 0.0 | 0 | L&T | SF90144 | India |  |  | 0 | 0.0 |  | 0 | 0 |  | 0 | 0 | 0 | 0 |  |  | 0 | 0 | 0 |  | 0 | [5 empty] | 0 |  |  | 0 | [13 empty] | Nos | 1.0 | [10 empty] | Ringlus Electro Controls & Automation PVT LTD | [18 empty] | CGST - RNG | 9.0
[120 empty] | SGST - RNG | 9.0
| 4A Type HF HRC Fuse L&T SF90145 | 4A Type HF HRC Fuse L&T SF90145 | LTSFU | Nos |  | 4A Type HF HRC Fuse L&T SF90145 |  | 0 | 0 | 1 | 1 | 1 | 0.0 | 0.0 | 0.0 | 0 |  |  | 0.0 | Electrical Components | 4A Type HF HRC Fuse L&T SF90145 | 0 | 31-12-2099 | Material Transfer |  | 0.0 |  | 0 | 0 |  | 0 | 0 | 0 | 0 |  | 0 | Item Attribute | 1 | Nos | 0.0 | 0.0 | 0 | 0.0 | 0 | L&T | SF90145 | India |  |  | 0 | 0.0 |  | 0 | 0 |  | 0 | 0 | 0 | 0 |  |  | 0 | 0 | 0 |  | 0 | [5 empty] | 0 |  |  | 0 | [13 empty] | Nos | 1.0 | [10 empty] | Ringlus Electro Controls & Automation PVT LTD | [18 empty] | CGST - RNG | 9.0
[120 empty] | SGST - RNG | 9.0
| 6A Type HF HRC Fuse L&T SF90146 | 6A Type HF HRC Fuse L&T SF90146 | LTSFU | Nos |  | 6A Type HF HRC Fuse L&T SF90146 |  | 0 | 0 | 1 | 1 | 1 | 0.0 | 0.0 | 0.0 | 0 |  |  | 0.0 | Electrical Components | 6A Type HF HRC Fuse L&T SF90146 | 0 | 31-12-2099 | Material Transfer |  | 0.0 |  | 0 | 0 |  | 0 | 0 | 0 | 0 |  | 0 | Item Attribute | 1 | Nos | 0.0 | 0.0 | 0 | 0.0 | 0 | L&T | SF90146 | India |  |  | 0 | 0.0 |  | 0 | 0 |  | 0 | 0 | 0 | 0 |  |  | 0 | 0 | 0 |  | 0 | [5 empty] | 0 |  |  | 0 | [13 empty] | Nos | 1.0 | [10 empty] | Ringlus Electro Controls & Automation PVT LTD | [18 empty] | CGST - RNG | 9.0
[120 empty] | SGST - RNG | 9.0
| 8A Type HF HRC Fuse L&T SF90147 | 8A Type HF HRC Fuse L&T SF90147 | LTSFU | Nos |  | 8A Type HF HRC Fuse L&T SF90147 |  | 0 | 0 | 1 | 1 | 1 | 0.0 | 0.0 | 0.0 | 0 |  |  | 0.0 | Electrical Components | 8A Type HF HRC Fuse L&T SF90147 | 0 | 31-12-2099 | Material Transfer |  | 0.0 |  | 0 | 0 |  | 0 | 0 | 0 | 0 |  | 0 | Item Attribute | 1 | Nos | 0.0 | 0.0 | 0 | 0.0 | 0 | L&T | SF90147 | India |  |  | 0 | 0.0 |  | 0 | 0 |  | 0 | 0 | 0 | 0 |  |  | 0 | 0 | 0 |  | 0 | [5 empty] | 0 |  |  | 0 | [13 empty] | Nos | 1.0 | [10 empty] | Ringlus Electro Controls & Automation PVT LTD | [18 empty] | CGST - RNG | 9.0
[120 empty] | SGST - RNG | 9.0
| 10A Type HF HRC Fuse L&T SF90148 | 10A Type HF HRC Fuse L&T SF90148 | LTSFU | Nos |  | 10A Type HF HRC Fuse L&T SF90148 |  | 0 | 0 | 1 | 1 | 1 | 0.0 | 0.0 | 0.0 | 0 |  |  | 0.0 | Electrical Components | 10A Type HF HRC Fuse L&T SF90148 | 0 | 31-12-2099 | Material Transfer |  | 0.0 |  | 0 | 0 |  | 0 | 0 | 0 | 0 |  | 0 | Item Attribute | 1 | Nos | 0.0 | 0.0 | 0 | 0.0 | 0 | L&T | SF90148 | India |  |  | 0 | 0.0 |  | 0 | 0 |  | 0 | 0 | 0 | 0 |  |  | 0 | 0 | 0 |  | 0 | [5 empty] | 0 |  |  | 0 | [13 empty] | Nos | 1.0 | [10 empty] | Ringlus Electro Controls & Automation PVT LTD | [18 empty] | CGST - RNG | 9.0
[120 empty] | SGST - RNG | 9.0
| 16A Type HF HRC Fuse L&T SF90150 | 16A Type HF HRC Fuse L&T SF90150 | LTSFU | Nos |  | 16A Type HF HRC Fuse L&T SF90150 |  | 0 | 0 | 1 | 1 | 1 | 0.0 | 0.0 | 0.0 | 0 |  |  | 0.0 | Electrical Components | 16A Type HF HRC Fuse L&T SF90150 | 0 | 31-12-2099 | Material Transfer |  | 0.0 |  | 0 | 0 |  | 0 | 0 | 0 | 0 |  | 0 | Item Attribute | 1 | Nos | 0.0 | 0.0 | 0 | 0.0 | 0 | L&T | SF90150 | India |  |  | 0 | 0.0 |  | 0 | 0 |  | 0 | 0 | 0 | 0 |  |  | 0 | 0 | 0 |  | 0 | [5 empty] | 0 |  |  | 0 | [13 empty] | Nos | 1.0 | [10 empty] | Ringlus Electro Controls & Automation PVT LTD | [18 empty] | CGST - RNG | 9.0
[120 empty] | SGST - RNG | 9.0
| 20A Type HF HRC Fuse L&T SF90151 | 20A Type HF HRC Fuse L&T SF90151 | LTSFU | Nos |  | 20A Type HF HRC Fuse L&T SF90151 |  | 0 | 0 | 1 | 1 | 1 | 0.0 | 0.0 | 0.0 | 0 |  |  | 0.0 | Electrical Components | 20A Type HF HRC Fuse L&T SF90151 | 0 | 31-12-2099 | Material Transfer |  | 0.0 |  | 0 | 0 |  | 0 | 0 | 0 | 0 |  | 0 | Item Attribute | 1 | Nos | 0.0 | 0.0 | 0 | 0.0 | 0 | L&T | SF90151 | India |  |  | 0 | 0.0 |  | 0 | 0 |  | 0 | 0 | 0 | 0 |  |  | 0 | 0 | 0 |  | 0 | [5 empty] | 0 |  |  | 0 | [13 empty] | Nos | 1.0 | [10 empty] | Ringlus Electro Controls & Automation PVT LTD | [18 empty] | CGST - RNG | 9.0
[120 empty] | SGST - RNG | 9.0
| 25A Type HF HRC Fuse L&T SF90152 | 25A Type HF HRC Fuse L&T SF90152 | LTSFU | Nos |  | 25A Type HF HRC Fuse L&T SF90152 |  | 0 | 0 | 1 | 1 | 1 | 0.0 | 0.0 | 0.0 | 0 |  |  | 0.0 | Electrical Components | 25A Type HF HRC Fuse L&T SF90152 | 0 | 31-12-2099 | Material Transfer |  | 0.0 |  | 0 | 0 |  | 0 | 0 | 0 | 0 |  | 0 | Item Attribute | 1 | Nos | 0.0 | 0.0 | 0 | 0.0 | 0 | L&T | SF90152 | India |  |  | 0 | 0.0 |  | 0 | 0 |  | 0 | 0 | 0 | 0 |  |  | 0 | 0 | 0 |  | 0 | [5 empty] | 0 |  |  | 0 | [13 empty] | Nos | 1.0 | [10 empty] | Ringlus Electro Controls & Automation PVT LTD | [18 empty] | CGST - RNG | 9.0
[120 empty] | SGST - RNG | 9.0
| 32A Type HF HRC Fuse L&T SF90142 | 32A Type HF HRC Fuse L&T SF90142 | LTSFU | Nos |  | 32A Type HF HRC Fuse L&T SF90142 |  | 0 | 0 | 1 | 1 | 1 | 0.0 | 0.0 | 0.0 | 0 |  |  | 0.0 | Electrical Components | 32A Type HF HRC Fuse L&T SF90142 | 0 | 31-12-2099 | Material Transfer |  | 0.0 |  | 0 | 0 |  | 0 | 0 | 0 | 0 |  | 0 | Item Attribute | 1 | Nos | 0.0 | 0.0 | 0 | 0.0 | 0 | L&T | SF90142 | India |  |  | 0 | 0.0 |  | 0 | 0 |  | 0 | 0 | 0 | 0 |  |  | 0 | 0 | 0 |  | 0 | [5 empty] | 0 |  |  | 0 | [13 empty] | Nos | 1.0 | [10 empty] | Ringlus Electro Controls & Automation PVT LTD | [18 empty] | CGST - RNG | 9.0
[120 empty] | SGST - RNG | 9.0
| 40A Type HF HRC Fuse L&T SF90143 | 40A Type HF HRC Fuse L&T SF90143 | LTSFU | Nos |  | 40A Type HF HRC Fuse L&T SF90143 |  | 0 | 0 | 1 | 1 | 1 | 0.0 | 0.0 | 0.0 | 0 |  |  | 0.0 | Electrical Components | 40A Type HF HRC Fuse L&T SF90143 | 0 | 31-12-2099 | Material Transfer |  | 0.0 |  | 0 | 0 |  | 0 | 0 | 0 | 0 |  | 0 | Item Attribute | 1 | Nos | 0.0 | 0.0 | 0 | 0.0 | 0 | L&T | SF90143 | India |  |  | 0 | 0.0 |  | 0 | 0 |  | 0 | 0 | 0 | 0 |  |  | 0 | 0 | 0 |  | 0 | [5 empty] | 0 |  |  | 0 | [13 empty] | Nos | 1.0 | [10 empty] | Ringlus Electro Controls & Automation PVT LTD | [18 empty] | CGST - RNG | 9.0
[120 empty] | SGST - RNG | 9.0
| 50A Type HF HRC Fuse L&T SF90158 | 50A Type HF HRC Fuse L&T SF90158 | LTSFU | Nos |  | 50A Type HF HRC Fuse L&T SF90158 |  | 0 | 0 | 1 | 1 | 1 | 0.0 | 0.0 | 0.0 | 0 |  |  | 0.0 | Electrical Components | 50A Type HF HRC Fuse L&T SF90158 | 0 | 31-12-2099 | Material Transfer |  | 0.0 |  | 0 | 0 |  | 0 | 0 | 0 | 0 |  | 0 | Item Attribute | 1 | Nos | 0.0 | 0.0 | 0 | 0.0 | 0 | L&T | SF90158 | India |  |  | 0 | 0.0 |  | 0 | 0 |  | 0 | 0 | 0 | 0 |  |  | 0 | 0 | 0 |  | 0 | [5 empty] | 0 |  |  | 0 | [13 empty] | Nos | 1.0 | [10 empty] | Ringlus Electro Controls & Automation PVT LTD | [18 empty] | CGST - RNG | 9.0
[120 empty] | SGST - RNG | 9.0
| 63A Type HF HRC Fuse L&T SF90159 | 63A Type HF HRC Fuse L&T SF90159 | LTSFU | Nos |  | 63A Type HF HRC Fuse L&T SF90159 |  | 0 | 0 | 1 | 1 | 1 | 0.0 | 0.0 | 0.0 | 0 |  |  | 0.0 | Electrical Components | 63A Type HF HRC Fuse L&T SF90159 | 0 | 31-12-2099 | Material Transfer |  | 0.0 |  | 0 | 0 |  | 0 | 0 | 0 | 0 |  | 0 | Item Attribute | 1 | Nos | 0.0 | 0.0 | 0 | 0.0 | 0 | L&T | SF90159 | India |  |  | 0 | 0.0 |  | 0 | 0 |  | 0 | 0 | 0 | 0 |  |  | 0 | 0 | 0 |  | 0 | [5 empty] | 0 |  |  | 0 | [13 empty] | Nos | 1.0 | [10 empty] | Ringlus Electro Controls & Automation PVT LTD | [18 empty] | CGST - RNG | 9.0
[120 empty] | SGST - RNG | 9.0
| 63A Size 000 Type HN HRC Fuse L&T SF94940 | 63A Size 000 Type HN HRC Fuse L&T SF94940 | LTSFU | Nos |  | 63A Size 000 Type HN HRC Fuse L&T SF94940 |  | 0 | 0 | 1 | 1 | 1 | 0.0 | 0.0 | 0.0 | 0 |  |  | 0.0 | Electrical Components | 63A Size 000 Type HN HRC Fuse L&T SF94940 | 0 | 31-12-2099 | Material Transfer |  | 0.0 |  | 0 | 0 |  | 0 | 0 | 0 | 0 |  | 0 | Item Attribute | 1 | Nos | 0.0 | 0.0 | 0 | 0.0 | 0 | L&T | SF94940 | India |  |  | 0 | 0.0 |  | 0 | 0 |  | 0 | 0 | 0 | 0 |  |  | 0 | 0 | 0 |  | 0 | [5 empty] | 0 |  |  | 0 | [13 empty] | Nos | 1.0 | [10 empty] | Ringlus Electro Controls & Automation PVT LTD | [18 empty] | CGST - RNG | 9.0
[120 empty] | SGST - RNG | 9.0
| 80A Size 000 Type HN HRC Fuse L&T SF94941 | 80A Size 000 Type HN HRC Fuse L&T SF94941 | LTSFU | Nos |  | 80A Size 000 Type HN HRC Fuse L&T SF94941 |  | 0 | 0 | 1 | 1 | 1 | 0.0 | 0.0 | 0.0 | 0 |  |  | 0.0 | Electrical Components | 80A Size 000 Type HN HRC Fuse L&T SF94941 | 0 | 31-12-2099 | Material Transfer |  | 0.0 |  | 0 | 0 |  | 0 | 0 | 0 | 0 |  | 0 | Item Attribute | 1 | Nos | 0.0 | 0.0 | 0 | 0.0 | 0 | L&T | SF94941 | India |  |  | 0 | 0.0 |  | 0 | 0 |  | 0 | 0 | 0 | 0 |  |  | 0 | 0 | 0 |  | 0 | [5 empty] | 0 |  |  | 0 | [13 empty] | Nos | 1.0 | [10 empty] | Ringlus Electro Controls & Automation PVT LTD | [18 empty] | CGST - RNG | 9.0
[120 empty] | SGST - RNG | 9.0
| 100A Size 000 Type HN HRC Fuse L&T SF94942 | 100A Size 000 Type HN HRC Fuse L&T SF94942 | LTSFU | Nos |  | 100A Size 000 Type HN HRC Fuse L&T SF94942 |  | 0 | 0 | 1 | 1 | 1 | 0.0 | 0.0 | 0.0 | 0 |  |  | 0.0 | Electrical Components | 100A Size 000 Type HN HRC Fuse L&T SF94942 | 0 | 31-12-2099 | Material Transfer |  | 0.0 |  | 0 | 0 |  | 0 | 0 | 0 | 0 |  | 0 | Item Attribute | 1 | Nos | 0.0 | 0.0 | 0 | 0.0 | 0 | L&T | SF94942 | India |  |  | 0 | 0.0 |  | 0 | 0 |  | 0 | 0 | 0 | 0 |  |  | 0 | 0 | 0 |  | 0 | [5 empty] | 0 |  |  | 0 | [13 empty] | Nos | 1.0 | [10 empty] | Ringlus Electro Controls & Automation PVT LTD | [18 empty] | CGST - RNG | 9.0
[120 empty] | SGST - RNG | 9.0
| 125A Size 000 Type HN HRC Fuse L&T SF94946 | 125A Size 000 Type HN HRC Fuse L&T SF94946 | LTSFU | Nos |  | 125A Size 000 Type HN HRC Fuse L&T SF94946 |  | 0 | 0 | 1 | 1 | 1 | 0.0 | 0.0 | 0.0 | 0 |  |  | 0.0 | Electrical Components | 125A Size 000 Type HN HRC Fuse L&T SF94946 | 0 | 31-12-2099 | Material Transfer |  | 0.0 |  | 0 | 0 |  | 0 | 0 | 0 | 0 |  | 0 | Item Attribute | 1 | Nos | 0.0 | 0.0 | 0 | 0.0 | 0 | L&T | SF94946 | India |  |  | 0 | 0.0 |  | 0 | 0 |  | 0 | 0 | 0 | 0 |  |  | 0 | 0 | 0 |  | 0 | [5 empty] | 0 |  |  | 0 | [13 empty] | Nos | 1.0 | [10 empty] | Ringlus Electro Controls & Automation PVT LTD | [18 empty] | CGST - RNG | 9.0
[120 empty] | SGST - RNG | 9.0
| 63A Size 00 Type HN HRC Fuse L&T SF94027 | 63A Size 00 Type HN HRC Fuse L&T SF94027 | LTSFU | Nos |  | 63A Size 00 Type HN HRC Fuse L&T SF94027 |  | 0 | 0 | 1 | 1 | 1 | 0.0 | 0.0 | 0.0 | 0 |  |  | 0.0 | Electrical Components | 63A Size 00 Type HN HRC Fuse L&T SF94027 | 0 | 31-12-2099 | Material Transfer |  | 0.0 |  | 0 | 0 |  | 0 | 0 | 0 | 0 |  | 0 | Item Attribute | 1 | Nos | 0.0 | 0.0 | 0 | 0.0 | 0 | L&T | SF94027 | India |  |  | 0 | 0.0 |  | 0 | 0 |  | 0 | 0 | 0 | 0 |  |  | 0 | 0 | 0 |  | 0 | [5 empty] | 0 |  |  | 0 | [13 empty] | Nos | 1.0 | [10 empty] | Ringlus Electro Controls & Automation PVT LTD | [18 empty] | CGST - RNG | 9.0
[120 empty] | SGST - RNG | 9.0
| 80A Size 00 Type HN HRC Fuse L&T SF94028 | 80A Size 00 Type HN HRC Fuse L&T SF94028 | LTSFU | Nos |  | 80A Size 00 Type HN HRC Fuse L&T SF94028 |  | 0 | 0 | 1 | 1 | 1 | 0.0 | 0.0 | 0.0 | 0 |  |  | 0.0 | Electrical Components | 80A Size 00 Type HN HRC Fuse L&T SF94028 | 0 | 31-12-2099 | Material Transfer |  | 0.0 |  | 0 | 0 |  | 0 | 0 | 0 | 0 |  | 0 | Item Attribute | 1 | Nos | 0.0 | 0.0 | 0 | 0.0 | 0 | L&T | SF94028 | India |  |  | 0 | 0.0 |  | 0 | 0 |  | 0 | 0 | 0 | 0 |  |  | 0 | 0 | 0 |  | 0 | [5 empty] | 0 |  |  | 0 | [13 empty] | Nos | 1.0 | [10 empty] | Ringlus Electro Controls & Automation PVT LTD | [18 empty] | CGST - RNG | 9.0
[120 empty] | SGST - RNG | 9.0
| 100A Size 00 Type HN HRC Fuse L&T SF94029 | 100A Size 00 Type HN HRC Fuse L&T SF94029 | LTSFU | Nos |  | 100A Size 00 Type HN HRC Fuse L&T SF94029 |  | 0 | 0 | 1 | 1 | 1 | 0.0 | 0.0 | 0.0 | 0 |  |  | 0.0 | Electrical Components | 100A Size 00 Type HN HRC Fuse L&T SF94029 | 0 | 31-12-2099 | Material Transfer |  | 0.0 |  | 0 | 0 |  | 0 | 0 | 0 | 0 |  | 0 | Item Attribute | 1 | Nos | 0.0 | 0.0 | 0 | 0.0 | 0 | L&T | SF94029 | India |  |  | 0 | 0.0 |  | 0 | 0 |  | 0 | 0 | 0 | 0 |  |  | 0 | 0 | 0 |  | 0 | [5 empty] | 0 |  |  | 0 | [13 empty] | Nos | 1.0 | [10 empty] | Ringlus Electro Controls & Automation PVT LTD | [18 empty] | CGST - RNG | 9.0
[120 empty] | SGST - RNG | 9.0
| 125A Size 00 Type HN HRC Fuse L&T SF94030 | 125A Size 00 Type HN HRC Fuse L&T SF94030 | LTSFU | Nos |  | 125A Size 00 Type HN HRC Fuse L&T SF94030 |  | 0 | 0 | 1 | 1 | 1 | 0.0 | 0.0 | 0.0 | 0 |  |  | 0.0 | Electrical Components | 125A Size 00 Type HN HRC Fuse L&T SF94030 | 0 | 31-12-2099 | Material Transfer |  | 0.0 |  | 0 | 0 |  | 0 | 0 | 0 | 0 |  | 0 | Item Attribute | 1 | Nos | 0.0 | 0.0 | 0 | 0.0 | 0 | L&T | SF94030 | India |  |  | 0 | 0.0 |  | 0 | 0 |  | 0 | 0 | 0 | 0 |  |  | 0 | 0 | 0 |  | 0 | [5 empty] | 0 |  |  | 0 | [13 empty] | Nos | 1.0 | [10 empty] | Ringlus Electro Controls & Automation PVT LTD | [18 empty] | CGST - RNG | 9.0
[120 empty] | SGST - RNG | 9.0
| 160A Size 00 Type HN HRC Fuse L&T SF94939 | 160A Size 00 Type HN HRC Fuse L&T SF94939 | LTSFU | Nos |  | 160A Size 00 Type HN HRC Fuse L&T SF94939 |  | 0 | 0 | 1 | 1 | 1 | 0.0 | 0.0 | 0.0 | 0 |  |  | 0.0 | Electrical Components | 160A Size 00 Type HN HRC Fuse L&T SF94939 | 0 | 31-12-2099 | Material Transfer |  | 0.0 |  | 0 | 0 |  | 0 | 0 | 0 | 0 |  | 0 | Item Attribute | 1 | Nos | 0.0 | 0.0 | 0 | 0.0 | 0 | L&T | SF94939 | India |  |  | 0 | 0.0 |  | 0 | 0 |  | 0 | 0 | 0 | 0 |  |  | 0 | 0 | 0 |  | 0 | [5 empty] | 0 |  |  | 0 | [13 empty] | Nos | 1.0 | [10 empty] | Ringlus Electro Controls & Automation PVT LTD | [18 empty] | CGST - RNG | 9.0
[120 empty] | SGST - RNG | 9.0
| 80A Size 0 Type HN HRC Fuse L&T SF94128 | 80A Size 0 Type HN HRC Fuse L&T SF94128 | LTSFU | Nos |  | 80A Size 0 Type HN HRC Fuse L&T SF94128 |  | 0 | 0 | 1 | 1 | 1 | 0.0 | 0.0 | 0.0 | 0 |  |  | 0.0 | Electrical Components | 80A Size 0 Type HN HRC Fuse L&T SF94128 | 0 | 31-12-2099 | Material Transfer |  | 0.0 |  | 0 | 0 |  | 0 | 0 | 0 | 0 |  | 0 | Item Attribute | 1 | Nos | 0.0 | 0.0 | 0 | 0.0 | 0 | L&T | SF94128 | India |  |  | 0 | 0.0 |  | 0 | 0 |  | 0 | 0 | 0 | 0 |  |  | 0 | 0 | 0 |  | 0 | [5 empty] | 0 |  |  | 0 | [13 empty] | Nos | 1.0 | [10 empty] | Ringlus Electro Controls & Automation PVT LTD | [18 empty] | CGST - RNG | 9.0
[120 empty] | SGST - RNG | 9.0
| 100A Size 0 Type HN HRC Fuse L&T SF94129 | 100A Size 0 Type HN HRC Fuse L&T SF94129 | LTSFU | Nos |  | 100A Size 0 Type HN HRC Fuse L&T SF94129 |  | 0 | 0 | 1 | 1 | 1 | 0.0 | 0.0 | 0.0 | 0 |  |  | 0.0 | Electrical Components | 100A Size 0 Type HN HRC Fuse L&T SF94129 | 0 | 31-12-2099 | Material Transfer |  | 0.0 |  | 0 | 0 |  | 0 | 0 | 0 | 0 |  | 0 | Item Attribute | 1 | Nos | 0.0 | 0.0 | 0 | 0.0 | 0 | L&T | SF94129 | India |  |  | 0 | 0.0 |  | 0 | 0 |  | 0 | 0 | 0 | 0 |  |  | 0 | 0 | 0 |  | 0 | [5 empty] | 0 |  |  | 0 | [13 empty] | Nos | 1.0 | [10 empty] | Ringlus Electro Controls & Automation PVT LTD | [18 empty] | CGST - RNG | 9.0
[120 empty] | SGST - RNG | 9.0
| 125A Size 0 Type HN HRC Fuse L&T SF94130 | 125A Size 0 Type HN HRC Fuse L&T SF94130 | LTSFU | Nos |  | 125A Size 0 Type HN HRC Fuse L&T SF94130 |  | 0 | 0 | 1 | 1 | 1 | 0.0 | 0.0 | 0.0 | 0 |  |  | 0.0 | Electrical Components | 125A Size 0 Type HN HRC Fuse L&T SF94130 | 0 | 31-12-2099 | Material Transfer |  | 0.0 |  | 0 | 0 |  | 0 | 0 | 0 | 0 |  | 0 | Item Attribute | 1 | Nos | 0.0 | 0.0 | 0 | 0.0 | 0 | L&T | SF94130 | India |  |  | 0 | 0.0 |  | 0 | 0 |  | 0 | 0 | 0 | 0 |  |  | 0 | 0 | 0 |  | 0 | [5 empty] | 0 |  |  | 0 | [13 empty] | Nos | 1.0 | [10 empty] | Ringlus Electro Controls & Automation PVT LTD | [18 empty] | CGST - RNG | 9.0
[120 empty] | SGST - RNG | 9.0
| 160A Size 0 Type HN HRC Fuse L&T SF94131 | 160A Size 0 Type HN HRC Fuse L&T SF94131 | LTSFU | Nos |  | 160A Size 0 Type HN HRC Fuse L&T SF94131 |  | 0 | 0 | 1 | 1 | 1 | 0.0 | 0.0 | 0.0 | 0 |  |  | 0.0 | Electrical Components | 160A Size 0 Type HN HRC Fuse L&T SF94131 | 0 | 31-12-2099 | Material Transfer |  | 0.0 |  | 0 | 0 |  | 0 | 0 | 0 | 0 |  | 0 | Item Attribute | 1 | Nos | 0.0 | 0.0 | 0 | 0.0 | 0 | L&T | SF94131 | India |  |  | 0 | 0.0 |  | 0 | 0 |  | 0 | 0 | 0 | 0 |  |  | 0 | 0 | 0 |  | 0 | [5 empty] | 0 |  |  | 0 | [13 empty] | Nos | 1.0 | [10 empty] | Ringlus Electro Controls & Automation PVT LTD | [18 empty] | CGST - RNG | 9.0
[120 empty] | SGST - RNG | 9.0
| 200A Size 0 Type HN HRC Fuse L&T SF94132 | 200A Size 0 Type HN HRC Fuse L&T SF94132 | LTSFU | Nos |  | 200A Size 0 Type HN HRC Fuse L&T SF94132 |  | 0 | 0 | 1 | 1 | 1 | 0.0 | 0.0 | 0.0 | 0 |  |  | 0.0 | Electrical Components | 200A Size 0 Type HN HRC Fuse L&T SF94132 | 0 | 31-12-2099 | Material Transfer |  | 0.0 |  | 0 | 0 |  | 0 | 0 | 0 | 0 |  | 0 | Item Attribute | 1 | Nos | 0.0 | 0.0 | 0 | 0.0 | 0 | L&T | SF94132 | India |  |  | 0 | 0.0 |  | 0 | 0 |  | 0 | 0 | 0 | 0 |  |  | 0 | 0 | 0 |  | 0 | [5 empty] | 0 |  |  | 0 | [13 empty] | Nos | 1.0 | [10 empty] | Ringlus Electro Controls & Automation PVT LTD | [18 empty] | CGST - RNG | 9.0
[120 empty] | SGST - RNG | 9.0
| 125A Size 1 Type HN HRC Fuse L&T SF94230 | 125A Size 1 Type HN HRC Fuse L&T SF94230 | LTSFU | Nos |  | 125A Size 1 Type HN HRC Fuse L&T SF94230 |  | 0 | 0 | 1 | 1 | 1 | 0.0 | 0.0 | 0.0 | 0 |  |  | 0.0 | Electrical Components | 125A Size 1 Type HN HRC Fuse L&T SF94230 | 0 | 31-12-2099 | Material Transfer |  | 0.0 |  | 0 | 0 |  | 0 | 0 | 0 | 0 |  | 0 | Item Attribute | 1 | Nos | 0.0 | 0.0 | 0 | 0.0 | 0 | L&T | SF94230 | India |  |  | 0 | 0.0 |  | 0 | 0 |  | 0 | 0 | 0 | 0 |  |  | 0 | 0 | 0 |  | 0 | [5 empty] | 0 |  |  | 0 | [13 empty] | Nos | 1.0 | [10 empty] | Ringlus Electro Controls & Automation PVT LTD | [18 empty] | CGST - RNG | 9.0
[120 empty] | SGST - RNG | 9.0
| 160A Size 1 Type HN HRC Fuse L&T SF94231 | 160A Size 1 Type HN HRC Fuse L&T SF94231 | LTSFU | Nos |  | 160A Size 1 Type HN HRC Fuse L&T SF94231 |  | 0 | 0 | 1 | 1 | 1 | 0.0 | 0.0 | 0.0 | 0 |  |  | 0.0 | Electrical Components | 160A Size 1 Type HN HRC Fuse L&T SF94231 | 0 | 31-12-2099 | Material Transfer |  | 0.0 |  | 0 | 0 |  | 0 | 0 | 0 | 0 |  | 0 | Item Attribute | 1 | Nos | 0.0 | 0.0 | 0 | 0.0 | 0 | L&T | SF94231 | India |  |  | 0 | 0.0 |  | 0 | 0 |  | 0 | 0 | 0 | 0 |  |  | 0 | 0 | 0 |  | 0 | [5 empty] | 0 |  |  | 0 | [13 empty] | Nos | 1.0 | [10 empty] | Ringlus Electro Controls & Automation PVT LTD | [18 empty] | CGST - RNG | 9.0
[120 empty] | SGST - RNG | 9.0
| 200A Size 1 Type HN HRC Fuse L&T SF94232 | 200A Size 1 Type HN HRC Fuse L&T SF94232 | LTSFU | Nos |  | 200A Size 1 Type HN HRC Fuse L&T SF94232 |  | 0 | 0 | 1 | 1 | 1 | 0.0 | 0.0 | 0.0 | 0 |  |  | 0.0 | Electrical Components | 200A Size 1 Type HN HRC Fuse L&T SF94232 | 0 | 31-12-2099 | Material Transfer |  | 0.0 |  | 0 | 0 |  | 0 | 0 | 0 | 0 |  | 0 | Item Attribute | 1 | Nos | 0.0 | 0.0 | 0 | 0.0 | 0 | L&T | SF94232 | India |  |  | 0 | 0.0 |  | 0 | 0 |  | 0 | 0 | 0 | 0 |  |  | 0 | 0 | 0 |  | 0 | [5 empty] | 0 |  |  | 0 | [13 empty] | Nos | 1.0 | [10 empty] | Ringlus Electro Controls & Automation PVT LTD | [18 empty] | CGST - RNG | 9.0
[120 empty] | SGST - RNG | 9.0
| 250A Size 1 Type HN HRC Fuse L&T SF94233 | 250A Size 1 Type HN HRC Fuse L&T SF94233 | LTSFU | Nos |  | 250A Size 1 Type HN HRC Fuse L&T SF94233 |  | 0 | 0 | 1 | 1 | 1 | 0.0 | 0.0 | 0.0 | 0 |  |  | 0.0 | Electrical Components | 250A Size 1 Type HN HRC Fuse L&T SF94233 | 0 | 31-12-2099 | Material Transfer |  | 0.0 |  | 0 | 0 |  | 0 | 0 | 0 | 0 |  | 0 | Item Attribute | 1 | Nos | 0.0 | 0.0 | 0 | 0.0 | 0 | L&T | SF94233 | India |  |  | 0 | 0.0 |  | 0 | 0 |  | 0 | 0 | 0 | 0 |  |  | 0 | 0 | 0 |  | 0 | [5 empty] | 0 |  |  | 0 | [13 empty] | Nos | 1.0 | [10 empty] | Ringlus Electro Controls & Automation PVT LTD | [18 empty] | CGST - RNG | 9.0
[120 empty] | SGST - RNG | 9.0
| 315A Size 1 Type HN HRC Fuse L&T SF94234 | 315A Size 1 Type HN HRC Fuse L&T SF94234 | LTSFU | Nos |  | 315A Size 1 Type HN HRC Fuse L&T SF94234 |  | 0 | 0 | 1 | 1 | 1 | 0.0 | 0.0 | 0.0 | 0 |  |  | 0.0 | Electrical Components | 315A Size 1 Type HN HRC Fuse L&T SF94234 | 0 | 31-12-2099 | Material Transfer |  | 0.0 |  | 0 | 0 |  | 0 | 0 | 0 | 0 |  | 0 | Item Attribute | 1 | Nos | 0.0 | 0.0 | 0 | 0.0 | 0 | L&T | SF94234 | India |  |  | 0 | 0.0 |  | 0 | 0 |  | 0 | 0 | 0 | 0 |  |  | 0 | 0 | 0 |  | 0 | [5 empty] | 0 |  |  | 0 | [13 empty] | Nos | 1.0 | [10 empty] | Ringlus Electro Controls & Automation PVT LTD | [18 empty] | CGST - RNG | 9.0
[120 empty] | SGST - RNG | 9.0
| 200A Size 2 Type HN HRC Fuse L&T SF94332 | 200A Size 2 Type HN HRC Fuse L&T SF94332 | LTSFU | Nos |  | 200A Size 2 Type HN HRC Fuse L&T SF94332 |  | 0 | 0 | 1 | 1 | 1 | 0.0 | 0.0 | 0.0 | 0 |  |  | 0.0 | Electrical Components | 200A Size 2 Type HN HRC Fuse L&T SF94332 | 0 | 31-12-2099 | Material Transfer |  | 0.0 |  | 0 | 0 |  | 0 | 0 | 0 | 0 |  | 0 | Item Attribute | 1 | Nos | 0.0 | 0.0 | 0 | 0.0 | 0 | L&T | SF94332 | India |  |  | 0 | 0.0 |  | 0 | 0 |  | 0 | 0 | 0 | 0 |  |  | 0 | 0 | 0 |  | 0 | [5 empty] | 0 |  |  | 0 | [13 empty] | Nos | 1.0 | [10 empty] | Ringlus Electro Controls & Automation PVT LTD | [18 empty] | CGST - RNG | 9.0
[120 empty] | SGST - RNG | 9.0
| 250A Size 2 Type HN HRC Fuse L&T SF94333 | 250A Size 2 Type HN HRC Fuse L&T SF94333 | LTSFU | Nos |  | 250A Size 2 Type HN HRC Fuse L&T SF94333 |  | 0 | 0 | 1 | 1 | 1 | 0.0 | 0.0 | 0.0 | 0 |  |  | 0.0 | Electrical Components | 250A Size 2 Type HN HRC Fuse L&T SF94333 | 0 | 31-12-2099 | Material Transfer |  | 0.0 |  | 0 | 0 |  | 0 | 0 | 0 | 0 |  | 0 | Item Attribute | 1 | Nos | 0.0 | 0.0 | 0 | 0.0 | 0 | L&T | SF94333 | India |  |  | 0 | 0.0 |  | 0 | 0 |  | 0 | 0 | 0 | 0 |  |  | 0 | 0 | 0 |  | 0 | [5 empty] | 0 |  |  | 0 | [13 empty] | Nos | 1.0 | [10 empty] | Ringlus Electro Controls & Automation PVT LTD | [18 empty] | CGST - RNG | 9.0
[120 empty] | SGST - RNG | 9.0
| 315A Size 2 Type HN HRC Fuse L&T SF94334 | 315A Size 2 Type HN HRC Fuse L&T SF94334 | LTSFU | Nos |  | 315A Size 2 Type HN HRC Fuse L&T SF94334 |  | 0 | 0 | 1 | 1 | 1 | 0.0 | 0.0 | 0.0 | 0 |  |  | 0.0 | Electrical Components | 315A Size 2 Type HN HRC Fuse L&T SF94334 | 0 | 31-12-2099 | Material Transfer |  | 0.0 |  | 0 | 0 |  | 0 | 0 | 0 | 0 |  | 0 | Item Attribute | 1 | Nos | 0.0 | 0.0 | 0 | 0.0 | 0 | L&T | SF94334 | India |  |  | 0 | 0.0 |  | 0 | 0 |  | 0 | 0 | 0 | 0 |  |  | 0 | 0 | 0 |  | 0 | [5 empty] | 0 |  |  | 0 | [13 empty] | Nos | 1.0 | [10 empty] | Ringlus Electro Controls & Automation PVT LTD | [18 empty] | CGST - RNG | 9.0
[120 empty] | SGST - RNG | 9.0
| 400A Size 2 Type HN HRC Fuse L&T SF94335 | 400A Size 2 Type HN HRC Fuse L&T SF94335 | LTSFU | Nos |  | 400A Size 2 Type HN HRC Fuse L&T SF94335 |  | 0 | 0 | 1 | 1 | 1 | 0.0 | 0.0 | 0.0 | 0 |  |  | 0.0 | Electrical Components | 400A Size 2 Type HN HRC Fuse L&T SF94335 | 0 | 31-12-2099 | Material Transfer |  | 0.0 |  | 0 | 0 |  | 0 | 0 | 0 | 0 |  | 0 | Item Attribute | 1 | Nos | 0.0 | 0.0 | 0 | 0.0 | 0 | L&T | SF94335 | India |  |  | 0 | 0.0 |  | 0 | 0 |  | 0 | 0 | 0 | 0 |  |  | 0 | 0 | 0 |  | 0 | [5 empty] | 0 |  |  | 0 | [13 empty] | Nos | 1.0 | [10 empty] | Ringlus Electro Controls & Automation PVT LTD | [18 empty] | CGST - RNG | 9.0
[120 empty] | SGST - RNG | 9.0
| 315A Size 3 Type HN HRC Fuse L&T SF94434 | 315A Size 3 Type HN HRC Fuse L&T SF94434 | LTSFU | Nos |  | 315A Size 3 Type HN HRC Fuse L&T SF94434 |  | 0 | 0 | 1 | 1 | 1 | 0.0 | 0.0 | 0.0 | 0 |  |  | 0.0 | Electrical Components | 315A Size 3 Type HN HRC Fuse L&T SF94434 | 0 | 31-12-2099 | Material Transfer |  | 0.0 |  | 0 | 0 |  | 0 | 0 | 0 | 0 |  | 0 | Item Attribute | 1 | Nos | 0.0 | 0.0 | 0 | 0.0 | 0 | L&T | SF94434 | India |  |  | 0 | 0.0 |  | 0 | 0 |  | 0 | 0 | 0 | 0 |  |  | 0 | 0 | 0 |  | 0 | [5 empty] | 0 |  |  | 0 | [13 empty] | Nos | 1.0 | [10 empty] | Ringlus Electro Controls & Automation PVT LTD | [18 empty] | CGST - RNG | 9.0
[120 empty] | SGST - RNG | 9.0
| 400A Size 3 Type HN HRC Fuse L&T SF94435 | 400A Size 3 Type HN HRC Fuse L&T SF94435 | LTSFU | Nos |  | 400A Size 3 Type HN HRC Fuse L&T SF94435 |  | 0 | 0 | 1 | 1 | 1 | 0.0 | 0.0 | 0.0 | 0 |  |  | 0.0 | Electrical Components | 400A Size 3 Type HN HRC Fuse L&T SF94435 | 0 | 31-12-2099 | Material Transfer |  | 0.0 |  | 0 | 0 |  | 0 | 0 | 0 | 0 |  | 0 | Item Attribute | 1 | Nos | 0.0 | 0.0 | 0 | 0.0 | 0 | L&T | SF94435 | India |  |  | 0 | 0.0 |  | 0 | 0 |  | 0 | 0 | 0 | 0 |  |  | 0 | 0 | 0 |  | 0 | [5 empty] | 0 |  |  | 0 | [13 empty] | Nos | 1.0 | [10 empty] | Ringlus Electro Controls & Automation PVT LTD | [18 empty] | CGST - RNG | 9.0
[120 empty] | SGST - RNG | 9.0
| 500A Size 3 Type HN HRC Fuse L&T SF94436 | 500A Size 3 Type HN HRC Fuse L&T SF94436 | LTSFU | Nos |  | 500A Size 3 Type HN HRC Fuse L&T SF94436 |  | 0 | 0 | 1 | 1 | 1 | 0.0 | 0.0 | 0.0 | 0 |  |  | 0.0 | Electrical Components | 500A Size 3 Type HN HRC Fuse L&T SF94436 | 0 | 31-12-2099 | Material Transfer |  | 0.0 |  | 0 | 0 |  | 0 | 0 | 0 | 0 |  | 0 | Item Attribute | 1 | Nos | 0.0 | 0.0 | 0 | 0.0 | 0 | L&T | SF94436 | India |  |  | 0 | 0.0 |  | 0 | 0 |  | 0 | 0 | 0 | 0 |  |  | 0 | 0 | 0 |  | 0 | [5 empty] | 0 |  |  | 0 | [13 empty] | Nos | 1.0 | [10 empty] | Ringlus Electro Controls & Automation PVT LTD | [18 empty] | CGST - RNG | 9.0
[120 empty] | SGST - RNG | 9.0
| 630A Size 3 Type HN HRC Fuse L&T SF94437 | 630A Size 3 Type HN HRC Fuse L&T SF94437 | LTSFU | Nos |  | 630A Size 3 Type HN HRC Fuse L&T SF94437 |  | 0 | 0 | 1 | 1 | 1 | 0.0 | 0.0 | 0.0 | 0 |  |  | 0.0 | Electrical Components | 630A Size 3 Type HN HRC Fuse L&T SF94437 | 0 | 31-12-2099 | Material Transfer |  | 0.0 |  | 0 | 0 |  | 0 | 0 | 0 | 0 |  | 0 | Item Attribute | 1 | Nos | 0.0 | 0.0 | 0 | 0.0 | 0 | L&T | SF94437 | India |  |  | 0 | 0.0 |  | 0 | 0 |  | 0 | 0 | 0 | 0 |  |  | 0 | 0 | 0 |  | 0 | [5 empty] | 0 |  |  | 0 | [13 empty] | Nos | 1.0 | [10 empty] | Ringlus Electro Controls & Automation PVT LTD | [18 empty] | CGST - RNG | 9.0
[120 empty] | SGST - RNG | 9.0
| 800A Size 3 Type HN HRC Fuse L&T SF94938 | 800A Size 3 Type HN HRC Fuse L&T SF94938 | LTSFU | Nos |  | 800A Size 3 Type HN HRC Fuse L&T SF94938 |  | 0 | 0 | 1 | 1 | 1 | 0.0 | 0.0 | 0.0 | 0 |  |  | 0.0 | Electrical Components | 800A Size 3 Type HN HRC Fuse L&T SF94938 | 0 | 31-12-2099 | Material Transfer |  | 0.0 |  | 0 | 0 |  | 0 | 0 | 0 | 0 |  | 0 | Item Attribute | 1 | Nos | 0.0 | 0.0 | 0 | 0.0 | 0 | L&T | SF94938 | India |  |  | 0 | 0.0 |  | 0 | 0 |  | 0 | 0 | 0 | 0 |  |  | 0 | 0 | 0 |  | 0 | [5 empty] | 0 |  |  | 0 | [13 empty] | Nos | 1.0 | [10 empty] | Ringlus Electro Controls & Automation PVT LTD | [18 empty] | CGST - RNG | 9.0
[120 empty] | SGST - RNG | 9.0
| 32A TPN Isolator L&T SK95541OOOO | 32A TPN Isolator L&T SK95541OOOO | LTSFU | Nos |  | 32A TPN Isolator L&T SK95541OOOO |  | 0 | 0 | 1 | 1 | 1 | 0.0 | 0.0 | 0.0 | 0 |  |  | 0.0 | Electrical Components | 32A TPN Isolator L&T SK95541OOOO | 0 | 31-12-2099 | Material Transfer |  | 0.0 |  | 0 | 0 |  | 0 | 0 | 0 | 0 |  | 0 | Item Attribute | 1 | Nos | 0.0 | 0.0 | 0 | 0.0 | 0 | L&T | SK95541OOOO | India |  |  | 0 | 0.0 |  | 0 | 0 |  | 0 | 0 | 0 | 0 |  |  | 0 | 0 | 0 |  | 0 | [5 empty] | 0 |  |  | 0 | [13 empty] | Nos | 1.0 | [10 empty] | Ringlus Electro Controls & Automation PVT LTD | [18 empty] | CGST - RNG | 9.0
[120 empty] | SGST - RNG | 9.0
| 63A TPN Isolator L&T SK95540OOOO | 63A TPN Isolator L&T SK95540OOOO | LTSFU | Nos |  | 63A TPN Isolator L&T SK95540OOOO |  | 0 | 0 | 1 | 1 | 1 | 0.0 | 0.0 | 0.0 | 0 |  |  | 0.0 | Electrical Components | 63A TPN Isolator L&T SK95540OOOO | 0 | 31-12-2099 | Material Transfer |  | 0.0 |  | 0 | 0 |  | 0 | 0 | 0 | 0 |  | 0 | Item Attribute | 1 | Nos | 0.0 | 0.0 | 0 | 0.0 | 0 | L&T | SK95540OOOO | India |  |  | 0 | 0.0 |  | 0 | 0 |  | 0 | 0 | 0 | 0 |  |  | 0 | 0 | 0 |  | 0 | [5 empty] | 0 |  |  | 0 | [13 empty] | Nos | 1.0 | [10 empty] | Ringlus Electro Controls & Automation PVT LTD | [18 empty] | CGST - RNG | 9.0
[120 empty] | SGST - RNG | 9.0
| 100A TPN Isolator L&T SK95571OOOO | 100A TPN Isolator L&T SK95571OOOO | LTSFU | Nos |  | 100A TPN Isolator L&T SK95571OOOO |  | 0 | 0 | 1 | 1 | 1 | 0.0 | 0.0 | 0.0 | 0 |  |  | 0.0 | Electrical Components | 100A TPN Isolator L&T SK95571OOOO | 0 | 31-12-2099 | Material Transfer |  | 0.0 |  | 0 | 0 |  | 0 | 0 | 0 | 0 |  | 0 | Item Attribute | 1 | Nos | 0.0 | 0.0 | 0 | 0.0 | 0 | L&T | SK95571OOOO | India |  |  | 0 | 0.0 |  | 0 | 0 |  | 0 | 0 | 0 | 0 |  |  | 0 | 0 | 0 |  | 0 | [5 empty] | 0 |  |  | 0 | [13 empty] | Nos | 1.0 | [10 empty] | Ringlus Electro Controls & Automation PVT LTD | [18 empty] | CGST - RNG | 9.0
[120 empty] | SGST - RNG | 9.0
| 125A TPN Isolator L&T SK95405OOOO | 125A TPN Isolator L&T SK95405OOOO | LTSFU | Nos |  | 125A TPN Isolator L&T SK95405OOOO |  | 0 | 0 | 1 | 1 | 1 | 0.0 | 0.0 | 0.0 | 0 |  |  | 0.0 | Electrical Components | 125A TPN Isolator L&T SK95405OOOO | 0 | 31-12-2099 | Material Transfer |  | 0.0 |  | 0 | 0 |  | 0 | 0 | 0 | 0 |  | 0 | Item Attribute | 1 | Nos | 0.0 | 0.0 | 0 | 0.0 | 0 | L&T | SK95405OOOO | India |  |  | 0 | 0.0 |  | 0 | 0 |  | 0 | 0 | 0 | 0 |  |  | 0 | 0 | 0 |  | 0 | [5 empty] | 0 |  |  | 0 | [13 empty] | Nos | 1.0 | [10 empty] | Ringlus Electro Controls & Automation PVT LTD | [18 empty] | CGST - RNG | 9.0
[120 empty] | SGST - RNG | 9.0
| 200A TPN Isolator L&T SK95607OOOO | 200A TPN Isolator L&T SK95607OOOO | LTSFU | Nos |  | 200A TPN Isolator L&T SK95607OOOO |  | 0 | 0 | 1 | 1 | 1 | 0.0 | 0.0 | 0.0 | 0 |  |  | 0.0 | Electrical Components | 200A TPN Isolator L&T SK95607OOOO | 0 | 31-12-2099 | Material Transfer |  | 0.0 |  | 0 | 0 |  | 0 | 0 | 0 | 0 |  | 0 | Item Attribute | 1 | Nos | 0.0 | 0.0 | 0 | 0.0 | 0 | L&T | SK95607OOOO | India |  |  | 0 | 0.0 |  | 0 | 0 |  | 0 | 0 | 0 | 0 |  |  | 0 | 0 | 0 |  | 0 | [5 empty] | 0 |  |  | 0 | [13 empty] | Nos | 1.0 | [10 empty] | Ringlus Electro Controls & Automation PVT LTD | [18 empty] | CGST - RNG | 9.0
[120 empty] | SGST - RNG | 9.0
| 250A TPN Isolator L&T SK95683OOOO | 250A TPN Isolator L&T SK95683OOOO | LTSFU | Nos |  | 250A TPN Isolator L&T SK95683OOOO |  | 0 | 0 | 1 | 1 | 1 | 0.0 | 0.0 | 0.0 | 0 |  |  | 0.0 | Electrical Components | 250A TPN Isolator L&T SK95683OOOO | 0 | 31-12-2099 | Material Transfer |  | 0.0 |  | 0 | 0 |  | 0 | 0 | 0 | 0 |  | 0 | Item Attribute | 1 | Nos | 0.0 | 0.0 | 0 | 0.0 | 0 | L&T | SK95683OOOO | India |  |  | 0 | 0.0 |  | 0 | 0 |  | 0 | 0 | 0 | 0 |  |  | 0 | 0 | 0 |  | 0 | [5 empty] | 0 |  |  | 0 | [13 empty] | Nos | 1.0 | [10 empty] | Ringlus Electro Controls & Automation PVT LTD | [18 empty] | CGST - RNG | 9.0
[120 empty] | SGST - RNG | 9.0
| 315A TPN Isolator L&T SK95609OOOO | 315A TPN Isolator L&T SK95609OOOO | LTSFU | Nos |  | 315A TPN Isolator L&T SK95609OOOO |  | 0 | 0 | 1 | 1 | 1 | 0.0 | 0.0 | 0.0 | 0 |  |  | 0.0 | Electrical Components | 315A TPN Isolator L&T SK95609OOOO | 0 | 31-12-2099 | Material Transfer |  | 0.0 |  | 0 | 0 |  | 0 | 0 | 0 | 0 |  | 0 | Item Attribute | 1 | Nos | 0.0 | 0.0 | 0 | 0.0 | 0 | L&T | SK95609OOOO | India |  |  | 0 | 0.0 |  | 0 | 0 |  | 0 | 0 | 0 | 0 |  |  | 0 | 0 | 0 |  | 0 | [5 empty] | 0 |  |  | 0 | [13 empty] | Nos | 1.0 | [10 empty] | Ringlus Electro Controls & Automation PVT LTD | [18 empty] | CGST - RNG | 9.0
[120 empty] | SGST - RNG | 9.0
| 400A TPN Isolator L&T SK95610OOOO | 400A TPN Isolator L&T SK95610OOOO | LTSFU | Nos |  | 400A TPN Isolator L&T SK95610OOOO |  | 0 | 0 | 1 | 1 | 1 | 0.0 | 0.0 | 0.0 | 0 |  |  | 0.0 | Electrical Components | 400A TPN Isolator L&T SK95610OOOO | 0 | 31-12-2099 | Material Transfer |  | 0.0 |  | 0 | 0 |  | 0 | 0 | 0 | 0 |  | 0 | Item Attribute | 1 | Nos | 0.0 | 0.0 | 0 | 0.0 | 0 | L&T | SK95610OOOO | India |  |  | 0 | 0.0 |  | 0 | 0 |  | 0 | 0 | 0 | 0 |  |  | 0 | 0 | 0 |  | 0 | [5 empty] | 0 |  |  | 0 | [13 empty] | Nos | 1.0 | [10 empty] | Ringlus Electro Controls & Automation PVT LTD | [18 empty] | CGST - RNG | 9.0
[120 empty] | SGST - RNG | 9.0
| 630A TPN Isolator L&T SK95611OOOO | 630A TPN Isolator L&T SK95611OOOO | LTSFU | Nos |  | 630A TPN Isolator L&T SK95611OOOO |  | 0 | 0 | 1 | 1 | 1 | 0.0 | 0.0 | 0.0 | 0 |  |  | 0.0 | Electrical Components | 630A TPN Isolator L&T SK95611OOOO | 0 | 31-12-2099 | Material Transfer |  | 0.0 |  | 0 | 0 |  | 0 | 0 | 0 | 0 |  | 0 | Item Attribute | 1 | Nos | 0.0 | 0.0 | 0 | 0.0 | 0 | L&T | SK95611OOOO | India |  |  | 0 | 0.0 |  | 0 | 0 |  | 0 | 0 | 0 | 0 |  |  | 0 | 0 | 0 |  | 0 | [5 empty] | 0 |  |  | 0 | [13 empty] | Nos | 1.0 | [10 empty] | Ringlus Electro Controls & Automation PVT LTD | [18 empty] | CGST - RNG | 9.0
[120 empty] | SGST - RNG | 9.0
| 800A TPN Isolator L&T SK95551OOOO | 800A TPN Isolator L&T SK95551OOOO | LTSFU | Nos |  | 800A TPN Isolator L&T SK95551OOOO |  | 0 | 0 | 1 | 1 | 1 | 0.0 | 0.0 | 0.0 | 0 |  |  | 0.0 | Electrical Components | 800A TPN Isolator L&T SK95551OOOO | 0 | 31-12-2099 | Material Transfer |  | 0.0 |  | 0 | 0 |  | 0 | 0 | 0 | 0 |  | 0 | Item Attribute | 1 | Nos | 0.0 | 0.0 | 0 | 0.0 | 0 | L&T | SK95551OOOO | India |  |  | 0 | 0.0 |  | 0 | 0 |  | 0 | 0 | 0 | 0 |  |  | 0 | 0 | 0 |  | 0 | [5 empty] | 0 |  |  | 0 | [13 empty] | Nos | 1.0 | [10 empty] | Ringlus Electro Controls & Automation PVT LTD | [18 empty] | CGST - RNG | 9.0
[120 empty] | SGST - RNG | 9.0
| 1000A TPN Isolator L&T SK95710OOOO | 1000A TPN Isolator L&T SK95710OOOO | LTSFU | Nos |  | 1000A TPN Isolator L&T SK95710OOOO |  | 0 | 0 | 1 | 1 | 1 | 0.0 | 0.0 | 0.0 | 0 |  |  | 0.0 | Electrical Components | 1000A TPN Isolator L&T SK95710OOOO | 0 | 31-12-2099 | Material Transfer |  | 0.0 |  | 0 | 0 |  | 0 | 0 | 0 | 0 |  | 0 | Item Attribute | 1 | Nos | 0.0 | 0.0 | 0 | 0.0 | 0 | L&T | SK95710OOOO | India |  |  | 0 | 0.0 |  | 0 | 0 |  | 0 | 0 | 0 | 0 |  |  | 0 | 0 | 0 |  | 0 | [5 empty] | 0 |  |  | 0 | [13 empty] | Nos | 1.0 | [10 empty] | Ringlus Electro Controls & Automation PVT LTD | [18 empty] | CGST - RNG | 9.0
[120 empty] | SGST - RNG | 9.0
| 1000ACOS SD 1000 4P Isolator L&T COS1000OO40 | 1000ACOS SD 1000 4P Isolator L&T COS1000OO40 | LTSFU | Nos |  | 1000ACOS SD 1000 4P Isolator L&T COS1000OO40 |  | 0 | 0 | 1 | 1 | 1 | 0.0 | 0.0 | 0.0 | 0 |  |  | 0.0 | Electrical Components | 1000ACOS SD 1000 4P Isolator L&T COS1000OO40 | 0 | 31-12-2099 | Material Transfer |  | 0.0 |  | 0 | 0 |  | 0 | 0 | 0 | 0 |  | 0 | Item Attribute | 1 | Nos | 0.0 | 0.0 | 0 | 0.0 | 0 | L&T | COS1000OO40 | India |  |  | 0 | 0.0 |  | 0 | 0 |  | 0 | 0 | 0 | 0 |  |  | 0 | 0 | 0 |  | 0 | [5 empty] | 0 |  |  | 0 | [13 empty] | Nos | 1.0 | [10 empty] | Ringlus Electro Controls & Automation PVT LTD | [18 empty] | CGST - RNG | 9.0
[120 empty] | SGST - RNG | 9.0
| 1250ACOS SD 1250 4P Isolator L&T COS1250OO40 | 1250ACOS SD 1250 4P Isolator L&T COS1250OO40 | LTSFU | Nos |  | 1250ACOS SD 1250 4P Isolator L&T COS1250OO40 |  | 0 | 0 | 1 | 1 | 1 | 0.0 | 0.0 | 0.0 | 0 |  |  | 0.0 | Electrical Components | 1250ACOS SD 1250 4P Isolator L&T COS1250OO40 | 0 | 31-12-2099 | Material Transfer |  | 0.0 |  | 0 | 0 |  | 0 | 0 | 0 | 0 |  | 0 | Item Attribute | 1 | Nos | 0.0 | 0.0 | 0 | 0.0 | 0 | L&T | COS1250OO40 | India |  |  | 0 | 0.0 |  | 0 | 0 |  | 0 | 0 | 0 | 0 |  |  | 0 | 0 | 0 |  | 0 | [5 empty] | 0 |  |  | 0 | [13 empty] | Nos | 1.0 | [10 empty] | Ringlus Electro Controls & Automation PVT LTD | [18 empty] | CGST - RNG | 9.0
[120 empty] | SGST - RNG | 9.0
| 1600ACOS SD 1600 4P Isolator L&T COS1600OO40 | 1600ACOS SD 1600 4P Isolator L&T COS1600OO40 | LTSFU | Nos |  | 1600ACOS SD 1600 4P Isolator L&T COS1600OO40 |  | 0 | 0 | 1 | 1 | 1 | 0.0 | 0.0 | 0.0 | 0 |  |  | 0.0 | Electrical Components | 1600ACOS SD 1600 4P Isolator L&T COS1600OO40 | 0 | 31-12-2099 | Material Transfer |  | 0.0 |  | 0 | 0 |  | 0 | 0 | 0 | 0 |  | 0 | Item Attribute | 1 | Nos | 0.0 | 0.0 | 0 | 0.0 | 0 | L&T | COS1600OO40 | India |  |  | 0 | 0.0 |  | 0 | 0 |  | 0 | 0 | 0 | 0 |  |  | 0 | 0 | 0 |  | 0 | [5 empty] | 0 |  |  | 0 | [13 empty] | Nos | 1.0 | [10 empty] | Ringlus Electro Controls & Automation PVT LTD | [18 empty] | CGST - RNG | 9.0
[120 empty] | SGST - RNG | 9.0
| 2000ACOS SD 2000 4P Isolator L&T COS2000OO40 | 2000ACOS SD 2000 4P Isolator L&T COS2000OO40 | LTSFU | Nos |  | 2000ACOS SD 2000 4P Isolator L&T COS2000OO40 |  | 0 | 0 | 1 | 1 | 1 | 0.0 | 0.0 | 0.0 | 0 |  |  | 0.0 | Electrical Components | 2000ACOS SD 2000 4P Isolator L&T COS2000OO40 | 0 | 31-12-2099 | Material Transfer |  | 0.0 |  | 0 | 0 |  | 0 | 0 | 0 | 0 |  | 0 | Item Attribute | 1 | Nos | 0.0 | 0.0 | 0 | 0.0 | 0 | L&T | COS2000OO40 | India |  |  | 0 | 0.0 |  | 0 | 0 |  | 0 | 0 | 0 | 0 |  |  | 0 | 0 | 0 |  | 0 | [5 empty] | 0 |  |  | 0 | [13 empty] | Nos | 1.0 | [10 empty] | Ringlus Electro Controls & Automation PVT LTD | [18 empty] | CGST - RNG | 9.0
[120 empty] | SGST - RNG | 9.0
| Neutral Kit FN100/125/160 L&T SK95233 | Neutral Kit FN100/125/160 L&T SK95233 | LTSFU | Nos |  | Neutral Kit FN100/125/160 L&T SK95233 |  | 0 | 0 | 1 | 1 | 1 | 0.0 | 0.0 | 0.0 | 0 |  |  | 0.0 | Electrical Components | Neutral Kit FN100/125/160 L&T SK95233 | 0 | 31-12-2099 | Material Transfer |  | 0.0 |  | 0 | 0 |  | 0 | 0 | 0 | 0 |  | 0 | Item Attribute | 1 | Nos | 0.0 | 0.0 | 0 | 0.0 | 0 | L&T | SK95233 | India |  |  | 0 | 0.0 |  | 0 | 0 |  | 0 | 0 | 0 | 0 |  |  | 0 | 0 | 0 |  | 0 | [5 empty] | 0 |  |  | 0 | [13 empty] | Nos | 1.0 | [10 empty] | Ringlus Electro Controls & Automation PVT LTD | [18 empty] | CGST - RNG | 9.0
[120 empty] | SGST - RNG | 9.0
| Neutral Kit FN200/250 L&T SK95516 | Neutral Kit FN200/250 L&T SK95516 | LTSFU | Nos |  | Neutral Kit FN200/250 L&T SK95516 |  | 0 | 0 | 1 | 1 | 1 | 0.0 | 0.0 | 0.0 | 0 |  |  | 0.0 | Electrical Components | Neutral Kit FN200/250 L&T SK95516 | 0 | 31-12-2099 | Material Transfer |  | 0.0 |  | 0 | 0 |  | 0 | 0 | 0 | 0 |  | 0 | Item Attribute | 1 | Nos | 0.0 | 0.0 | 0 | 0.0 | 0 | L&T | SK95516 | India |  |  | 0 | 0.0 |  | 0 | 0 |  | 0 | 0 | 0 | 0 |  |  | 0 | 0 | 0 |  | 0 | [5 empty] | 0 |  |  | 0 | [13 empty] | Nos | 1.0 | [10 empty] | Ringlus Electro Controls & Automation PVT LTD | [18 empty] | CGST - RNG | 9.0
[120 empty] | SGST - RNG | 9.0
| Neutral Kit FN315/400 L&T SK95517 | Neutral Kit FN315/400 L&T SK95517 | LTSFU | Nos |  | Neutral Kit FN315/400 L&T SK95517 |  | 0 | 0 | 1 | 1 | 1 | 0.0 | 0.0 | 0.0 | 0 |  |  | 0.0 | Electrical Components | Neutral Kit FN315/400 L&T SK95517 | 0 | 31-12-2099 | Material Transfer |  | 0.0 |  | 0 | 0 |  | 0 | 0 | 0 | 0 |  | 0 | Item Attribute | 1 | Nos | 0.0 | 0.0 | 0 | 0.0 | 0 | L&T | SK95517 | India |  |  | 0 | 0.0 |  | 0 | 0 |  | 0 | 0 | 0 | 0 |  |  | 0 | 0 | 0 |  | 0 | [5 empty] | 0 |  |  | 0 | [13 empty] | Nos | 1.0 | [10 empty] | Ringlus Electro Controls & Automation PVT LTD | [18 empty] | CGST - RNG | 9.0
[120 empty] | SGST - RNG | 9.0
| Neutral Kit FN630/800 L&T SK95546 | Neutral Kit FN630/800 L&T SK95546 | LTSFU | Nos |  | Neutral Kit FN630/800 L&T SK95546 |  | 0 | 0 | 1 | 1 | 1 | 0.0 | 0.0 | 0.0 | 0 |  |  | 0.0 | Electrical Components | Neutral Kit FN630/800 L&T SK95546 | 0 | 31-12-2099 | Material Transfer |  | 0.0 |  | 0 | 0 |  | 0 | 0 | 0 | 0 |  | 0 | Item Attribute | 1 | Nos | 0.0 | 0.0 | 0 | 0.0 | 0 | L&T | SK95546 | India |  |  | 0 | 0.0 |  | 0 | 0 |  | 0 | 0 | 0 | 0 |  |  | 0 | 0 | 0 |  | 0 | [5 empty] | 0 |  |  | 0 | [13 empty] | Nos | 1.0 | [10 empty] | Ringlus Electro Controls & Automation PVT LTD | [18 empty] | CGST - RNG | 9.0
[120 empty] | SGST - RNG | 9.0
| 20A 18kA Triple Pole DU100D TMR MCCB L&T CM90517OOCO | 20A 18kA Triple Pole DU100D TMR MCCB L&T CM90517OOCO | LTDUMCCB | Nos |  | 20A 18kA Triple Pole DU100D TMR MCCB L&T CM90517OOCO |  | 0 | 0 | 1 | 1 | 1 | 0.0 | 0.0 | 0.0 | 0 |  |  | 0.0 | Electrical Components | 20A 18kA Triple Pole DU100D TMR MCCB L&T CM90517OOCO | 0 | 31-12-2099 | Material Transfer |  | 0.0 |  | 0 | 0 |  | 0 | 0 | 0 | 0 |  | 0 | Item Attribute | 1 | Nos | 0.0 | 0.0 | 0 | 0.0 | 0 | L&T | CM90517OOCO | India |  |  | 0 | 0.0 |  | 0 | 0 |  | 0 | 0 | 0 | 0 |  |  | 0 | 0 | 0 |  | 0 | [5 empty] | 0 |  |  | 0 | [13 empty] | Nos | 1.0 | [10 empty] | Ringlus Electro Controls & Automation PVT LTD | [18 empty] | CGST - RNG | 9.0
[120 empty] | SGST - RNG | 9.0
| 25A 18kA Triple Pole DU100D TMR MCCB L&T CM90517OODO | 25A 18kA Triple Pole DU100D TMR MCCB L&T CM90517OODO | LTDUMCCB | Nos |  | 25A 18kA Triple Pole DU100D TMR MCCB L&T CM90517OODO |  | 0 | 0 | 1 | 1 | 1 | 0.0 | 0.0 | 0.0 | 0 |  |  | 0.0 | Electrical Components | 25A 18kA Triple Pole DU100D TMR MCCB L&T CM90517OODO | 0 | 31-12-2099 | Material Transfer |  | 0.0 |  | 0 | 0 |  | 0 | 0 | 0 | 0 |  | 0 | Item Attribute | 1 | Nos | 0.0 | 0.0 | 0 | 0.0 | 0 | L&T | CM90517OODO | India |  |  | 0 | 0.0 |  | 0 | 0 |  | 0 | 0 | 0 | 0 |  |  | 0 | 0 | 0 |  | 0 | [5 empty] | 0 |  |  | 0 | [13 empty] | Nos | 1.0 | [10 empty] | Ringlus Electro Controls & Automation PVT LTD | [18 empty] | CGST - RNG | 9.0
[120 empty] | SGST - RNG | 9.0
| 32A 18kA Triple Pole DU100D TMR MCCB L&T CM90517OOEO | 32A 18kA Triple Pole DU100D TMR MCCB L&T CM90517OOEO | LTDUMCCB | Nos |  | 32A 18kA Triple Pole DU100D TMR MCCB L&T CM90517OOEO |  | 0 | 0 | 1 | 1 | 1 | 0.0 | 0.0 | 0.0 | 0 |  |  | 0.0 | Electrical Components | 32A 18kA Triple Pole DU100D TMR MCCB L&T CM90517OOEO | 0 | 31-12-2099 | Material Transfer |  | 0.0 |  | 0 | 0 |  | 0 | 0 | 0 | 0 |  | 0 | Item Attribute | 1 | Nos | 0.0 | 0.0 | 0 | 0.0 | 0 | L&T | CM90517OOEO | India |  |  | 0 | 0.0 |  | 0 | 0 |  | 0 | 0 | 0 | 0 |  |  | 0 | 0 | 0 |  | 0 | [5 empty] | 0 |  |  | 0 | [13 empty] | Nos | 1.0 | [10 empty] | Ringlus Electro Controls & Automation PVT LTD | [18 empty] | CGST - RNG | 9.0
[120 empty] | SGST - RNG | 9.0
| 40A 18kA Triple Pole DU100D TMR MCCB L&T CM90517OOFO | 40A 18kA Triple Pole DU100D TMR MCCB L&T CM90517OOFO | LTDUMCCB | Nos |  | 40A 18kA Triple Pole DU100D TMR MCCB L&T CM90517OOFO |  | 0 | 0 | 1 | 1 | 1 | 0.0 | 0.0 | 0.0 | 0 |  |  | 0.0 | Electrical Components | 40A 18kA Triple Pole DU100D TMR MCCB L&T CM90517OOFO | 0 | 31-12-2099 | Material Transfer |  | 0.0 |  | 0 | 0 |  | 0 | 0 | 0 | 0 |  | 0 | Item Attribute | 1 | Nos | 0.0 | 0.0 | 0 | 0.0 | 0 | L&T | CM90517OOFO | India |  |  | 0 | 0.0 |  | 0 | 0 |  | 0 | 0 | 0 | 0 |  |  | 0 | 0 | 0 |  | 0 | [5 empty] | 0 |  |  | 0 | [13 empty] | Nos | 1.0 | [10 empty] | Ringlus Electro Controls & Automation PVT LTD | [18 empty] | CGST - RNG | 9.0
[120 empty] | SGST - RNG | 9.0
| 50A 18kA Triple Pole DU100D TMR MCCB L&T CM90517OOGO | 50A 18kA Triple Pole DU100D TMR MCCB L&T CM90517OOGO | LTDUMCCB | Nos |  | 50A 18kA Triple Pole DU100D TMR MCCB L&T CM90517OOGO |  | 0 | 0 | 1 | 1 | 1 | 0.0 | 0.0 | 0.0 | 0 |  |  | 0.0 | Electrical Components | 50A 18kA Triple Pole DU100D TMR MCCB L&T CM90517OOGO | 0 | 31-12-2099 | Material Transfer |  | 0.0 |  | 0 | 0 |  | 0 | 0 | 0 | 0 |  | 0 | Item Attribute | 1 | Nos | 0.0 | 0.0 | 0 | 0.0 | 0 | L&T | CM90517OOGO | India |  |  | 0 | 0.0 |  | 0 | 0 |  | 0 | 0 | 0 | 0 |  |  | 0 | 0 | 0 |  | 0 | [5 empty] | 0 |  |  | 0 | [13 empty] | Nos | 1.0 | [10 empty] | Ringlus Electro Controls & Automation PVT LTD | [18 empty] | CGST - RNG | 9.0
[120 empty] | SGST - RNG | 9.0
| 63A 18kA Triple Pole DU100D TMR MCCB L&T CM90517OOHO | 63A 18kA Triple Pole DU100D TMR MCCB L&T CM90517OOHO | LTDUMCCB | Nos |  | 63A 18kA Triple Pole DU100D TMR MCCB L&T CM90517OOHO |  | 0 | 0 | 1 | 1 | 1 | 0.0 | 0.0 | 0.0 | 0 |  |  | 0.0 | Electrical Components | 63A 18kA Triple Pole DU100D TMR MCCB L&T CM90517OOHO | 0 | 31-12-2099 | Material Transfer |  | 0.0 |  | 0 | 0 |  | 0 | 0 | 0 | 0 |  | 0 | Item Attribute | 1 | Nos | 0.0 | 0.0 | 0 | 0.0 | 0 | L&T | CM90517OOHO | India |  |  | 0 | 0.0 |  | 0 | 0 |  | 0 | 0 | 0 | 0 |  |  | 0 | 0 | 0 |  | 0 | [5 empty] | 0 |  |  | 0 | [13 empty] | Nos | 1.0 | [10 empty] | Ringlus Electro Controls & Automation PVT LTD | [18 empty] | CGST - RNG | 9.0
[120 empty] | SGST - RNG | 9.0
| 80A 18kA Triple Pole DU100D TMR MCCB L&T CM90517OOJO | 80A 18kA Triple Pole DU100D TMR MCCB L&T CM90517OOJO | LTDUMCCB | Nos |  | 80A 18kA Triple Pole DU100D TMR MCCB L&T CM90517OOJO |  | 0 | 0 | 1 | 1 | 1 | 0.0 | 0.0 | 0.0 | 0 |  |  | 0.0 | Electrical Components | 80A 18kA Triple Pole DU100D TMR MCCB L&T CM90517OOJO | 0 | 31-12-2099 | Material Transfer |  | 0.0 |  | 0 | 0 |  | 0 | 0 | 0 | 0 |  | 0 | Item Attribute | 1 | Nos | 0.0 | 0.0 | 0 | 0.0 | 0 | L&T | CM90517OOJO | India |  |  | 0 | 0.0 |  | 0 | 0 |  | 0 | 0 | 0 | 0 |  |  | 0 | 0 | 0 |  | 0 | [5 empty] | 0 |  |  | 0 | [13 empty] | Nos | 1.0 | [10 empty] | Ringlus Electro Controls & Automation PVT LTD | [18 empty] | CGST - RNG | 9.0
[120 empty] | SGST - RNG | 9.0
| 100A 18kA Triple Pole DU100D TMR MCCB L&T CM90517OOKO | 100A 18kA Triple Pole DU100D TMR MCCB L&T CM90517OOKO | LTDUMCCB | Nos |  | 100A 18kA Triple Pole DU100D TMR MCCB L&T CM90517OOKO |  | 0 | 0 | 1 | 1 | 1 | 0.0 | 0.0 | 0.0 | 0 |  |  | 0.0 | Electrical Components | 100A 18kA Triple Pole DU100D TMR MCCB L&T CM90517OOKO | 0 | 31-12-2099 | Material Transfer |  | 0.0 |  | 0 | 0 |  | 0 | 0 | 0 | 0 |  | 0 | Item Attribute | 1 | Nos | 0.0 | 0.0 | 0 | 0.0 | 0 | L&T | CM90517OOKO | India |  |  | 0 | 0.0 |  | 0 | 0 |  | 0 | 0 | 0 | 0 |  |  | 0 | 0 | 0 |  | 0 | [5 empty] | 0 |  |  | 0 | [13 empty] | Nos | 1.0 | [10 empty] | Ringlus Electro Controls & Automation PVT LTD | [18 empty] | CGST - RNG | 9.0
[120 empty] | SGST - RNG | 9.0
| 125A 18kA Triple Pole DU125D TMR MCCB L&T CM90676OOLO | 125A 18kA Triple Pole DU125D TMR MCCB L&T CM90676OOLO | LTDUMCCB | Nos |  | 125A 18kA Triple Pole DU125D TMR MCCB L&T CM90676OOLO |  | 0 | 0 | 1 | 1 | 1 | 0.0 | 0.0 | 0.0 | 0 |  |  | 0.0 | Electrical Components | 125A 18kA Triple Pole DU125D TMR MCCB L&T CM90676OOLO | 0 | 31-12-2099 | Material Transfer |  | 0.0 |  | 0 | 0 |  | 0 | 0 | 0 | 0 |  | 0 | Item Attribute | 1 | Nos | 0.0 | 0.0 | 0 | 0.0 | 0 | L&T | CM90676OOLO | India |  |  | 0 | 0.0 |  | 0 | 0 |  | 0 | 0 | 0 | 0 |  |  | 0 | 0 | 0 |  | 0 | [5 empty] | 0 |  |  | 0 | [13 empty] | Nos | 1.0 | [10 empty] | Ringlus Electro Controls & Automation PVT LTD | [18 empty] | CGST - RNG | 9.0
[120 empty] | SGST - RNG | 9.0
| 20A 18kA Four Pole DU100D TMR MCCB L&T CM90518OOCO | 20A 18kA Four Pole DU100D TMR MCCB L&T CM90518OOCO | LTDUMCCB | Nos |  | 20A 18kA Four Pole DU100D TMR MCCB L&T CM90518OOCO |  | 0 | 0 | 1 | 1 | 1 | 0.0 | 0.0 | 0.0 | 0 |  |  | 0.0 | Electrical Components | 20A 18kA Four Pole DU100D TMR MCCB L&T CM90518OOCO | 0 | 31-12-2099 | Material Transfer |  | 0.0 |  | 0 | 0 |  | 0 | 0 | 0 | 0 |  | 0 | Item Attribute | 1 | Nos | 0.0 | 0.0 | 0 | 0.0 | 0 | L&T | CM90518OOC2 | India |  |  | 0 | 0.0 |  | 0 | 0 |  | 0 | 0 | 0 | 0 |  |  | 0 | 0 | 0 |  | 0 | [5 empty] | 0 |  |  | 0 | [13 empty] | Nos | 1.0 | [10 empty] | Ringlus Electro Controls & Automation PVT LTD | [18 empty] | CGST - RNG | 9.0
[120 empty] | SGST - RNG | 9.0
| 25A 18kA Four Pole DU100D TMR MCCB L&T CM90518OODO | 25A 18kA Four Pole DU100D TMR MCCB L&T CM90518OODO | LTDUMCCB | Nos |  | 25A 18kA Four Pole DU100D TMR MCCB L&T CM90518OODO |  | 0 | 0 | 1 | 1 | 1 | 0.0 | 0.0 | 0.0 | 0 |  |  | 0.0 | Electrical Components | 25A 18kA Four Pole DU100D TMR MCCB L&T CM90518OODO | 0 | 31-12-2099 | Material Transfer |  | 0.0 |  | 0 | 0 |  | 0 | 0 | 0 | 0 |  | 0 | Item Attribute | 1 | Nos | 0.0 | 0.0 | 0 | 0.0 | 0 | L&T | CM90518OOD2 | India |  |  | 0 | 0.0 |  | 0 | 0 |  | 0 | 0 | 0 | 0 |  |  | 0 | 0 | 0 |  | 0 | [5 empty] | 0 |  |  | 0 | [13 empty] | Nos | 1.0 | [10 empty] | Ringlus Electro Controls & Automation PVT LTD | [18 empty] | CGST - RNG | 9.0
[120 empty] | SGST - RNG | 9.0
| 32A 18kA Four Pole DU100D TMR MCCB L&T CM90518OOEO | 32A 18kA Four Pole DU100D TMR MCCB L&T CM90518OOEO | LTDUMCCB | Nos |  | 32A 18kA Four Pole DU100D TMR MCCB L&T CM90518OOEO |  | 0 | 0 | 1 | 1 | 1 | 0.0 | 0.0 | 0.0 | 0 |  |  | 0.0 | Electrical Components | 32A 18kA Four Pole DU100D TMR MCCB L&T CM90518OOEO | 0 | 31-12-2099 | Material Transfer |  | 0.0 |  | 0 | 0 |  | 0 | 0 | 0 | 0 |  | 0 | Item Attribute | 1 | Nos | 0.0 | 0.0 | 0 | 0.0 | 0 | L&T | CM90518OOE2 | India |  |  | 0 | 0.0 |  | 0 | 0 |  | 0 | 0 | 0 | 0 |  |  | 0 | 0 | 0 |  | 0 | [5 empty] | 0 |  |  | 0 | [13 empty] | Nos | 1.0 | [10 empty] | Ringlus Electro Controls & Automation PVT LTD | [18 empty] | CGST - RNG | 9.0
[120 empty] | SGST - RNG | 9.0
| 40A 18kA Four Pole DU100D TMR MCCB L&T CM90518OOFO | 40A 18kA Four Pole DU100D TMR MCCB L&T CM90518OOFO | LTDUMCCB | Nos |  | 40A 18kA Four Pole DU100D TMR MCCB L&T CM90518OOFO |  | 0 | 0 | 1 | 1 | 1 | 0.0 | 0.0 | 0.0 | 0 |  |  | 0.0 | Electrical Components | 40A 18kA Four Pole DU100D TMR MCCB L&T CM90518OOFO | 0 | 31-12-2099 | Material Transfer |  | 0.0 |  | 0 | 0 |  | 0 | 0 | 0 | 0 |  | 0 | Item Attribute | 1 | Nos | 0.0 | 0.0 | 0 | 0.0 | 0 | L&T | CM90518OOF2 | India |  |  | 0 | 0.0 |  | 0 | 0 |  | 0 | 0 | 0 | 0 |  |  | 0 | 0 | 0 |  | 0 | [5 empty] | 0 |  |  | 0 | [13 empty] | Nos | 1.0 | [10 empty] | Ringlus Electro Controls & Automation PVT LTD | [18 empty] | CGST - RNG | 9.0
[120 empty] | SGST - RNG | 9.0
| 50A 18kA Four Pole DU100D TMR MCCB L&T CM90518OOGO | 50A 18kA Four Pole DU100D TMR MCCB L&T CM90518OOGO | LTDUMCCB | Nos |  | 50A 18kA Four Pole DU100D TMR MCCB L&T CM90518OOGO |  | 0 | 0 | 1 | 1 | 1 | 0.0 | 0.0 | 0.0 | 0 |  |  | 0.0 | Electrical Components | 50A 18kA Four Pole DU100D TMR MCCB L&T CM90518OOGO | 0 | 31-12-2099 | Material Transfer |  | 0.0 |  | 0 | 0 |  | 0 | 0 | 0 | 0 |  | 0 | Item Attribute | 1 | Nos | 0.0 | 0.0 | 0 | 0.0 | 0 | L&T | CM90518OOG2 | India |  |  | 0 | 0.0 |  | 0 | 0 |  | 0 | 0 | 0 | 0 |  |  | 0 | 0 | 0 |  | 0 | [5 empty] | 0 |  |  | 0 | [13 empty] | Nos | 1.0 | [10 empty] | Ringlus Electro Controls & Automation PVT LTD | [18 empty] | CGST - RNG | 9.0
[120 empty] | SGST - RNG | 9.0
| 63A 18kA Four Pole DU100D TMR MCCB L&T CM90518OOHO | 63A 18kA Four Pole DU100D TMR MCCB L&T CM90518OOHO | LTDUMCCB | Nos |  | 63A 18kA Four Pole DU100D TMR MCCB L&T CM90518OOHO |  | 0 | 0 | 1 | 1 | 1 | 0.0 | 0.0 | 0.0 | 0 |  |  | 0.0 | Electrical Components | 63A 18kA Four Pole DU100D TMR MCCB L&T CM90518OOHO | 0 | 31-12-2099 | Material Transfer |  | 0.0 |  | 0 | 0 |  | 0 | 0 | 0 | 0 |  | 0 | Item Attribute | 1 | Nos | 0.0 | 0.0 | 0 | 0.0 | 0 | L&T | CM90518OOH2 | India |  |  | 0 | 0.0 |  | 0 | 0 |  | 0 | 0 | 0 | 0 |  |  | 0 | 0 | 0 |  | 0 | [5 empty] | 0 |  |  | 0 | [13 empty] | Nos | 1.0 | [10 empty] | Ringlus Electro Controls & Automation PVT LTD | [18 empty] | CGST - RNG | 9.0
[120 empty] | SGST - RNG | 9.0
| 80A 18kA Four Pole DU100D TMR MCCB L&T CM90518OOJO | 80A 18kA Four Pole DU100D TMR MCCB L&T CM90518OOJO | LTDUMCCB | Nos |  | 80A 18kA Four Pole DU100D TMR MCCB L&T CM90518OOJO |  | 0 | 0 | 1 | 1 | 1 | 0.0 | 0.0 | 0.0 | 0 |  |  | 0.0 | Electrical Components | 80A 18kA Four Pole DU100D TMR MCCB L&T CM90518OOJO | 0 | 31-12-2099 | Material Transfer |  | 0.0 |  | 0 | 0 |  | 0 | 0 | 0 | 0 |  | 0 | Item Attribute | 1 | Nos | 0.0 | 0.0 | 0 | 0.0 | 0 | L&T | CM90518OOJ2 | India |  |  | 0 | 0.0 |  | 0 | 0 |  | 0 | 0 | 0 | 0 |  |  | 0 | 0 | 0 |  | 0 | [5 empty] | 0 |  |  | 0 | [13 empty] | Nos | 1.0 | [10 empty] | Ringlus Electro Controls & Automation PVT LTD | [18 empty] | CGST - RNG | 9.0
[120 empty] | SGST - RNG | 9.0
| 100A 18kA Four Pole DU100D TMR MCCB L&T CM90518OOKO | 100A 18kA Four Pole DU100D TMR MCCB L&T CM90518OOKO | LTDUMCCB | Nos |  | 100A 18kA Four Pole DU100D TMR MCCB L&T CM90518OOKO |  | 0 | 0 | 1 | 1 | 1 | 0.0 | 0.0 | 0.0 | 0 |  |  | 0.0 | Electrical Components | 100A 18kA Four Pole DU100D TMR MCCB L&T CM90518OOKO | 0 | 31-12-2099 | Material Transfer |  | 0.0 |  | 0 | 0 |  | 0 | 0 | 0 | 0 |  | 0 | Item Attribute | 1 | Nos | 0.0 | 0.0 | 0 | 0.0 | 0 | L&T | CM90518OOK2 | India |  |  | 0 | 0.0 |  | 0 | 0 |  | 0 | 0 | 0 | 0 |  |  | 0 | 0 | 0 |  | 0 | [5 empty] | 0 |  |  | 0 | [13 empty] | Nos | 1.0 | [10 empty] | Ringlus Electro Controls & Automation PVT LTD | [18 empty] | CGST - RNG | 9.0
[120 empty] | SGST - RNG | 9.0
| 125A 18kA Four Pole DU125D TMR MCCB L&T CM90677OOLO | 125A 18kA Four Pole DU125D TMR MCCB L&T CM90677OOLO | LTDUMCCB | Nos |  | 125A 18kA Four Pole DU125D TMR MCCB L&T CM90677OOLO |  | 0 | 0 | 1 | 1 | 1 | 0.0 | 0.0 | 0.0 | 0 |  |  | 0.0 | Electrical Components | 125A 18kA Four Pole DU125D TMR MCCB L&T CM90677OOLO | 0 | 31-12-2099 | Material Transfer |  | 0.0 |  | 0 | 0 |  | 0 | 0 | 0 | 0 |  | 0 | Item Attribute | 1 | Nos | 0.0 | 0.0 | 0 | 0.0 | 0 | L&T | CM90677OOLO | India |  |  | 0 | 0.0 |  | 0 | 0 |  | 0 | 0 | 0 | 0 |  |  | 0 | 0 | 0 |  | 0 | [5 empty] | 0 |  |  | 0 | [13 empty] | Nos | 1.0 | [10 empty] | Ringlus Electro Controls & Automation PVT LTD | [18 empty] | CGST - RNG | 9.0
[120 empty] | SGST - RNG | 9.0
| 20A 30kA Triple Pole DU100H TMR MCCB L&T CM97894OOC2 | 20A 30kA Triple Pole DU100H TMR MCCB L&T CM97894OOC2 | LTDUMCCB | Nos |  | 20A 30kA Triple Pole DU100H TMR MCCB L&T CM97894OOC2 |  | 0 | 0 | 1 | 1 | 1 | 0.0 | 0.0 | 0.0 | 0 |  |  | 0.0 | Electrical Components | 20A 30kA Triple Pole DU100H TMR MCCB L&T CM97894OOC2 | 0 | 31-12-2099 | Material Transfer |  | 0.0 |  | 0 | 0 |  | 0 | 0 | 0 | 0 |  | 0 | Item Attribute | 1 | Nos | 0.0 | 0.0 | 0 | 0.0 | 0 | L&T | CM97894OOC2 | India |  |  | 0 | 0.0 |  | 0 | 0 |  | 0 | 0 | 0 | 0 |  |  | 0 | 0 | 0 |  | 0 | [5 empty] | 0 |  |  | 0 | [13 empty] | Nos | 1.0 | [10 empty] | Ringlus Electro Controls & Automation PVT LTD | [18 empty] | CGST - RNG | 9.0
[120 empty] | SGST - RNG | 9.0
| 25A 30kA Triple Pole DU100H TMR MCCB L&T CM97894OOD2 | 25A 30kA Triple Pole DU100H TMR MCCB L&T CM97894OOD2 | LTDUMCCB | Nos |  | 25A 30kA Triple Pole DU100H TMR MCCB L&T CM97894OOD2 |  | 0 | 0 | 1 | 1 | 1 | 0.0 | 0.0 | 0.0 | 0 |  |  | 0.0 | Electrical Components | 25A 30kA Triple Pole DU100H TMR MCCB L&T CM97894OOD2 | 0 | 31-12-2099 | Material Transfer |  | 0.0 |  | 0 | 0 |  | 0 | 0 | 0 | 0 |  | 0 | Item Attribute | 1 | Nos | 0.0 | 0.0 | 0 | 0.0 | 0 | L&T | CM97894OOD2 | India |  |  | 0 | 0.0 |  | 0 | 0 |  | 0 | 0 | 0 | 0 |  |  | 0 | 0 | 0 |  | 0 | [5 empty] | 0 |  |  | 0 | [13 empty] | Nos | 1.0 | [10 empty] | Ringlus Electro Controls & Automation PVT LTD | [18 empty] | CGST - RNG | 9.0
[120 empty] | SGST - RNG | 9.0
| 32A 30kA Triple Pole DU100H TMR MCCB L&T CM97894OOE2 | 32A 30kA Triple Pole DU100H TMR MCCB L&T CM97894OOE2 | LTDUMCCB | Nos |  | 32A 30kA Triple Pole DU100H TMR MCCB L&T CM97894OOE2 |  | 0 | 0 | 1 | 1 | 1 | 0.0 | 0.0 | 0.0 | 0 |  |  | 0.0 | Electrical Components | 32A 30kA Triple Pole DU100H TMR MCCB L&T CM97894OOE2 | 0 | 31-12-2099 | Material Transfer |  | 0.0 |  | 0 | 0 |  | 0 | 0 | 0 | 0 |  | 0 | Item Attribute | 1 | Nos | 0.0 | 0.0 | 0 | 0.0 | 0 | L&T | CM97894OOE2 | India |  |  | 0 | 0.0 |  | 0 | 0 |  | 0 | 0 | 0 | 0 |  |  | 0 | 0 | 0 |  | 0 | [5 empty] | 0 |  |  | 0 | [13 empty] | Nos | 1.0 | [10 empty] | Ringlus Electro Controls & Automation PVT LTD | [18 empty] | CGST - RNG | 9.0
[120 empty] | SGST - RNG | 9.0
| 40A 30kA Triple Pole DU100H TMR MCCB L&T CM97894OOF2 | 40A 30kA Triple Pole DU100H TMR MCCB L&T CM97894OOF2 | LTDUMCCB | Nos |  | 40A 30kA Triple Pole DU100H TMR MCCB L&T CM97894OOF2 |  | 0 | 0 | 1 | 1 | 1 | 0.0 | 0.0 | 0.0 | 0 |  |  | 0.0 | Electrical Components | 40A 30kA Triple Pole DU100H TMR MCCB L&T CM97894OOF2 | 0 | 31-12-2099 | Material Transfer |  | 0.0 |  | 0 | 0 |  | 0 | 0 | 0 | 0 |  | 0 | Item Attribute | 1 | Nos | 0.0 | 0.0 | 0 | 0.0 | 0 | L&T | CM97894OOF2 | India |  |  | 0 | 0.0 |  | 0 | 0 |  | 0 | 0 | 0 | 0 |  |  | 0 | 0 | 0 |  | 0 | [5 empty] | 0 |  |  | 0 | [13 empty] | Nos | 1.0 | [10 empty] | Ringlus Electro Controls & Automation PVT LTD | [18 empty] | CGST - RNG | 9.0
[120 empty] | SGST - RNG | 9.0
| 50A 30kA Triple Pole DU100H TMR MCCB L&T CM97894OOG2 | 50A 30kA Triple Pole DU100H TMR MCCB L&T CM97894OOG2 | LTDUMCCB | Nos |  | 50A 30kA Triple Pole DU100H TMR MCCB L&T CM97894OOG2 |  | 0 | 0 | 1 | 1 | 1 | 0.0 | 0.0 | 0.0 | 0 |  |  | 0.0 | Electrical Components | 50A 30kA Triple Pole DU100H TMR MCCB L&T CM97894OOG2 | 0 | 31-12-2099 | Material Transfer |  | 0.0 |  | 0 | 0 |  | 0 | 0 | 0 | 0 |  | 0 | Item Attribute | 1 | Nos | 0.0 | 0.0 | 0 | 0.0 | 0 | L&T | CM97894OOG2 | India |  |  | 0 | 0.0 |  | 0 | 0 |  | 0 | 0 | 0 | 0 |  |  | 0 | 0 | 0 |  | 0 | [5 empty] | 0 |  |  | 0 | [13 empty] | Nos | 1.0 | [10 empty] | Ringlus Electro Controls & Automation PVT LTD | [18 empty] | CGST - RNG | 9.0
[120 empty] | SGST - RNG | 9.0
| 63A 30kA Triple Pole DU100H TMR MCCB L&T CM97894OOH2 | 63A 30kA Triple Pole DU100H TMR MCCB L&T CM97894OOH2 | LTDUMCCB | Nos |  | 63A 30kA Triple Pole DU100H TMR MCCB L&T CM97894OOH2 |  | 0 | 0 | 1 | 1 | 1 | 0.0 | 0.0 | 0.0 | 0 |  |  | 0.0 | Electrical Components | 63A 30kA Triple Pole DU100H TMR MCCB L&T CM97894OOH2 | 0 | 31-12-2099 | Material Transfer |  | 0.0 |  | 0 | 0 |  | 0 | 0 | 0 | 0 |  | 0 | Item Attribute | 1 | Nos | 0.0 | 0.0 | 0 | 0.0 | 0 | L&T | CM97894OOH2 | India |  |  | 0 | 0.0 |  | 0 | 0 |  | 0 | 0 | 0 | 0 |  |  | 0 | 0 | 0 |  | 0 | [5 empty] | 0 |  |  | 0 | [13 empty] | Nos | 1.0 | [10 empty] | Ringlus Electro Controls & Automation PVT LTD | [18 empty] | CGST - RNG | 9.0
[120 empty] | SGST - RNG | 9.0
| 80A 30kA Triple Pole DU100H TMR MCCB L&T CM97894OOJ2 | 80A 30kA Triple Pole DU100H TMR MCCB L&T CM97894OOJ2 | LTDUMCCB | Nos |  | 80A 30kA Triple Pole DU100H TMR MCCB L&T CM97894OOJ2 |  | 0 | 0 | 1 | 1 | 1 | 0.0 | 0.0 | 0.0 | 0 |  |  | 0.0 | Electrical Components | 80A 30kA Triple Pole DU100H TMR MCCB L&T CM97894OOJ2 | 0 | 31-12-2099 | Material Transfer |  | 0.0 |  | 0 | 0 |  | 0 | 0 | 0 | 0 |  | 0 | Item Attribute | 1 | Nos | 0.0 | 0.0 | 0 | 0.0 | 0 | L&T | CM97894OOJ2 | India |  |  | 0 | 0.0 |  | 0 | 0 |  | 0 | 0 | 0 | 0 |  |  | 0 | 0 | 0 |  | 0 | [5 empty] | 0 |  |  | 0 | [13 empty] | Nos | 1.0 | [10 empty] | Ringlus Electro Controls & Automation PVT LTD | [18 empty] | CGST - RNG | 9.0
[120 empty] | SGST - RNG | 9.0
| 100A 30kA Triple Pole DU100H TMR MCCB L&T CM97894OOK2 | 100A 30kA Triple Pole DU100H TMR MCCB L&T CM97894OOK2 | LTDUMCCB | Nos |  | 100A 30kA Triple Pole DU100H TMR MCCB L&T CM97894OOK2 |  | 0 | 0 | 1 | 1 | 1 | 0.0 | 0.0 | 0.0 | 0 |  |  | 0.0 | Electrical Components | 100A 30kA Triple Pole DU100H TMR MCCB L&T CM97894OOK2 | 0 | 31-12-2099 | Material Transfer |  | 0.0 |  | 0 | 0 |  | 0 | 0 | 0 | 0 |  | 0 | Item Attribute | 1 | Nos | 0.0 | 0.0 | 0 | 0.0 | 0 | L&T | CM97894OOK2 | India |  |  | 0 | 0.0 |  | 0 | 0 |  | 0 | 0 | 0 | 0 |  |  | 0 | 0 | 0 |  | 0 | [5 empty] | 0 |  |  | 0 | [13 empty] | Nos | 1.0 | [10 empty] | Ringlus Electro Controls & Automation PVT LTD | [18 empty] | CGST - RNG | 9.0
[120 empty] | SGST - RNG | 9.0
| 125A 30kA Triple Pole DU125H TMR MCCB L&T CM97894OOLO | 125A 30kA Triple Pole DU125H TMR MCCB L&T CM97894OOLO | LTDUMCCB | Nos |  | 125A 30kA Triple Pole DU125H TMR MCCB L&T CM97894OOLO |  | 0 | 0 | 1 | 1 | 1 | 0.0 | 0.0 | 0.0 | 0 |  |  | 0.0 | Electrical Components | 125A 30kA Triple Pole DU125H TMR MCCB L&T CM97894OOLO | 0 | 31-12-2099 | Material Transfer |  | 0.0 |  | 0 | 0 |  | 0 | 0 | 0 | 0 |  | 0 | Item Attribute | 1 | Nos | 0.0 | 0.0 | 0 | 0.0 | 0 | L&T | CM97894OOLO | India |  |  | 0 | 0.0 |  | 0 | 0 |  | 0 | 0 | 0 | 0 |  |  | 0 | 0 | 0 |  | 0 | [5 empty] | 0 |  |  | 0 | [13 empty] | Nos | 1.0 | [10 empty] | Ringlus Electro Controls & Automation PVT LTD | [18 empty] | CGST - RNG | 9.0
[120 empty] | SGST - RNG | 9.0
| 20A 30kA Four Pole DU100H TMR MCCB L&T CM97933OOC2 | 20A 30kA Four Pole DU100H TMR MCCB L&T CM97933OOC2 | LTDUMCCB | Nos |  | 20A 30kA Four Pole DU100H TMR MCCB L&T CM97933OOC2 |  | 0 | 0 | 1 | 1 | 1 | 0.0 | 0.0 | 0.0 | 0 |  |  | 0.0 | Electrical Components | 20A 30kA Four Pole DU100H TMR MCCB L&T CM97933OOC2 | 0 | 31-12-2099 | Material Transfer |  | 0.0 |  | 0 | 0 |  | 0 | 0 | 0 | 0 |  | 0 | Item Attribute | 1 | Nos | 0.0 | 0.0 | 0 | 0.0 | 0 | L&T | CM97933OOC2 | India |  |  | 0 | 0.0 |  | 0 | 0 |  | 0 | 0 | 0 | 0 |  |  | 0 | 0 | 0 |  | 0 | [5 empty] | 0 |  |  | 0 | [13 empty] | Nos | 1.0 | [10 empty] | Ringlus Electro Controls & Automation PVT LTD | [18 empty] | CGST - RNG | 9.0
[120 empty] | SGST - RNG | 9.0
| 25A 30kA Four Pole DU100H TMR MCCB L&T CM97933OOD2 | 25A 30kA Four Pole DU100H TMR MCCB L&T CM97933OOD2 | LTDUMCCB | Nos |  | 25A 30kA Four Pole DU100H TMR MCCB L&T CM97933OOD2 |  | 0 | 0 | 1 | 1 | 1 | 0.0 | 0.0 | 0.0 | 0 |  |  | 0.0 | Electrical Components | 25A 30kA Four Pole DU100H TMR MCCB L&T CM97933OOD2 | 0 | 31-12-2099 | Material Transfer |  | 0.0 |  | 0 | 0 |  | 0 | 0 | 0 | 0 |  | 0 | Item Attribute | 1 | Nos | 0.0 | 0.0 | 0 | 0.0 | 0 | L&T | CM97933OOD2 | India |  |  | 0 | 0.0 |  | 0 | 0 |  | 0 | 0 | 0 | 0 |  |  | 0 | 0 | 0 |  | 0 | [5 empty] | 0 |  |  | 0 | [13 empty] | Nos | 1.0 | [10 empty] | Ringlus Electro Controls & Automation PVT LTD | [18 empty] | CGST - RNG | 9.0
[120 empty] | SGST - RNG | 9.0
| 32A 30kA Four Pole DU100H TMR MCCB L&T CM97933OOE2 | 32A 30kA Four Pole DU100H TMR MCCB L&T CM97933OOE2 | LTDUMCCB | Nos |  | 32A 30kA Four Pole DU100H TMR MCCB L&T CM97933OOE2 |  | 0 | 0 | 1 | 1 | 1 | 0.0 | 0.0 | 0.0 | 0 |  |  | 0.0 | Electrical Components | 32A 30kA Four Pole DU100H TMR MCCB L&T CM97933OOE2 | 0 | 31-12-2099 | Material Transfer |  | 0.0 |  | 0 | 0 |  | 0 | 0 | 0 | 0 |  | 0 | Item Attribute | 1 | Nos | 0.0 | 0.0 | 0 | 0.0 | 0 | L&T | CM97933OOE2 | India |  |  | 0 | 0.0 |  | 0 | 0 |  | 0 | 0 | 0 | 0 |  |  | 0 | 0 | 0 |  | 0 | [5 empty] | 0 |  |  | 0 | [13 empty] | Nos | 1.0 | [10 empty] | Ringlus Electro Controls & Automation PVT LTD | [18 empty] | CGST - RNG | 9.0
[120 empty] | SGST - RNG | 9.0
| 40A 30kA Four Pole DU100H TMR MCCB L&T CM97933OOF2 | 40A 30kA Four Pole DU100H TMR MCCB L&T CM97933OOF2 | LTDUMCCB | Nos |  | 40A 30kA Four Pole DU100H TMR MCCB L&T CM97933OOF2 |  | 0 | 0 | 1 | 1 | 1 | 0.0 | 0.0 | 0.0 | 0 |  |  | 0.0 | Electrical Components | 40A 30kA Four Pole DU100H TMR MCCB L&T CM97933OOF2 | 0 | 31-12-2099 | Material Transfer |  | 0.0 |  | 0 | 0 |  | 0 | 0 | 0 | 0 |  | 0 | Item Attribute | 1 | Nos | 0.0 | 0.0 | 0 | 0.0 | 0 | L&T | CM97933OOF2 | India |  |  | 0 | 0.0 |  | 0 | 0 |  | 0 | 0 | 0 | 0 |  |  | 0 | 0 | 0 |  | 0 | [5 empty] | 0 |  |  | 0 | [13 empty] | Nos | 1.0 | [10 empty] | Ringlus Electro Controls & Automation PVT LTD | [18 empty] | CGST - RNG | 9.0
[120 empty] | SGST - RNG | 9.0
| 50A 30kA Four Pole DU100H TMR MCCB L&T CM97933OOG2 | 50A 30kA Four Pole DU100H TMR MCCB L&T CM97933OOG2 | LTDUMCCB | Nos |  | 50A 30kA Four Pole DU100H TMR MCCB L&T CM97933OOG2 |  | 0 | 0 | 1 | 1 | 1 | 0.0 | 0.0 | 0.0 | 0 |  |  | 0.0 | Electrical Components | 50A 30kA Four Pole DU100H TMR MCCB L&T CM97933OOG2 | 0 | 31-12-2099 | Material Transfer |  | 0.0 |  | 0 | 0 |  | 0 | 0 | 0 | 0 |  | 0 | Item Attribute | 1 | Nos | 0.0 | 0.0 | 0 | 0.0 | 0 | L&T | CM97933OOG2 | India |  |  | 0 | 0.0 |  | 0 | 0 |  | 0 | 0 | 0 | 0 |  |  | 0 | 0 | 0 |  | 0 | [5 empty] | 0 |  |  | 0 | [13 empty] | Nos | 1.0 | [10 empty] | Ringlus Electro Controls & Automation PVT LTD | [18 empty] | CGST - RNG | 9.0
[120 empty] | SGST - RNG | 9.0
| 63A 30kA Four Pole DU100H TMR MCCB L&T CM97933OOH2 | 63A 30kA Four Pole DU100H TMR MCCB L&T CM97933OOH2 | LTDUMCCB | Nos |  | 63A 30kA Four Pole DU100H TMR MCCB L&T CM97933OOH2 |  | 0 | 0 | 1 | 1 | 1 | 0.0 | 0.0 | 0.0 | 0 |  |  | 0.0 | Electrical Components | 63A 30kA Four Pole DU100H TMR MCCB L&T CM97933OOH2 | 0 | 31-12-2099 | Material Transfer |  | 0.0 |  | 0 | 0 |  | 0 | 0 | 0 | 0 |  | 0 | Item Attribute | 1 | Nos | 0.0 | 0.0 | 0 | 0.0 | 0 | L&T | CM97933OOH2 | India |  |  | 0 | 0.0 |  | 0 | 0 |  | 0 | 0 | 0 | 0 |  |  | 0 | 0 | 0 |  | 0 | [5 empty] | 0 |  |  | 0 | [13 empty] | Nos | 1.0 | [10 empty] | Ringlus Electro Controls & Automation PVT LTD | [18 empty] | CGST - RNG | 9.0
[120 empty] | SGST - RNG | 9.0
| 80A 30kA Four Pole DU100H TMR MCCB L&T CM97933OOJ2 | 80A 30kA Four Pole DU100H TMR MCCB L&T CM97933OOJ2 | LTDUMCCB | Nos |  | 80A 30kA Four Pole DU100H TMR MCCB L&T CM97933OOJ2 |  | 0 | 0 | 1 | 1 | 1 | 0.0 | 0.0 | 0.0 | 0 |  |  | 0.0 | Electrical Components | 80A 30kA Four Pole DU100H TMR MCCB L&T CM97933OOJ2 | 0 | 31-12-2099 | Material Transfer |  | 0.0 |  | 0 | 0 |  | 0 | 0 | 0 | 0 |  | 0 | Item Attribute | 1 | Nos | 0.0 | 0.0 | 0 | 0.0 | 0 | L&T | CM97933OOJ2 | India |  |  | 0 | 0.0 |  | 0 | 0 |  | 0 | 0 | 0 | 0 |  |  | 0 | 0 | 0 |  | 0 | [5 empty] | 0 |  |  | 0 | [13 empty] | Nos | 1.0 | [10 empty] | Ringlus Electro Controls & Automation PVT LTD | [18 empty] | CGST - RNG | 9.0
[120 empty] | SGST - RNG | 9.0
| 100A 30kA Four Pole DU100H TMR MCCB L&T CM9793300K2 | 100A 30kA Four Pole DU100H TMR MCCB L&T CM9793300K2 | LTDUMCCB | Nos |  | 100A 30kA Four Pole DU100H TMR MCCB L&T CM9793300K2 |  | 0 | 0 | 1 | 1 | 1 | 0.0 | 0.0 | 0.0 | 0 |  |  | 0.0 | Electrical Components | 100A 30kA Four Pole DU100H TMR MCCB L&T CM9793300K2 | 0 | 31-12-2099 | Material Transfer |  | 0.0 |  | 0 | 0 |  | 0 | 0 | 0 | 0 |  | 0 | Item Attribute | 1 | Nos | 0.0 | 0.0 | 0 | 0.0 | 0 | L&T | CM9793300K2 | India |  |  | 0 | 0.0 |  | 0 | 0 |  | 0 | 0 | 0 | 0 |  |  | 0 | 0 | 0 |  | 0 | [5 empty] | 0 |  |  | 0 | [13 empty] | Nos | 1.0 | [10 empty] | Ringlus Electro Controls & Automation PVT LTD | [18 empty] | CGST - RNG | 9.0
[120 empty] | SGST - RNG | 9.0
| 125A 30kA Four Pole DU125H TMR MCCB L&T CM90679OOLO | 125A 30kA Four Pole DU125H TMR MCCB L&T CM90679OOLO | LTDUMCCB | Nos |  | 125A 30kA Four Pole DU125H TMR MCCB L&T CM90679OOLO |  | 0 | 0 | 1 | 1 | 1 | 0.0 | 0.0 | 0.0 | 0 |  |  | 0.0 | Electrical Components | 125A 30kA Four Pole DU125H TMR MCCB L&T CM90679OOLO | 0 | 31-12-2099 | Material Transfer |  | 0.0 |  | 0 | 0 |  | 0 | 0 | 0 | 0 |  | 0 | Item Attribute | 1 | Nos | 0.0 | 0.0 | 0 | 0.0 | 0 | L&T | CM90679OOLO | India |  |  | 0 | 0.0 |  | 0 | 0 |  | 0 | 0 | 0 | 0 |  |  | 0 | 0 | 0 |  | 0 | [5 empty] | 0 |  |  | 0 | [13 empty] | Nos | 1.0 | [10 empty] | Ringlus Electro Controls & Automation PVT LTD | [18 empty] | CGST - RNG | 9.0
[120 empty] | SGST - RNG | 9.0
| 160A 25kA Triple Pole DU250C TMR MCCB L&T CM90631OOMO | 160A 25kA Triple Pole DU250C TMR MCCB L&T CM90631OOMO | LTDUMCCB | Nos |  | 160A 25kA Triple Pole DU250C TMR MCCB L&T CM90631OOMO |  | 0 | 0 | 1 | 1 | 1 | 0.0 | 0.0 | 0.0 | 0 |  |  | 0.0 | Electrical Components | 160A 25kA Triple Pole DU250C TMR MCCB L&T CM90631OOMO | 0 | 31-12-2099 | Material Transfer |  | 0.0 |  | 0 | 0 |  | 0 | 0 | 0 | 0 |  | 0 | Item Attribute | 1 | Nos | 0.0 | 0.0 | 0 | 0.0 | 0 | L&T | CM90631OOMO | India |  |  | 0 | 0.0 |  | 0 | 0 |  | 0 | 0 | 0 | 0 |  |  | 0 | 0 | 0 |  | 0 | [5 empty] | 0 |  |  | 0 | [13 empty] | Nos | 1.0 | [10 empty] | Ringlus Electro Controls & Automation PVT LTD | [18 empty] | CGST - RNG | 9.0
[120 empty] | SGST - RNG | 9.0
| 200A 25kA Triple Pole DU250C TMR MCCB L&T CM90631OONO | 200A 25kA Triple Pole DU250C TMR MCCB L&T CM90631OONO | LTDUMCCB | Nos |  | 200A 25kA Triple Pole DU250C TMR MCCB L&T CM90631OONO |  | 0 | 0 | 1 | 1 | 1 | 0.0 | 0.0 | 0.0 | 0 |  |  | 0.0 | Electrical Components | 200A 25kA Triple Pole DU250C TMR MCCB L&T CM90631OONO | 0 | 31-12-2099 | Material Transfer |  | 0.0 |  | 0 | 0 |  | 0 | 0 | 0 | 0 |  | 0 | Item Attribute | 1 | Nos | 0.0 | 0.0 | 0 | 0.0 | 0 | L&T | CM90631OONO | India |  |  | 0 | 0.0 |  | 0 | 0 |  | 0 | 0 | 0 | 0 |  |  | 0 | 0 | 0 |  | 0 | [5 empty] | 0 |  |  | 0 | [13 empty] | Nos | 1.0 | [10 empty] | Ringlus Electro Controls & Automation PVT LTD | [18 empty] | CGST - RNG | 9.0
[120 empty] | SGST - RNG | 9.0
| 250A 25kA Triple Pole DU250C TMR MCCB L&T CM90631OOPO | 250A 25kA Triple Pole DU250C TMR MCCB L&T CM90631OOPO | LTDUMCCB | Nos |  | 250A 25kA Triple Pole DU250C TMR MCCB L&T CM90631OOPO |  | 0 | 0 | 1 | 1 | 1 | 0.0 | 0.0 | 0.0 | 0 |  |  | 0.0 | Electrical Components | 250A 25kA Triple Pole DU250C TMR MCCB L&T CM90631OOPO | 0 | 31-12-2099 | Material Transfer |  | 0.0 |  | 0 | 0 |  | 0 | 0 | 0 | 0 |  | 0 | Item Attribute | 1 | Nos | 0.0 | 0.0 | 0 | 0.0 | 0 | L&T | CM90631OOPO | India |  |  | 0 | 0.0 |  | 0 | 0 |  | 0 | 0 | 0 | 0 |  |  | 0 | 0 | 0 |  | 0 | [5 empty] | 0 |  |  | 0 | [13 empty] | Nos | 1.0 | [10 empty] | Ringlus Electro Controls & Automation PVT LTD | [18 empty] | CGST - RNG | 9.0
[120 empty] | SGST - RNG | 9.0
| 160A 36kA Triple Pole DU250 TMR MCCB L&T CM98062OOOO | 160A 36kA Triple Pole DU250 TMR MCCB L&T CM98062OOOO | LTDUMCCB | Nos |  | 160A 36kA Triple Pole DU250 TMR MCCB L&T CM98062OOOO |  | 0 | 0 | 1 | 1 | 1 | 0.0 | 0.0 | 0.0 | 0 |  |  | 0.0 | Electrical Components | 160A 36kA Triple Pole DU250 TMR MCCB L&T CM98062OOOO | 0 | 31-12-2099 | Material Transfer |  | 0.0 |  | 0 | 0 |  | 0 | 0 | 0 | 0 |  | 0 | Item Attribute | 1 | Nos | 0.0 | 0.0 | 0 | 0.0 | 0 | L&T | CM98062OOOO | India |  |  | 0 | 0.0 |  | 0 | 0 |  | 0 | 0 | 0 | 0 |  |  | 0 | 0 | 0 |  | 0 | [5 empty] | 0 |  |  | 0 | [13 empty] | Nos | 1.0 | [10 empty] | Ringlus Electro Controls & Automation PVT LTD | [18 empty] | CGST - RNG | 9.0
[120 empty] | SGST - RNG | 9.0
| 200A 36kA Triple Pole DU250 TMR MCCB L&T CM98061OOOO | 200A 36kA Triple Pole DU250 TMR MCCB L&T CM98061OOOO | LTDUMCCB | Nos |  | 200A 36kA Triple Pole DU250 TMR MCCB L&T CM98061OOOO |  | 0 | 0 | 1 | 1 | 1 | 0.0 | 0.0 | 0.0 | 0 |  |  | 0.0 | Electrical Components | 200A 36kA Triple Pole DU250 TMR MCCB L&T CM98061OOOO | 0 | 31-12-2099 | Material Transfer |  | 0.0 |  | 0 | 0 |  | 0 | 0 | 0 | 0 |  | 0 | Item Attribute | 1 | Nos | 0.0 | 0.0 | 0 | 0.0 | 0 | L&T | CM98061OOOO | India |  |  | 0 | 0.0 |  | 0 | 0 |  | 0 | 0 | 0 | 0 |  |  | 0 | 0 | 0 |  | 0 | [5 empty] | 0 |  |  | 0 | [13 empty] | Nos | 1.0 | [10 empty] | Ringlus Electro Controls & Automation PVT LTD | [18 empty] | CGST - RNG | 9.0
[120 empty] | SGST - RNG | 9.0
| 250A 36kA Triple Pole DU250 TMR MCCB L&T CM98060OOOO | 250A 36kA Triple Pole DU250 TMR MCCB L&T CM98060OOOO | LTDUMCCB | Nos |  | 250A 36kA Triple Pole DU250 TMR MCCB L&T CM98060OOOO |  | 0 | 0 | 1 | 1 | 1 | 0.0 | 0.0 | 0.0 | 0 |  |  | 0.0 | Electrical Components | 250A 36kA Triple Pole DU250 TMR MCCB L&T CM98060OOOO | 0 | 31-12-2099 | Material Transfer |  | 0.0 |  | 0 | 0 |  | 0 | 0 | 0 | 0 |  | 0 | Item Attribute | 1 | Nos | 0.0 | 0.0 | 0 | 0.0 | 0 | L&T | CM98060OOOO | India |  |  | 0 | 0.0 |  | 0 | 0 |  | 0 | 0 | 0 | 0 |  |  | 0 | 0 | 0 |  | 0 | [5 empty] | 0 |  |  | 0 | [13 empty] | Nos | 1.0 | [10 empty] | Ringlus Electro Controls & Automation PVT LTD | [18 empty] | CGST - RNG | 9.0
[120 empty] | SGST - RNG | 9.0
| 320A 50kA Triple Pole DU400N TMR MCCB L&T CM98402OOQO | 320A 50kA Triple Pole DU400N TMR MCCB L&T CM98402OOQO | LTDUMCCB | Nos |  | 320A 50kA Triple Pole DU400N TMR MCCB L&T CM98402OOQO |  | 0 | 0 | 1 | 1 | 1 | 0.0 | 0.0 | 0.0 | 0 |  |  | 0.0 | Electrical Components | 320A 50kA Triple Pole DU400N TMR MCCB L&T CM98402OOQO | 0 | 31-12-2099 | Material Transfer |  | 0.0 |  | 0 | 0 |  | 0 | 0 | 0 | 0 |  | 0 | Item Attribute | 1 | Nos | 0.0 | 0.0 | 0 | 0.0 | 0 | L&T | CM98402OOQO | India |  |  | 0 | 0.0 |  | 0 | 0 |  | 0 | 0 | 0 | 0 |  |  | 0 | 0 | 0 |  | 0 | [5 empty] | 0 |  |  | 0 | [13 empty] | Nos | 1.0 | [10 empty] | Ringlus Electro Controls & Automation PVT LTD | [18 empty] | CGST - RNG | 9.0
[120 empty] | SGST - RNG | 9.0
| 400A 50kA Triple Pole DU400N TMR MCCB L&T CM98402OORO | 400A 50kA Triple Pole DU400N TMR MCCB L&T CM98402OORO | LTDUMCCB | Nos |  | 400A 50kA Triple Pole DU400N TMR MCCB L&T CM98402OORO |  | 0 | 0 | 1 | 1 | 1 | 0.0 | 0.0 | 0.0 | 0 |  |  | 0.0 | Electrical Components | 400A 50kA Triple Pole DU400N TMR MCCB L&T CM98402OORO | 0 | 31-12-2099 | Material Transfer |  | 0.0 |  | 0 | 0 |  | 0 | 0 | 0 | 0 |  | 0 | Item Attribute | 1 | Nos | 0.0 | 0.0 | 0 | 0.0 | 0 | L&T | CM98402OORO | India |  |  | 0 | 0.0 |  | 0 | 0 |  | 0 | 0 | 0 | 0 |  |  | 0 | 0 | 0 |  | 0 | [5 empty] | 0 |  |  | 0 | [13 empty] | Nos | 1.0 | [10 empty] | Ringlus Electro Controls & Automation PVT LTD | [18 empty] | CGST - RNG | 9.0
[120 empty] | SGST - RNG | 9.0
| 160A 25kA Four Pole DU250CTMR MCCB L&T CM90634OOMO | 160A 25kA Four Pole DU250CTMR MCCB L&T CM90634OOMO | LTDUMCCB | Nos |  | 160A 25kA Four Pole DU250CTMR MCCB L&T CM90634OOMO |  | 0 | 0 | 1 | 1 | 1 | 0.0 | 0.0 | 0.0 | 0 |  |  | 0.0 | Electrical Components | 160A 25kA Four Pole DU250CTMR MCCB L&T CM90634OOMO | 0 | 31-12-2099 | Material Transfer |  | 0.0 |  | 0 | 0 |  | 0 | 0 | 0 | 0 |  | 0 | Item Attribute | 1 | Nos | 0.0 | 0.0 | 0 | 0.0 | 0 | L&T | CM90634OOMO | India |  |  | 0 | 0.0 |  | 0 | 0 |  | 0 | 0 | 0 | 0 |  |  | 0 | 0 | 0 |  | 0 | [5 empty] | 0 |  |  | 0 | [13 empty] | Nos | 1.0 | [10 empty] | Ringlus Electro Controls & Automation PVT LTD | [18 empty] | CGST - RNG | 9.0
[120 empty] | SGST - RNG | 9.0
| 200A 25kA Four Pole DU250C TMR MCCB L&T CM90634OONO | 200A 25kA Four Pole DU250C TMR MCCB L&T CM90634OONO | LTDUMCCB | Nos |  | 200A 25kA Four Pole DU250C TMR MCCB L&T CM90634OONO |  | 0 | 0 | 1 | 1 | 1 | 0.0 | 0.0 | 0.0 | 0 |  |  | 0.0 | Electrical Components | 200A 25kA Four Pole DU250C TMR MCCB L&T CM90634OONO | 0 | 31-12-2099 | Material Transfer |  | 0.0 |  | 0 | 0 |  | 0 | 0 | 0 | 0 |  | 0 | Item Attribute | 1 | Nos | 0.0 | 0.0 | 0 | 0.0 | 0 | L&T | CM90634OONO | India |  |  | 0 | 0.0 |  | 0 | 0 |  | 0 | 0 | 0 | 0 |  |  | 0 | 0 | 0 |  | 0 | [5 empty] | 0 |  |  | 0 | [13 empty] | Nos | 1.0 | [10 empty] | Ringlus Electro Controls & Automation PVT LTD | [18 empty] | CGST - RNG | 9.0
[120 empty] | SGST - RNG | 9.0
| 250A 25kA Four Pole DU250C TMR MCCB L&T CM90634OOPO | 250A 25kA Four Pole DU250C TMR MCCB L&T CM90634OOPO | LTDUMCCB | Nos |  | 250A 25kA Four Pole DU250C TMR MCCB L&T CM90634OOPO |  | 0 | 0 | 1 | 1 | 1 | 0.0 | 0.0 | 0.0 | 0 |  |  | 0.0 | Electrical Components | 250A 25kA Four Pole DU250C TMR MCCB L&T CM90634OOPO | 0 | 31-12-2099 | Material Transfer |  | 0.0 |  | 0 | 0 |  | 0 | 0 | 0 | 0 |  | 0 | Item Attribute | 1 | Nos | 0.0 | 0.0 | 0 | 0.0 | 0 | L&T | CM90634OOPO | India |  |  | 0 | 0.0 |  | 0 | 0 |  | 0 | 0 | 0 | 0 |  |  | 0 | 0 | 0 |  | 0 | [5 empty] | 0 |  |  | 0 | [13 empty] | Nos | 1.0 | [10 empty] | Ringlus Electro Controls & Automation PVT LTD | [18 empty] | CGST - RNG | 9.0
[120 empty] | SGST - RNG | 9.0
| 160A 36kA Four Pole DU250 TMR MCCB L&T CM98065OOMO | 160A 36kA Four Pole DU250 TMR MCCB L&T CM98065OOMO | LTDUMCCB | Nos |  | 160A 36kA Four Pole DU250 TMR MCCB L&T CM98065OOMO |  | 0 | 0 | 1 | 1 | 1 | 0.0 | 0.0 | 0.0 | 0 |  |  | 0.0 | Electrical Components | 160A 36kA Four Pole DU250 TMR MCCB L&T CM98065OOMO | 0 | 31-12-2099 | Material Transfer |  | 0.0 |  | 0 | 0 |  | 0 | 0 | 0 | 0 |  | 0 | Item Attribute | 1 | Nos | 0.0 | 0.0 | 0 | 0.0 | 0 | L&T | CM98065OOMO | India |  |  | 0 | 0.0 |  | 0 | 0 |  | 0 | 0 | 0 | 0 |  |  | 0 | 0 | 0 |  | 0 | [5 empty] | 0 |  |  | 0 | [13 empty] | Nos | 1.0 | [10 empty] | Ringlus Electro Controls & Automation PVT LTD | [18 empty] | CGST - RNG | 9.0
[120 empty] | SGST - RNG | 9.0
| 200A 36kA Four Pole DU250 TMR MCCB L&T CM98065OONO | 200A 36kA Four Pole DU250 TMR MCCB L&T CM98065OONO | LTDUMCCB | Nos |  | 200A 36kA Four Pole DU250 TMR MCCB L&T CM98065OONO |  | 0 | 0 | 1 | 1 | 1 | 0.0 | 0.0 | 0.0 | 0 |  |  | 0.0 | Electrical Components | 200A 36kA Four Pole DU250 TMR MCCB L&T CM98065OONO | 0 | 31-12-2099 | Material Transfer |  | 0.0 |  | 0 | 0 |  | 0 | 0 | 0 | 0 |  | 0 | Item Attribute | 1 | Nos | 0.0 | 0.0 | 0 | 0.0 | 0 | L&T | CM98065OONO | India |  |  | 0 | 0.0 |  | 0 | 0 |  | 0 | 0 | 0 | 0 |  |  | 0 | 0 | 0 |  | 0 | [5 empty] | 0 |  |  | 0 | [13 empty] | Nos | 1.0 | [10 empty] | Ringlus Electro Controls & Automation PVT LTD | [18 empty] | CGST - RNG | 9.0
[120 empty] | SGST - RNG | 9.0
| 250A 36kA Four Pole DU250 TMR MCCB L&T CM98404OOPO | 250A 36kA Four Pole DU250 TMR MCCB L&T CM98404OOPO | LTDUMCCB | Nos |  | 250A 36kA Four Pole DU250 TMR MCCB L&T CM98404OOPO |  | 0 | 0 | 1 | 1 | 1 | 0.0 | 0.0 | 0.0 | 0 |  |  | 0.0 | Electrical Components | 250A 36kA Four Pole DU250 TMR MCCB L&T CM98404OOPO | 0 | 31-12-2099 | Material Transfer |  | 0.0 |  | 0 | 0 |  | 0 | 0 | 0 | 0 |  | 0 | Item Attribute | 1 | Nos | 0.0 | 0.0 | 0 | 0.0 | 0 | L&T | CM98404OOPO | India |  |  | 0 | 0.0 |  | 0 | 0 |  | 0 | 0 | 0 | 0 |  |  | 0 | 0 | 0 |  | 0 | [5 empty] | 0 |  |  | 0 | [13 empty] | Nos | 1.0 | [10 empty] | Ringlus Electro Controls & Automation PVT LTD | [18 empty] | CGST - RNG | 9.0
[120 empty] | SGST - RNG | 9.0
| 320A 50kA Four Pole DU400N TMR MCCB L&T CM98404OOQO | 320A 50kA Four Pole DU400N TMR MCCB L&T CM98404OOQO | LTDUMCCB | Nos |  | 320A 50kA Four Pole DU400N TMR MCCB L&T CM98404OOQO |  | 0 | 0 | 1 | 1 | 1 | 0.0 | 0.0 | 0.0 | 0 |  |  | 0.0 | Electrical Components | 320A 50kA Four Pole DU400N TMR MCCB L&T CM98404OOQO | 0 | 31-12-2099 | Material Transfer |  | 0.0 |  | 0 | 0 |  | 0 | 0 | 0 | 0 |  | 0 | Item Attribute | 1 | Nos | 0.0 | 0.0 | 0 | 0.0 | 0 | L&T | CM98404OOQO | India |  |  | 0 | 0.0 |  | 0 | 0 |  | 0 | 0 | 0 | 0 |  |  | 0 | 0 | 0 |  | 0 | [5 empty] | 0 |  |  | 0 | [13 empty] | Nos | 1.0 | [10 empty] | Ringlus Electro Controls & Automation PVT LTD | [18 empty] | CGST - RNG | 9.0
[120 empty] | SGST - RNG | 9.0
| 400A 50kA Four Pole DU400NTMR MCCB L&T CM98404OORO | 400A 50kA Four Pole DU400NTMR MCCB L&T CM98404OORO | LTDUMCCB | Nos |  | 400A 50kA Four Pole DU400NTMR MCCB L&T CM98404OORO |  | 0 | 0 | 1 | 1 | 1 | 0.0 | 0.0 | 0.0 | 0 |  |  | 0.0 | Electrical Components | 400A 50kA Four Pole DU400NTMR MCCB L&T CM98404OORO | 0 | 31-12-2099 | Material Transfer |  | 0.0 |  | 0 | 0 |  | 0 | 0 | 0 | 0 |  | 0 | Item Attribute | 1 | Nos | 0.0 | 0.0 | 0 | 0.0 | 0 | L&T | CM98404OORO | India |  |  | 0 | 0.0 |  | 0 | 0 |  | 0 | 0 | 0 | 0 |  |  | 0 | 0 | 0 |  | 0 | [5 empty] | 0 |  |  | 0 | [13 empty] | Nos | 1.0 | [10 empty] | Ringlus Electro Controls & Automation PVT LTD | [18 empty] | CGST - RNG | 9.0
[120 empty] | SGST - RNG | 9.0
| Extended Rotary Handle DU100D/DU125D/DU100H/DU125H L&T CM97896OOOO | Extended Rotary Handle DU100D/DU125D/DU100H/DU125H L&T CM97896OOOO | LTDUMCCB | Nos |  | Extended Rotary Handle DU100D/DU125D/DU100H/DU125H L&T CM97896OOOO |  | 0 | 0 | 1 | 1 | 1 | 0.0 | 0.0 | 0.0 | 0 |  |  | 0.0 | Electrical Components | Extended Rotary Handle DU100D/DU125D/DU100H/DU125H L&T CM97896OOOO | 0 | 31-12-2099 | Material Transfer |  | 0.0 |  | 0 | 0 |  | 0 | 0 | 0 | 0 |  | 0 | Item Attribute | 1 | Nos | 0.0 | 0.0 | 0 | 0.0 | 0 | L&T | CM97896OOOO | India |  |  | 0 | 0.0 |  | 0 | 0 |  | 0 | 0 | 0 | 0 |  |  | 0 | 0 | 0 |  | 0 | [5 empty] | 0 |  |  | 0 | [13 empty] | Nos | 1.0 | [10 empty] | Ringlus Electro Controls & Automation PVT LTD | [18 empty] | CGST - RNG | 9.0
[120 empty] | SGST - RNG | 9.0
| Extended Rotary Handle DU250C/DU250 L&T CM98041OOOO | Extended Rotary Handle DU250C/DU250 L&T CM98041OOOO | LTDUMCCB | Nos |  | Extended Rotary Handle DU250C/DU250 L&T CM98041OOOO |  | 0 | 0 | 1 | 1 | 1 | 0.0 | 0.0 | 0.0 | 0 |  |  | 0.0 | Electrical Components | Extended Rotary Handle DU250C/DU250 L&T CM98041OOOO | 0 | 31-12-2099 | Material Transfer |  | 0.0 |  | 0 | 0 |  | 0 | 0 | 0 | 0 |  | 0 | Item Attribute | 1 | Nos | 0.0 | 0.0 | 0 | 0.0 | 0 | L&T | CM98041OOOO | India |  |  | 0 | 0.0 |  | 0 | 0 |  | 0 | 0 | 0 | 0 |  |  | 0 | 0 | 0 |  | 0 | [5 empty] | 0 |  |  | 0 | [13 empty] | Nos | 1.0 | [10 empty] | Ringlus Electro Controls & Automation PVT LTD | [18 empty] | CGST - RNG | 9.0
[120 empty] | SGST - RNG | 9.0
| Two Pole Spreader Terminal DU100H L&T CM97785OOO2 | Two Pole Spreader Terminal DU100H L&T CM97785OOO2 | LTDUMCCB | Nos |  | Two Pole Spreader Terminal DU100H L&T CM97785OOO2 |  | 0 | 0 | 1 | 1 | 1 | 0.0 | 0.0 | 0.0 | 0 |  |  | 0.0 | Electrical Components | Two Pole Spreader Terminal DU100H L&T CM97785OOO2 | 0 | 31-12-2099 | Material Transfer |  | 0.0 |  | 0 | 0 |  | 0 | 0 | 0 | 0 |  | 0 | Item Attribute | 1 | Nos | 0.0 | 0.0 | 0 | 0.0 | 0 | L&T | CM97785OOO2 | India |  |  | 0 | 0.0 |  | 0 | 0 |  | 0 | 0 | 0 | 0 |  |  | 0 | 0 | 0 |  | 0 | [5 empty] | 0 |  |  | 0 | [13 empty] | Nos | 1.0 | [10 empty] | Ringlus Electro Controls & Automation PVT LTD | [18 empty] | CGST - RNG | 9.0
[120 empty] | SGST - RNG | 9.0
| Two Pole Spreader Terminal DU125H L&T CM91199OOLO | Two Pole Spreader Terminal DU125H L&T CM91199OOLO | LTDUMCCB | Nos |  | Two Pole Spreader Terminal DU125H L&T CM91199OOLO |  | 0 | 0 | 1 | 1 | 1 | 0.0 | 0.0 | 0.0 | 0 |  |  | 0.0 | Electrical Components | Two Pole Spreader Terminal DU125H L&T CM91199OOLO | 0 | 31-12-2099 | Material Transfer |  | 0.0 |  | 0 | 0 |  | 0 | 0 | 0 | 0 |  | 0 | Item Attribute | 1 | Nos | 0.0 | 0.0 | 0 | 0.0 | 0 | L&T | CM91199OOLO | India |  |  | 0 | 0.0 |  | 0 | 0 |  | 0 | 0 | 0 | 0 |  |  | 0 | 0 | 0 |  | 0 | [5 empty] | 0 |  |  | 0 | [13 empty] | Nos | 1.0 | [10 empty] | Ringlus Electro Controls & Automation PVT LTD | [18 empty] | CGST - RNG | 9.0
[120 empty] | SGST - RNG | 9.0
| Two Pole Spreader Terminal DU250 L&T CM90960OOOO | Two Pole Spreader Terminal DU250 L&T CM90960OOOO | LTDUMCCB | Nos |  | Two Pole Spreader Terminal DU250 L&T CM90960OOOO |  | 0 | 0 | 1 | 1 | 1 | 0.0 | 0.0 | 0.0 | 0 |  |  | 0.0 | Electrical Components | Two Pole Spreader Terminal DU250 L&T CM90960OOOO | 0 | 31-12-2099 | Material Transfer |  | 0.0 |  | 0 | 0 |  | 0 | 0 | 0 | 0 |  | 0 | Item Attribute | 1 | Nos | 0.0 | 0.0 | 0 | 0.0 | 0 | L&T | CM90960OOOO | India |  |  | 0 | 0.0 |  | 0 | 0 |  | 0 | 0 | 0 | 0 |  |  | 0 | 0 | 0 |  | 0 | [5 empty] | 0 |  |  | 0 | [13 empty] | Nos | 1.0 | [10 empty] | Ringlus Electro Controls & Automation PVT LTD | [18 empty] | CGST - RNG | 9.0
[120 empty] | SGST - RNG | 9.0
| Triple Pole Spreader Terminal DU100D/DU100H L&T CM97785OOOO | Triple Pole Spreader Terminal DU100D/DU100H L&T CM97785OOOO | LTDUMCCB | Nos |  | Triple Pole Spreader Terminal DU100D/DU100H L&T CM97785OOOO |  | 0 | 0 | 1 | 1 | 1 | 0.0 | 0.0 | 0.0 | 0 |  |  | 0.0 | Electrical Components | Triple Pole Spreader Terminal DU100D/DU100H L&T CM97785OOOO | 0 | 31-12-2099 | Material Transfer |  | 0.0 |  | 0 | 0 |  | 0 | 0 | 0 | 0 |  | 0 | Item Attribute | 1 | Nos | 0.0 | 0.0 | 0 | 0.0 | 0 | L&T | CM97785OOOO | India |  |  | 0 | 0.0 |  | 0 | 0 |  | 0 | 0 | 0 | 0 |  |  | 0 | 0 | 0 |  | 0 | [5 empty] | 0 |  |  | 0 | [13 empty] | Nos | 1.0 | [10 empty] | Ringlus Electro Controls & Automation PVT LTD | [18 empty] | CGST - RNG | 9.0
[120 empty] | SGST - RNG | 9.0
| Triple Pole Spreader Terminal DU125D/125H L&T CM90687OOLO | Triple Pole Spreader Terminal DU125D/125H L&T CM90687OOLO | LTDUMCCB | Nos |  | Triple Pole Spreader Terminal DU125D/125H L&T CM90687OOLO |  | 0 | 0 | 1 | 1 | 1 | 0.0 | 0.0 | 0.0 | 0 |  |  | 0.0 | Electrical Components | Triple Pole Spreader Terminal DU125D/125H L&T CM90687OOLO | 0 | 31-12-2099 | Material Transfer |  | 0.0 |  | 0 | 0 |  | 0 | 0 | 0 | 0 |  | 0 | Item Attribute | 1 | Nos | 0.0 | 0.0 | 0 | 0.0 | 0 | L&T | CM90687OOLO | India |  |  | 0 | 0.0 |  | 0 | 0 |  | 0 | 0 | 0 | 0 |  |  | 0 | 0 | 0 |  | 0 | [5 empty] | 0 |  |  | 0 | [13 empty] | Nos | 1.0 | [10 empty] | Ringlus Electro Controls & Automation PVT LTD | [18 empty] | CGST - RNG | 9.0
[120 empty] | SGST - RNG | 9.0
| Triple Pole Spreader Terminal DU250C/DU250 L&T ST98053OOOO | Triple Pole Spreader Terminal DU250C/DU250 L&T ST98053OOOO | LTDUMCCB | Nos |  | Triple Pole Spreader Terminal DU250C/DU250 L&T ST98053OOOO |  | 0 | 0 | 1 | 1 | 1 | 0.0 | 0.0 | 0.0 | 0 |  |  | 0.0 | Electrical Components | Triple Pole Spreader Terminal DU250C/DU250 L&T ST98053OOOO | 0 | 31-12-2099 | Material Transfer |  | 0.0 |  | 0 | 0 |  | 0 | 0 | 0 | 0 |  | 0 | Item Attribute | 1 | Nos | 0.0 | 0.0 | 0 | 0.0 | 0 | L&T | ST98053OOOO | India |  |  | 0 | 0.0 |  | 0 | 0 |  | 0 | 0 | 0 | 0 |  |  | 0 | 0 | 0 |  | 0 | [5 empty] | 0 |  |  | 0 | [13 empty] | Nos | 1.0 | [10 empty] | Ringlus Electro Controls & Automation PVT LTD | [18 empty] | CGST - RNG | 9.0
[120 empty] | SGST - RNG | 9.0
| Triple Pole Spreader Terminal DU400N L&T ST98065OOOO | Triple Pole Spreader Terminal DU400N L&T ST98065OOOO | LTDUMCCB | Nos |  | Triple Pole Spreader Terminal DU400N L&T ST98065OOOO |  | 0 | 0 | 1 | 1 | 1 | 0.0 | 0.0 | 0.0 | 0 |  |  | 0.0 | Electrical Components | Triple Pole Spreader Terminal DU400N L&T ST98065OOOO | 0 | 31-12-2099 | Material Transfer |  | 0.0 |  | 0 | 0 |  | 0 | 0 | 0 | 0 |  | 0 | Item Attribute | 1 | Nos | 0.0 | 0.0 | 0 | 0.0 | 0 | L&T | ST98065OOOO | India |  |  | 0 | 0.0 |  | 0 | 0 |  | 0 | 0 | 0 | 0 |  |  | 0 | 0 | 0 |  | 0 | [5 empty] | 0 |  |  | 0 | [13 empty] | Nos | 1.0 | [10 empty] | Ringlus Electro Controls & Automation PVT LTD | [18 empty] | CGST - RNG | 9.0
[120 empty] | SGST - RNG | 9.0
| Four Pole Spreader Terminal DU100D/DU100H L&T CM97921OOOO | Four Pole Spreader Terminal DU100D/DU100H L&T CM97921OOOO | LTDUMCCB | Nos |  | Four Pole Spreader Terminal DU100D/DU100H L&T CM97921OOOO |  | 0 | 0 | 1 | 1 | 1 | 0.0 | 0.0 | 0.0 | 0 |  |  | 0.0 | Electrical Components | Four Pole Spreader Terminal DU100D/DU100H L&T CM97921OOOO | 0 | 31-12-2099 | Material Transfer |  | 0.0 |  | 0 | 0 |  | 0 | 0 | 0 | 0 |  | 0 | Item Attribute | 1 | Nos | 0.0 | 0.0 | 0 | 0.0 | 0 | L&T | CM97921OOOO | India |  |  | 0 | 0.0 |  | 0 | 0 |  | 0 | 0 | 0 | 0 |  |  | 0 | 0 | 0 |  | 0 | [5 empty] | 0 |  |  | 0 | [13 empty] | Nos | 1.0 | [10 empty] | Ringlus Electro Controls & Automation PVT LTD | [18 empty] | CGST - RNG | 9.0
[120 empty] | SGST - RNG | 9.0
| Four Pole Spreader Terminal DU125D/DU125H L&T CM90688OOLO | Four Pole Spreader Terminal DU125D/DU125H L&T CM90688OOLO | LTDUMCCB | Nos |  | Four Pole Spreader Terminal DU125D/DU125H L&T CM90688OOLO |  | 0 | 0 | 1 | 1 | 1 | 0.0 | 0.0 | 0.0 | 0 |  |  | 0.0 | Electrical Components | Four Pole Spreader Terminal DU125D/DU125H L&T CM90688OOLO | 0 | 31-12-2099 | Material Transfer |  | 0.0 |  | 0 | 0 |  | 0 | 0 | 0 | 0 |  | 0 | Item Attribute | 1 | Nos | 0.0 | 0.0 | 0 | 0.0 | 0 | L&T | CM90688OOLO | India |  |  | 0 | 0.0 |  | 0 | 0 |  | 0 | 0 | 0 | 0 |  |  | 0 | 0 | 0 |  | 0 | [5 empty] | 0 |  |  | 0 | [13 empty] | Nos | 1.0 | [10 empty] | Ringlus Electro Controls & Automation PVT LTD | [18 empty] | CGST - RNG | 9.0
[120 empty] | SGST - RNG | 9.0
| Four Pole Spreader Terminal DU250C/DU250 L&T CM92007OOOO | Four Pole Spreader Terminal DU250C/DU250 L&T CM92007OOOO | LTDUMCCB | Nos |  | Four Pole Spreader Terminal DU250C/DU250 L&T CM92007OOOO |  | 0 | 0 | 1 | 1 | 1 | 0.0 | 0.0 | 0.0 | 0 |  |  | 0.0 | Electrical Components | Four Pole Spreader Terminal DU250C/DU250 L&T CM92007OOOO | 0 | 31-12-2099 | Material Transfer |  | 0.0 |  | 0 | 0 |  | 0 | 0 | 0 | 0 |  | 0 | Item Attribute | 1 | Nos | 0.0 | 0.0 | 0 | 0.0 | 0 | L&T | CM92007OOOO | India |  |  | 0 | 0.0 |  | 0 | 0 |  | 0 | 0 | 0 | 0 |  |  | 0 | 0 | 0 |  | 0 | [5 empty] | 0 |  |  | 0 | [13 empty] | Nos | 1.0 | [10 empty] | Ringlus Electro Controls & Automation PVT LTD | [18 empty] | CGST - RNG | 9.0
[120 empty] | SGST - RNG | 9.0
| Shunt Release Type DU100H And DU250 MCCB L&T CM97883OOMO | Shunt Release Type DU100H And DU250 MCCB L&T CM97883OOMO | LTDUMCCB | Nos |  | Shunt Release Type DU100H And DU250 MCCB L&T CM97883OOMO |  | 0 | 0 | 1 | 1 | 1 | 0.0 | 0.0 | 0.0 | 0 |  |  | 0.0 | Electrical Components | Shunt Release Type DU100H And DU250 MCCB L&T CM97883OOMO | 0 | 31-12-2099 | Material Transfer |  | 0.0 |  | 0 | 0 |  | 0 | 0 | 0 | 0 |  | 0 | Item Attribute | 1 | Nos | 0.0 | 0.0 | 0 | 0.0 | 0 | L&T | CM97883OOMO | India |  |  | 0 | 0.0 |  | 0 | 0 |  | 0 | 0 | 0 | 0 |  |  | 0 | 0 | 0 |  | 0 | [5 empty] | 0 |  |  | 0 | [13 empty] | Nos | 1.0 | [10 empty] | Ringlus Electro Controls & Automation PVT LTD | [18 empty] | CGST - RNG | 9.0
[120 empty] | SGST - RNG | 9.0
| AuxiliaryContact 1NO For DU MCCB L&T CM97886OOOO | AuxiliaryContact 1NO For DU MCCB L&T CM97886OOOO | LTDUMCCB | Nos |  | AuxiliaryContact 1NO For DU MCCB L&T CM97886OOOO |  | 0 | 0 | 1 | 1 | 1 | 0.0 | 0.0 | 0.0 | 0 |  |  | 0.0 | Electrical Components | AuxiliaryContact 1NO For DU MCCB L&T CM97886OOOO | 0 | 31-12-2099 | Material Transfer |  | 0.0 |  | 0 | 0 |  | 0 | 0 | 0 | 0 |  | 0 | Item Attribute | 1 | Nos | 0.0 | 0.0 | 0 | 0.0 | 0 | L&T | CM97886OOOO | India |  |  | 0 | 0.0 |  | 0 | 0 |  | 0 | 0 | 0 | 0 |  |  | 0 | 0 | 0 |  | 0 | [5 empty] | 0 |  |  | 0 | [13 empty] | Nos | 1.0 | [10 empty] | Ringlus Electro Controls & Automation PVT LTD | [18 empty] | CGST - RNG | 9.0
[120 empty] | SGST - RNG | 9.0
| 20A 25kA Triple Pole DN0 TMR MCCB L&T CM91612OODOOG | 20A 25kA Triple Pole DN0 TMR MCCB L&T CM91612OODOOG | LTDN0MCCB | Nos |  | 20A 25kA Triple Pole DN0 TMR MCCB L&T CM91612OODOOG |  | 0 | 0 | 1 | 1 | 1 | 0.0 | 0.0 | 0.0 | 0 |  |  | 0.0 | Electrical Components | 20A 25kA Triple Pole DN0 TMR MCCB L&T CM91612OODOOG | 0 | 31-12-2099 | Material Transfer |  | 0.0 |  | 0 | 0 |  | 0 | 0 | 0 | 0 |  | 0 | Item Attribute | 1 | Nos | 0.0 | 0.0 | 0 | 0.0 | 0 | L&T | CM91612OODOOG | India |  |  | 0 | 0.0 |  | 0 | 0 |  | 0 | 0 | 0 | 0 |  |  | 0 | 0 | 0 |  | 0 | [5 empty] | 0 |  |  | 0 | [13 empty] | Nos | 1.0 | [10 empty] | Ringlus Electro Controls & Automation PVT LTD | [18 empty] | CGST - RNG | 9.0
[120 empty] | SGST - RNG | 9.0
| 25A 25kA Triple Pole DN0 TMR MCCB L&T CM91612OODOOG | 25A 25kA Triple Pole DN0 TMR MCCB L&T CM91612OODOOG | LTDN0MCCB | Nos |  | 25A 25kA Triple Pole DN0 TMR MCCB L&T CM91612OODOOG |  | 0 | 0 | 1 | 1 | 1 | 0.0 | 0.0 | 0.0 | 0 |  |  | 0.0 | Electrical Components | 25A 25kA Triple Pole DN0 TMR MCCB L&T CM91612OODOOG | 0 | 31-12-2099 | Material Transfer |  | 0.0 |  | 0 | 0 |  | 0 | 0 | 0 | 0 |  | 0 | Item Attribute | 1 | Nos | 0.0 | 0.0 | 0 | 0.0 | 0 | L&T | CM91612OODOOG | India |  |  | 0 | 0.0 |  | 0 | 0 |  | 0 | 0 | 0 | 0 |  |  | 0 | 0 | 0 |  | 0 | [5 empty] | 0 |  |  | 0 | [13 empty] | Nos | 1.0 | [10 empty] | Ringlus Electro Controls & Automation PVT LTD | [18 empty] | CGST - RNG | 9.0
[120 empty] | SGST - RNG | 9.0
| 32A 25kA Triple Pole DN0 TMR MCCB L&T CM91612OOEOOG | 32A 25kA Triple Pole DN0 TMR MCCB L&T CM91612OOEOOG | LTDN0MCCB | Nos |  | 32A 25kA Triple Pole DN0 TMR MCCB L&T CM91612OOEOOG |  | 0 | 0 | 1 | 1 | 1 | 0.0 | 0.0 | 0.0 | 0 |  |  | 0.0 | Electrical Components | 32A 25kA Triple Pole DN0 TMR MCCB L&T CM91612OOEOOG | 0 | 31-12-2099 | Material Transfer |  | 0.0 |  | 0 | 0 |  | 0 | 0 | 0 | 0 |  | 0 | Item Attribute | 1 | Nos | 0.0 | 0.0 | 0 | 0.0 | 0 | L&T | CM91612OOEOOG | India |  |  | 0 | 0.0 |  | 0 | 0 |  | 0 | 0 | 0 | 0 |  |  | 0 | 0 | 0 |  | 0 | [5 empty] | 0 |  |  | 0 | [13 empty] | Nos | 1.0 | [10 empty] | Ringlus Electro Controls & Automation PVT LTD | [18 empty] | CGST - RNG | 9.0
[120 empty] | SGST - RNG | 9.0
| 40A 25kA Triple Pole DN0 TMR MCCB L&T CM91612OOFOOG | 40A 25kA Triple Pole DN0 TMR MCCB L&T CM91612OOFOOG | LTDN0MCCB | Nos |  | 40A 25kA Triple Pole DN0 TMR MCCB L&T CM91612OOFOOG |  | 0 | 0 | 1 | 1 | 1 | 0.0 | 0.0 | 0.0 | 0 |  |  | 0.0 | Electrical Components | 40A 25kA Triple Pole DN0 TMR MCCB L&T CM91612OOFOOG | 0 | 31-12-2099 | Material Transfer |  | 0.0 |  | 0 | 0 |  | 0 | 0 | 0 | 0 |  | 0 | Item Attribute | 1 | Nos | 0.0 | 0.0 | 0 | 0.0 | 0 | L&T | CM91612OOFOOG | India |  |  | 0 | 0.0 |  | 0 | 0 |  | 0 | 0 | 0 | 0 |  |  | 0 | 0 | 0 |  | 0 | [5 empty] | 0 |  |  | 0 | [13 empty] | Nos | 1.0 | [10 empty] | Ringlus Electro Controls & Automation PVT LTD | [18 empty] | CGST - RNG | 9.0
[120 empty] | SGST - RNG | 9.0
| 50A 25kA Triple Pole DN0 TMR MCCB L&T CM91612OOGOOG | 50A 25kA Triple Pole DN0 TMR MCCB L&T CM91612OOGOOG | LTDN0MCCB | Nos |  | 50A 25kA Triple Pole DN0 TMR MCCB L&T CM91612OOGOOG |  | 0 | 0 | 1 | 1 | 1 | 0.0 | 0.0 | 0.0 | 0 |  |  | 0.0 | Electrical Components | 50A 25kA Triple Pole DN0 TMR MCCB L&T CM91612OOGOOG | 0 | 31-12-2099 | Material Transfer |  | 0.0 |  | 0 | 0 |  | 0 | 0 | 0 | 0 |  | 0 | Item Attribute | 1 | Nos | 0.0 | 0.0 | 0 | 0.0 | 0 | L&T | CM91612OOGOOG | India |  |  | 0 | 0.0 |  | 0 | 0 |  | 0 | 0 | 0 | 0 |  |  | 0 | 0 | 0 |  | 0 | [5 empty] | 0 |  |  | 0 | [13 empty] | Nos | 1.0 | [10 empty] | Ringlus Electro Controls & Automation PVT LTD | [18 empty] | CGST - RNG | 9.0
[120 empty] | SGST - RNG | 9.0
| 63A 25kA Triple Pole DN0 TMR MCCB L&T CM91612OOHOOG | 63A 25kA Triple Pole DN0 TMR MCCB L&T CM91612OOHOOG | LTDN0MCCB | Nos |  | 63A 25kA Triple Pole DN0 TMR MCCB L&T CM91612OOHOOG |  | 0 | 0 | 1 | 1 | 1 | 0.0 | 0.0 | 0.0 | 0 |  |  | 0.0 | Electrical Components | 63A 25kA Triple Pole DN0 TMR MCCB L&T CM91612OOHOOG | 0 | 31-12-2099 | Material Transfer |  | 0.0 |  | 0 | 0 |  | 0 | 0 | 0 | 0 |  | 0 | Item Attribute | 1 | Nos | 0.0 | 0.0 | 0 | 0.0 | 0 | L&T | CM91612OOHOOG | India |  |  | 0 | 0.0 |  | 0 | 0 |  | 0 | 0 | 0 | 0 |  |  | 0 | 0 | 0 |  | 0 | [5 empty] | 0 |  |  | 0 | [13 empty] | Nos | 1.0 | [10 empty] | Ringlus Electro Controls & Automation PVT LTD | [18 empty] | CGST - RNG | 9.0
[120 empty] | SGST - RNG | 9.0
| 80A 25kA Triple Pole DN0 TMR MCCB L&T CM91612OOJOOG | 80A 25kA Triple Pole DN0 TMR MCCB L&T CM91612OOJOOG | LTDN0MCCB | Nos |  | 80A 25kA Triple Pole DN0 TMR MCCB L&T CM91612OOJOOG |  | 0 | 0 | 1 | 1 | 1 | 0.0 | 0.0 | 0.0 | 0 |  |  | 0.0 | Electrical Components | 80A 25kA Triple Pole DN0 TMR MCCB L&T CM91612OOJOOG | 0 | 31-12-2099 | Material Transfer |  | 0.0 |  | 0 | 0 |  | 0 | 0 | 0 | 0 |  | 0 | Item Attribute | 1 | Nos | 0.0 | 0.0 | 0 | 0.0 | 0 | L&T | CM91612OOJOOG | India |  |  | 0 | 0.0 |  | 0 | 0 |  | 0 | 0 | 0 | 0 |  |  | 0 | 0 | 0 |  | 0 | [5 empty] | 0 |  |  | 0 | [13 empty] | Nos | 1.0 | [10 empty] | Ringlus Electro Controls & Automation PVT LTD | [18 empty] | CGST - RNG | 9.0
[120 empty] | SGST - RNG | 9.0
| 100A 25kA Triple Pole DN0 TMR MCCB L&T CM91612OOKOOG | 100A 25kA Triple Pole DN0 TMR MCCB L&T CM91612OOKOOG | LTDN0MCCB | Nos |  | 100A 25kA Triple Pole DN0 TMR MCCB L&T CM91612OOKOOG |  | 0 | 0 | 1 | 1 | 1 | 0.0 | 0.0 | 0.0 | 0 |  |  | 0.0 | Electrical Components | 100A 25kA Triple Pole DN0 TMR MCCB L&T CM91612OOKOOG | 0 | 31-12-2099 | Material Transfer |  | 0.0 |  | 0 | 0 |  | 0 | 0 | 0 | 0 |  | 0 | Item Attribute | 1 | Nos | 0.0 | 0.0 | 0 | 0.0 | 0 | L&T | CM91612OOKOOG | India |  |  | 0 | 0.0 |  | 0 | 0 |  | 0 | 0 | 0 | 0 |  |  | 0 | 0 | 0 |  | 0 | [5 empty] | 0 |  |  | 0 | [13 empty] | Nos | 1.0 | [10 empty] | Ringlus Electro Controls & Automation PVT LTD | [18 empty] | CGST - RNG | 9.0
[120 empty] | SGST - RNG | 9.0
| 125A 25kA Triple Pole DN1 TMR MCCB L&T CM90638OOLO | 125A 25kA Triple Pole DN1 TMR MCCB L&T CM90638OOLO | LTDN1MCCB | Nos |  | 125A 25kA Triple Pole DN1 TMR MCCB L&T CM90638OOLO |  | 0 | 0 | 1 | 1 | 1 | 0.0 | 0.0 | 0.0 | 0 |  |  | 0.0 | Electrical Components | 125A 25kA Triple Pole DN1 TMR MCCB L&T CM90638OOLO | 0 | 31-12-2099 | Material Transfer |  | 0.0 |  | 0 | 0 |  | 0 | 0 | 0 | 0 |  | 0 | Item Attribute | 1 | Nos | 0.0 | 0.0 | 0 | 0.0 | 0 | L&T | CM90638OOLO | India |  |  | 0 | 0.0 |  | 0 | 0 |  | 0 | 0 | 0 | 0 |  |  | 0 | 0 | 0 |  | 0 | [5 empty] | 0 |  |  | 0 | [13 empty] | Nos | 1.0 | [10 empty] | Ringlus Electro Controls & Automation PVT LTD | [18 empty] | CGST - RNG | 9.0
[120 empty] | SGST - RNG | 9.0
| 160A 25kA Triple Pole DN1 TMR MCCB L&T CM90638OOMO | 160A 25kA Triple Pole DN1 TMR MCCB L&T CM90638OOMO | LTDN1MCCB | Nos |  | 160A 25kA Triple Pole DN1 TMR MCCB L&T CM90638OOMO |  | 0 | 0 | 1 | 1 | 1 | 0.0 | 0.0 | 0.0 | 0 |  |  | 0.0 | Electrical Components | 160A 25kA Triple Pole DN1 TMR MCCB L&T CM90638OOMO | 0 | 31-12-2099 | Material Transfer |  | 0.0 |  | 0 | 0 |  | 0 | 0 | 0 | 0 |  | 0 | Item Attribute | 1 | Nos | 0.0 | 0.0 | 0 | 0.0 | 0 | L&T | CM90638OOMO | India |  |  | 0 | 0.0 |  | 0 | 0 |  | 0 | 0 | 0 | 0 |  |  | 0 | 0 | 0 |  | 0 | [5 empty] | 0 |  |  | 0 | [13 empty] | Nos | 1.0 | [10 empty] | Ringlus Electro Controls & Automation PVT LTD | [18 empty] | CGST - RNG | 9.0
[120 empty] | SGST - RNG | 9.0
| 200A 25kA Triple Pole DN1 TMR MCCB L&T CM90638OONO | 200A 25kA Triple Pole DN1 TMR MCCB L&T CM90638OONO | LTDN1MCCB | Nos |  | 200A 25kA Triple Pole DN1 TMR MCCB L&T CM90638OONO |  | 0 | 0 | 1 | 1 | 1 | 0.0 | 0.0 | 0.0 | 0 |  |  | 0.0 | Electrical Components | 200A 25kA Triple Pole DN1 TMR MCCB L&T CM90638OONO | 0 | 31-12-2099 | Material Transfer |  | 0.0 |  | 0 | 0 |  | 0 | 0 | 0 | 0 |  | 0 | Item Attribute | 1 | Nos | 0.0 | 0.0 | 0 | 0.0 | 0 | L&T | CM90638OONO | India |  |  | 0 | 0.0 |  | 0 | 0 |  | 0 | 0 | 0 | 0 |  |  | 0 | 0 | 0 |  | 0 | [5 empty] | 0 |  |  | 0 | [13 empty] | Nos | 1.0 | [10 empty] | Ringlus Electro Controls & Automation PVT LTD | [18 empty] | CGST - RNG | 9.0
[120 empty] | SGST - RNG | 9.0
| 250A 25kA Triple Pole DN1 TMR MCCB L&T CM90638OOPO | 250A 25kA Triple Pole DN1 TMR MCCB L&T CM90638OOPO | LTDN1MCCB | Nos |  | 250A 25kA Triple Pole DN1 TMR MCCB L&T CM90638OOPO |  | 0 | 0 | 1 | 1 | 1 | 0.0 | 0.0 | 0.0 | 0 |  |  | 0.0 | Electrical Components | 250A 25kA Triple Pole DN1 TMR MCCB L&T CM90638OOPO | 0 | 31-12-2099 | Material Transfer |  | 0.0 |  | 0 | 0 |  | 0 | 0 | 0 | 0 |  | 0 | Item Attribute | 1 | Nos | 0.0 | 0.0 | 0 | 0.0 | 0 | L&T | CM90638OOPO | India |  |  | 0 | 0.0 |  | 0 | 0 |  | 0 | 0 | 0 | 0 |  |  | 0 | 0 | 0 |  | 0 | [5 empty] | 0 |  |  | 0 | [13 empty] | Nos | 1.0 | [10 empty] | Ringlus Electro Controls & Automation PVT LTD | [18 empty] | CGST - RNG | 9.0
[120 empty] | SGST - RNG | 9.0
| 20A 25kA Four Pole DN0 TMR MCCB L&T CM91712OOCOOG | 20A 25kA Four Pole DN0 TMR MCCB L&T CM91712OOCOOG | LTDN0MCCB | Nos |  | 20A 25kA Four Pole DN0 TMR MCCB L&T CM91712OOCOOG |  | 0 | 0 | 1 | 1 | 1 | 0.0 | 0.0 | 0.0 | 0 |  |  | 0.0 | Electrical Components | 20A 25kA Four Pole DN0 TMR MCCB L&T CM91712OOCOOG | 0 | 31-12-2099 | Material Transfer |  | 0.0 |  | 0 | 0 |  | 0 | 0 | 0 | 0 |  | 0 | Item Attribute | 1 | Nos | 0.0 | 0.0 | 0 | 0.0 | 0 | L&T | CM91712OOCOOG | India |  |  | 0 | 0.0 |  | 0 | 0 |  | 0 | 0 | 0 | 0 |  |  | 0 | 0 | 0 |  | 0 | [5 empty] | 0 |  |  | 0 | [13 empty] | Nos | 1.0 | [10 empty] | Ringlus Electro Controls & Automation PVT LTD | [18 empty] | CGST - RNG | 9.0
[120 empty] | SGST - RNG | 9.0
| 25A 25kA Four Pole DN0 TMR MCCB L&T CM91712OODOOG | 25A 25kA Four Pole DN0 TMR MCCB L&T CM91712OODOOG | LTDN0MCCB | Nos |  | 25A 25kA Four Pole DN0 TMR MCCB L&T CM91712OODOOG |  | 0 | 0 | 1 | 1 | 1 | 0.0 | 0.0 | 0.0 | 0 |  |  | 0.0 | Electrical Components | 25A 25kA Four Pole DN0 TMR MCCB L&T CM91712OODOOG | 0 | 31-12-2099 | Material Transfer |  | 0.0 |  | 0 | 0 |  | 0 | 0 | 0 | 0 |  | 0 | Item Attribute | 1 | Nos | 0.0 | 0.0 | 0 | 0.0 | 0 | L&T | CM91712OODOOG | India |  |  | 0 | 0.0 |  | 0 | 0 |  | 0 | 0 | 0 | 0 |  |  | 0 | 0 | 0 |  | 0 | [5 empty] | 0 |  |  | 0 | [13 empty] | Nos | 1.0 | [10 empty] | Ringlus Electro Controls & Automation PVT LTD | [18 empty] | CGST - RNG | 9.0
[120 empty] | SGST - RNG | 9.0
| 32A 25kA Four Pole DN0 TMR MCCB L&T CM91712OOEOOG | 32A 25kA Four Pole DN0 TMR MCCB L&T CM91712OOEOOG | LTDN0MCCB | Nos |  | 32A 25kA Four Pole DN0 TMR MCCB L&T CM91712OOEOOG |  | 0 | 0 | 1 | 1 | 1 | 0.0 | 0.0 | 0.0 | 0 |  |  | 0.0 | Electrical Components | 32A 25kA Four Pole DN0 TMR MCCB L&T CM91712OOEOOG | 0 | 31-12-2099 | Material Transfer |  | 0.0 |  | 0 | 0 |  | 0 | 0 | 0 | 0 |  | 0 | Item Attribute | 1 | Nos | 0.0 | 0.0 | 0 | 0.0 | 0 | L&T | CM91712OOEOOG | India |  |  | 0 | 0.0 |  | 0 | 0 |  | 0 | 0 | 0 | 0 |  |  | 0 | 0 | 0 |  | 0 | [5 empty] | 0 |  |  | 0 | [13 empty] | Nos | 1.0 | [10 empty] | Ringlus Electro Controls & Automation PVT LTD | [18 empty] | CGST - RNG | 9.0
[120 empty] | SGST - RNG | 9.0
| 40A 25kA Four Pole DN0 TMR MCCB L&T CM91712OOFOOG | 40A 25kA Four Pole DN0 TMR MCCB L&T CM91712OOFOOG | LTDN0MCCB | Nos |  | 40A 25kA Four Pole DN0 TMR MCCB L&T CM91712OOFOOG |  | 0 | 0 | 1 | 1 | 1 | 0.0 | 0.0 | 0.0 | 0 |  |  | 0.0 | Electrical Components | 40A 25kA Four Pole DN0 TMR MCCB L&T CM91712OOFOOG | 0 | 31-12-2099 | Material Transfer |  | 0.0 |  | 0 | 0 |  | 0 | 0 | 0 | 0 |  | 0 | Item Attribute | 1 | Nos | 0.0 | 0.0 | 0 | 0.0 | 0 | L&T | CM91712OOFOOG | India |  |  | 0 | 0.0 |  | 0 | 0 |  | 0 | 0 | 0 | 0 |  |  | 0 | 0 | 0 |  | 0 | [5 empty] | 0 |  |  | 0 | [13 empty] | Nos | 1.0 | [10 empty] | Ringlus Electro Controls & Automation PVT LTD | [18 empty] | CGST - RNG | 9.0
[120 empty] | SGST - RNG | 9.0
| 50A 25kA Four Pole DN0 TMR MCCB L&T CM91712OOGOOG | 50A 25kA Four Pole DN0 TMR MCCB L&T CM91712OOGOOG | LTDN0MCCB | Nos |  | 50A 25kA Four Pole DN0 TMR MCCB L&T CM91712OOGOOG |  | 0 | 0 | 1 | 1 | 1 | 0.0 | 0.0 | 0.0 | 0 |  |  | 0.0 | Electrical Components | 50A 25kA Four Pole DN0 TMR MCCB L&T CM91712OOGOOG | 0 | 31-12-2099 | Material Transfer |  | 0.0 |  | 0 | 0 |  | 0 | 0 | 0 | 0 |  | 0 | Item Attribute | 1 | Nos | 0.0 | 0.0 | 0 | 0.0 | 0 | L&T | CM91712OOGOOG | India |  |  | 0 | 0.0 |  | 0 | 0 |  | 0 | 0 | 0 | 0 |  |  | 0 | 0 | 0 |  | 0 | [5 empty] | 0 |  |  | 0 | [13 empty] | Nos | 1.0 | [10 empty] | Ringlus Electro Controls & Automation PVT LTD | [18 empty] | CGST - RNG | 9.0
[120 empty] | SGST - RNG | 9.0
| 63A 25kA Four Pole DN0 TMR MCCB L&T CM91712OOHOOG | 63A 25kA Four Pole DN0 TMR MCCB L&T CM91712OOHOOG | LTDN0MCCB | Nos |  | 63A 25kA Four Pole DN0 TMR MCCB L&T CM91712OOHOOG |  | 0 | 0 | 1 | 1 | 1 | 0.0 | 0.0 | 0.0 | 0 |  |  | 0.0 | Electrical Components | 63A 25kA Four Pole DN0 TMR MCCB L&T CM91712OOHOOG | 0 | 31-12-2099 | Material Transfer |  | 0.0 |  | 0 | 0 |  | 0 | 0 | 0 | 0 |  | 0 | Item Attribute | 1 | Nos | 0.0 | 0.0 | 0 | 0.0 | 0 | L&T | CM91712OOHOOG | India |  |  | 0 | 0.0 |  | 0 | 0 |  | 0 | 0 | 0 | 0 |  |  | 0 | 0 | 0 |  | 0 | [5 empty] | 0 |  |  | 0 | [13 empty] | Nos | 1.0 | [10 empty] | Ringlus Electro Controls & Automation PVT LTD | [18 empty] | CGST - RNG | 9.0
[120 empty] | SGST - RNG | 9.0
| 80A 25kA Four Pole DN0 TMR MCCB L&T CM91712OOJOOG | 80A 25kA Four Pole DN0 TMR MCCB L&T CM91712OOJOOG | LTDN0MCCB | Nos |  | 80A 25kA Four Pole DN0 TMR MCCB L&T CM91712OOJOOG |  | 0 | 0 | 1 | 1 | 1 | 0.0 | 0.0 | 0.0 | 0 |  |  | 0.0 | Electrical Components | 80A 25kA Four Pole DN0 TMR MCCB L&T CM91712OOJOOG | 0 | 31-12-2099 | Material Transfer |  | 0.0 |  | 0 | 0 |  | 0 | 0 | 0 | 0 |  | 0 | Item Attribute | 1 | Nos | 0.0 | 0.0 | 0 | 0.0 | 0 | L&T | CM91712OOJOOG | India |  |  | 0 | 0.0 |  | 0 | 0 |  | 0 | 0 | 0 | 0 |  |  | 0 | 0 | 0 |  | 0 | [5 empty] | 0 |  |  | 0 | [13 empty] | Nos | 1.0 | [10 empty] | Ringlus Electro Controls & Automation PVT LTD | [18 empty] | CGST - RNG | 9.0
[120 empty] | SGST - RNG | 9.0
| 100A 25kA Four Pole DN0 TMR MCCB L&T CM91712OOKOOG | 100A 25kA Four Pole DN0 TMR MCCB L&T CM91712OOKOOG | LTDN0MCCB | Nos |  | 100A 25kA Four Pole DN0 TMR MCCB L&T CM91712OOKOOG |  | 0 | 0 | 1 | 1 | 1 | 0.0 | 0.0 | 0.0 | 0 |  |  | 0.0 | Electrical Components | 100A 25kA Four Pole DN0 TMR MCCB L&T CM91712OOKOOG | 0 | 31-12-2099 | Material Transfer |  | 0.0 |  | 0 | 0 |  | 0 | 0 | 0 | 0 |  | 0 | Item Attribute | 1 | Nos | 0.0 | 0.0 | 0 | 0.0 | 0 | L&T | CM91712OOKOOG | India |  |  | 0 | 0.0 |  | 0 | 0 |  | 0 | 0 | 0 | 0 |  |  | 0 | 0 | 0 |  | 0 | [5 empty] | 0 |  |  | 0 | [13 empty] | Nos | 1.0 | [10 empty] | Ringlus Electro Controls & Automation PVT LTD | [18 empty] | CGST - RNG | 9.0
[120 empty] | SGST - RNG | 9.0
| 125A 25kA Four Pole DN1 TMR MCCB L&T CM90642OOLO | 125A 25kA Four Pole DN1 TMR MCCB L&T CM90642OOLO | LTDN1MCCB | Nos |  | 125A 25kA Four Pole DN1 TMR MCCB L&T CM90642OOLO |  | 0 | 0 | 1 | 1 | 1 | 0.0 | 0.0 | 0.0 | 0 |  |  | 0.0 | Electrical Components | 125A 25kA Four Pole DN1 TMR MCCB L&T CM90642OOLO | 0 | 31-12-2099 | Material Transfer |  | 0.0 |  | 0 | 0 |  | 0 | 0 | 0 | 0 |  | 0 | Item Attribute | 1 | Nos | 0.0 | 0.0 | 0 | 0.0 | 0 | L&T | CM90642OOLO | India |  |  | 0 | 0.0 |  | 0 | 0 |  | 0 | 0 | 0 | 0 |  |  | 0 | 0 | 0 |  | 0 | [5 empty] | 0 |  |  | 0 | [13 empty] | Nos | 1.0 | [10 empty] | Ringlus Electro Controls & Automation PVT LTD | [18 empty] | CGST - RNG | 9.0
[120 empty] | SGST - RNG | 9.0
| 160A 25kA Four Pole DN1 TMR MCCB L&T CM90642OOMO | 160A 25kA Four Pole DN1 TMR MCCB L&T CM90642OOMO | LTDN1MCCB | Nos |  | 160A 25kA Four Pole DN1 TMR MCCB L&T CM90642OOMO |  | 0 | 0 | 1 | 1 | 1 | 0.0 | 0.0 | 0.0 | 0 |  |  | 0.0 | Electrical Components | 160A 25kA Four Pole DN1 TMR MCCB L&T CM90642OOMO | 0 | 31-12-2099 | Material Transfer |  | 0.0 |  | 0 | 0 |  | 0 | 0 | 0 | 0 |  | 0 | Item Attribute | 1 | Nos | 0.0 | 0.0 | 0 | 0.0 | 0 | L&T | CM90642OOMO | India |  |  | 0 | 0.0 |  | 0 | 0 |  | 0 | 0 | 0 | 0 |  |  | 0 | 0 | 0 |  | 0 | [5 empty] | 0 |  |  | 0 | [13 empty] | Nos | 1.0 | [10 empty] | Ringlus Electro Controls & Automation PVT LTD | [18 empty] | CGST - RNG | 9.0
[120 empty] | SGST - RNG | 9.0
| 200A 25kA Four Pole DN1 TMR MCCB L&T CM90642OONO | 200A 25kA Four Pole DN1 TMR MCCB L&T CM90642OONO | LTDN1MCCB | Nos |  | 200A 25kA Four Pole DN1 TMR MCCB L&T CM90642OONO |  | 0 | 0 | 1 | 1 | 1 | 0.0 | 0.0 | 0.0 | 0 |  |  | 0.0 | Electrical Components | 200A 25kA Four Pole DN1 TMR MCCB L&T CM90642OONO | 0 | 31-12-2099 | Material Transfer |  | 0.0 |  | 0 | 0 |  | 0 | 0 | 0 | 0 |  | 0 | Item Attribute | 1 | Nos | 0.0 | 0.0 | 0 | 0.0 | 0 | L&T | CM90642OONO | India |  |  | 0 | 0.0 |  | 0 | 0 |  | 0 | 0 | 0 | 0 |  |  | 0 | 0 | 0 |  | 0 | [5 empty] | 0 |  |  | 0 | [13 empty] | Nos | 1.0 | [10 empty] | Ringlus Electro Controls & Automation PVT LTD | [18 empty] | CGST - RNG | 9.0
[120 empty] | SGST - RNG | 9.0
| 250A 25kA Four Pole DN1 TMR MCCB L&T CM90642OOPO | 250A 25kA Four Pole DN1 TMR MCCB L&T CM90642OOPO | LTDN1MCCB | Nos |  | 250A 25kA Four Pole DN1 TMR MCCB L&T CM90642OOPO |  | 0 | 0 | 1 | 1 | 1 | 0.0 | 0.0 | 0.0 | 0 |  |  | 0.0 | Electrical Components | 250A 25kA Four Pole DN1 TMR MCCB L&T CM90642OOPO | 0 | 31-12-2099 | Material Transfer |  | 0.0 |  | 0 | 0 |  | 0 | 0 | 0 | 0 |  | 0 | Item Attribute | 1 | Nos | 0.0 | 0.0 | 0 | 0.0 | 0 | L&T | CM90642OOPO | India |  |  | 0 | 0.0 |  | 0 | 0 |  | 0 | 0 | 0 | 0 |  |  | 0 | 0 | 0 |  | 0 | [5 empty] | 0 |  |  | 0 | [13 empty] | Nos | 1.0 | [10 empty] | Ringlus Electro Controls & Automation PVT LTD | [18 empty] | CGST - RNG | 9.0
[120 empty] | SGST - RNG | 9.0
| 20A 36kA Triple Pole DN0 TMR MCCB L&T CM97893OOC2OG | 20A 36kA Triple Pole DN0 TMR MCCB L&T CM97893OOC2OG | LTDN0MCCB | Nos |  | 20A 36kA Triple Pole DN0 TMR MCCB L&T CM97893OOC2OG |  | 0 | 0 | 1 | 1 | 1 | 0.0 | 0.0 | 0.0 | 0 |  |  | 0.0 | Electrical Components | 20A 36kA Triple Pole DN0 TMR MCCB L&T CM97893OOC2OG | 0 | 31-12-2099 | Material Transfer |  | 0.0 |  | 0 | 0 |  | 0 | 0 | 0 | 0 |  | 0 | Item Attribute | 1 | Nos | 0.0 | 0.0 | 0 | 0.0 | 0 | L&T | CM97893OOC2OG | India |  |  | 0 | 0.0 |  | 0 | 0 |  | 0 | 0 | 0 | 0 |  |  | 0 | 0 | 0 |  | 0 | [5 empty] | 0 |  |  | 0 | [13 empty] | Nos | 1.0 | [10 empty] | Ringlus Electro Controls & Automation PVT LTD | [18 empty] | CGST - RNG | 9.0
[120 empty] | SGST - RNG | 9.0
| 25A 36kA Triple Pole DN0 TMR MCCB L&T CM97893OOD2OG | 25A 36kA Triple Pole DN0 TMR MCCB L&T CM97893OOD2OG | LTDN0MCCB | Nos |  | 25A 36kA Triple Pole DN0 TMR MCCB L&T CM97893OOD2OG |  | 0 | 0 | 1 | 1 | 1 | 0.0 | 0.0 | 0.0 | 0 |  |  | 0.0 | Electrical Components | 25A 36kA Triple Pole DN0 TMR MCCB L&T CM97893OOD2OG | 0 | 31-12-2099 | Material Transfer |  | 0.0 |  | 0 | 0 |  | 0 | 0 | 0 | 0 |  | 0 | Item Attribute | 1 | Nos | 0.0 | 0.0 | 0 | 0.0 | 0 | L&T | CM97893OOD2OG | India |  |  | 0 | 0.0 |  | 0 | 0 |  | 0 | 0 | 0 | 0 |  |  | 0 | 0 | 0 |  | 0 | [5 empty] | 0 |  |  | 0 | [13 empty] | Nos | 1.0 | [10 empty] | Ringlus Electro Controls & Automation PVT LTD | [18 empty] | CGST - RNG | 9.0
[120 empty] | SGST - RNG | 9.0
| 32A 36kA Triple Pole DN0 TMR MCCB L&T CM97893OOE2OG | 32A 36kA Triple Pole DN0 TMR MCCB L&T CM97893OOE2OG | LTDN0MCCB | Nos |  | 32A 36kA Triple Pole DN0 TMR MCCB L&T CM97893OOE2OG |  | 0 | 0 | 1 | 1 | 1 | 0.0 | 0.0 | 0.0 | 0 |  |  | 0.0 | Electrical Components | 32A 36kA Triple Pole DN0 TMR MCCB L&T CM97893OOE2OG | 0 | 31-12-2099 | Material Transfer |  | 0.0 |  | 0 | 0 |  | 0 | 0 | 0 | 0 |  | 0 | Item Attribute | 1 | Nos | 0.0 | 0.0 | 0 | 0.0 | 0 | L&T | CM97893OOE2OG | India |  |  | 0 | 0.0 |  | 0 | 0 |  | 0 | 0 | 0 | 0 |  |  | 0 | 0 | 0 |  | 0 | [5 empty] | 0 |  |  | 0 | [13 empty] | Nos | 1.0 | [10 empty] | Ringlus Electro Controls & Automation PVT LTD | [18 empty] | CGST - RNG | 9.0
[120 empty] | SGST - RNG | 9.0
| 40A 36kA Triple Pole DN0 TMR MCCB L&T CM97893OOF2OG | 40A 36kA Triple Pole DN0 TMR MCCB L&T CM97893OOF2OG | LTDN0MCCB | Nos |  | 40A 36kA Triple Pole DN0 TMR MCCB L&T CM97893OOF2OG |  | 0 | 0 | 1 | 1 | 1 | 0.0 | 0.0 | 0.0 | 0 |  |  | 0.0 | Electrical Components | 40A 36kA Triple Pole DN0 TMR MCCB L&T CM97893OOF2OG | 0 | 31-12-2099 | Material Transfer |  | 0.0 |  | 0 | 0 |  | 0 | 0 | 0 | 0 |  | 0 | Item Attribute | 1 | Nos | 0.0 | 0.0 | 0 | 0.0 | 0 | L&T | CM97893OOF2OG | India |  |  | 0 | 0.0 |  | 0 | 0 |  | 0 | 0 | 0 | 0 |  |  | 0 | 0 | 0 |  | 0 | [5 empty] | 0 |  |  | 0 | [13 empty] | Nos | 1.0 | [10 empty] | Ringlus Electro Controls & Automation PVT LTD | [18 empty] | CGST - RNG | 9.0
[120 empty] | SGST - RNG | 9.0
| 50A 36kA Triple Pole DN0 TMR MCCB L&T CM97893OOG2OG | 50A 36kA Triple Pole DN0 TMR MCCB L&T CM97893OOG2OG | LTDN0MCCB | Nos |  | 50A 36kA Triple Pole DN0 TMR MCCB L&T CM97893OOG2OG |  | 0 | 0 | 1 | 1 | 1 | 0.0 | 0.0 | 0.0 | 0 |  |  | 0.0 | Electrical Components | 50A 36kA Triple Pole DN0 TMR MCCB L&T CM97893OOG2OG | 0 | 31-12-2099 | Material Transfer |  | 0.0 |  | 0 | 0 |  | 0 | 0 | 0 | 0 |  | 0 | Item Attribute | 1 | Nos | 0.0 | 0.0 | 0 | 0.0 | 0 | L&T | CM97893OOG2OG | India |  |  | 0 | 0.0 |  | 0 | 0 |  | 0 | 0 | 0 | 0 |  |  | 0 | 0 | 0 |  | 0 | [5 empty] | 0 |  |  | 0 | [13 empty] | Nos | 1.0 | [10 empty] | Ringlus Electro Controls & Automation PVT LTD | [18 empty] | CGST - RNG | 9.0
[120 empty] | SGST - RNG | 9.0
| 63A 36kA Triple Pole DN0 TMR MCCB L&T CM97893OOH2OG | 63A 36kA Triple Pole DN0 TMR MCCB L&T CM97893OOH2OG | LTDN0MCCB | Nos |  | 63A 36kA Triple Pole DN0 TMR MCCB L&T CM97893OOH2OG |  | 0 | 0 | 1 | 1 | 1 | 0.0 | 0.0 | 0.0 | 0 |  |  | 0.0 | Electrical Components | 63A 36kA Triple Pole DN0 TMR MCCB L&T CM97893OOH2OG | 0 | 31-12-2099 | Material Transfer |  | 0.0 |  | 0 | 0 |  | 0 | 0 | 0 | 0 |  | 0 | Item Attribute | 1 | Nos | 0.0 | 0.0 | 0 | 0.0 | 0 | L&T | CM97893OOH2OG | India |  |  | 0 | 0.0 |  | 0 | 0 |  | 0 | 0 | 0 | 0 |  |  | 0 | 0 | 0 |  | 0 | [5 empty] | 0 |  |  | 0 | [13 empty] | Nos | 1.0 | [10 empty] | Ringlus Electro Controls & Automation PVT LTD | [18 empty] | CGST - RNG | 9.0
[120 empty] | SGST - RNG | 9.0
| 80A 36kA Triple Pole DN0 TMR MCCB L&T CM97893OOJ2OG | 80A 36kA Triple Pole DN0 TMR MCCB L&T CM97893OOJ2OG | LTDN0MCCB | Nos |  | 80A 36kA Triple Pole DN0 TMR MCCB L&T CM97893OOJ2OG |  | 0 | 0 | 1 | 1 | 1 | 0.0 | 0.0 | 0.0 | 0 |  |  | 0.0 | Electrical Components | 80A 36kA Triple Pole DN0 TMR MCCB L&T CM97893OOJ2OG | 0 | 31-12-2099 | Material Transfer |  | 0.0 |  | 0 | 0 |  | 0 | 0 | 0 | 0 |  | 0 | Item Attribute | 1 | Nos | 0.0 | 0.0 | 0 | 0.0 | 0 | L&T | CM97893OOJ2OG | India |  |  | 0 | 0.0 |  | 0 | 0 |  | 0 | 0 | 0 | 0 |  |  | 0 | 0 | 0 |  | 0 | [5 empty] | 0 |  |  | 0 | [13 empty] | Nos | 1.0 | [10 empty] | Ringlus Electro Controls & Automation PVT LTD | [18 empty] | CGST - RNG | 9.0
[120 empty] | SGST - RNG | 9.0
| 100A 36kA Triple Pole DN0 TMR MCCB L&TCM97893OOK2OG | 100A 36kA Triple Pole DN0 TMR MCCB L&TCM97893OOK2OG | LTDN0MCCB | Nos |  | 100A 36kA Triple Pole DN0 TMR MCCB L&TCM97893OOK2OG |  | 0 | 0 | 1 | 1 | 1 | 0.0 | 0.0 | 0.0 | 0 |  |  | 0.0 | Electrical Components | 100A 36kA Triple Pole DN0 TMR MCCB L&TCM97893OOK2OG | 0 | 31-12-2099 | Material Transfer |  | 0.0 |  | 0 | 0 |  | 0 | 0 | 0 | 0 |  | 0 | Item Attribute | 1 | Nos | 0.0 | 0.0 | 0 | 0.0 | 0 | L&T | CM97893OOK2OG | India |  |  | 0 | 0.0 |  | 0 | 0 |  | 0 | 0 | 0 | 0 |  |  | 0 | 0 | 0 |  | 0 | [5 empty] | 0 |  |  | 0 | [13 empty] | Nos | 1.0 | [10 empty] | Ringlus Electro Controls & Automation PVT LTD | [18 empty] | CGST - RNG | 9.0
[120 empty] | SGST - RNG | 9.0
| 125A 36kA Triple Pole DN0 TMR MCCB L&T CM90680OOLOOG | 125A 36kA Triple Pole DN0 TMR MCCB L&T CM90680OOLOOG | LTDN0MCCB | Nos |  | 125A 36kA Triple Pole DN0 TMR MCCB L&T CM90680OOLOOG |  | 0 | 0 | 1 | 1 | 1 | 0.0 | 0.0 | 0.0 | 0 |  |  | 0.0 | Electrical Components | 125A 36kA Triple Pole DN0 TMR MCCB L&T CM90680OOLOOG | 0 | 31-12-2099 | Material Transfer |  | 0.0 |  | 0 | 0 |  | 0 | 0 | 0 | 0 |  | 0 | Item Attribute | 1 | Nos | 0.0 | 0.0 | 0 | 0.0 | 0 | L&T | CM90680OOLOOG | India |  |  | 0 | 0.0 |  | 0 | 0 |  | 0 | 0 | 0 | 0 |  |  | 0 | 0 | 0 |  | 0 | [5 empty] | 0 |  |  | 0 | [13 empty] | Nos | 1.0 | [10 empty] | Ringlus Electro Controls & Automation PVT LTD | [18 empty] | CGST - RNG | 9.0
[120 empty] | SGST - RNG | 9.0
| 20A 36kA Four Pole DN0 TMR MCCB L&T CM97919OOC2OG | 20A 36kA Four Pole DN0 TMR MCCB L&T CM97919OOC2OG | LTDN0MCCB | Nos |  | 20A 36kA Four Pole DN0 TMR MCCB L&T CM97919OOC2OG |  | 0 | 0 | 1 | 1 | 1 | 0.0 | 0.0 | 0.0 | 0 |  |  | 0.0 | Electrical Components | 20A 36kA Four Pole DN0 TMR MCCB L&T CM97919OOC2OG | 0 | 31-12-2099 | Material Transfer |  | 0.0 |  | 0 | 0 |  | 0 | 0 | 0 | 0 |  | 0 | Item Attribute | 1 | Nos | 0.0 | 0.0 | 0 | 0.0 | 0 | L&T | CM97919OOC2OG | India |  |  | 0 | 0.0 |  | 0 | 0 |  | 0 | 0 | 0 | 0 |  |  | 0 | 0 | 0 |  | 0 | [5 empty] | 0 |  |  | 0 | [13 empty] | Nos | 1.0 | [10 empty] | Ringlus Electro Controls & Automation PVT LTD | [18 empty] | CGST - RNG | 9.0
[120 empty] | SGST - RNG | 9.0
| 25A 36kA Four Pole DN0 TMR MCCB L&T CM97919OOD2OG | 25A 36kA Four Pole DN0 TMR MCCB L&T CM97919OOD2OG | LTDN0MCCB | Nos |  | 25A 36kA Four Pole DN0 TMR MCCB L&T CM97919OOD2OG |  | 0 | 0 | 1 | 1 | 1 | 0.0 | 0.0 | 0.0 | 0 |  |  | 0.0 | Electrical Components | 25A 36kA Four Pole DN0 TMR MCCB L&T CM97919OOD2OG | 0 | 31-12-2099 | Material Transfer |  | 0.0 |  | 0 | 0 |  | 0 | 0 | 0 | 0 |  | 0 | Item Attribute | 1 | Nos | 0.0 | 0.0 | 0 | 0.0 | 0 | L&T | CM97919OOD2OG | India |  |  | 0 | 0.0 |  | 0 | 0 |  | 0 | 0 | 0 | 0 |  |  | 0 | 0 | 0 |  | 0 | [5 empty] | 0 |  |  | 0 | [13 empty] | Nos | 1.0 | [10 empty] | Ringlus Electro Controls & Automation PVT LTD | [18 empty] | CGST - RNG | 9.0
[120 empty] | SGST - RNG | 9.0
| 32A 36kA Four Pole DN0 TMR MCCB L&T CM97919OOE2OG | 32A 36kA Four Pole DN0 TMR MCCB L&T CM97919OOE2OG | LTDN0MCCB | Nos |  | 32A 36kA Four Pole DN0 TMR MCCB L&T CM97919OOE2OG |  | 0 | 0 | 1 | 1 | 1 | 0.0 | 0.0 | 0.0 | 0 |  |  | 0.0 | Electrical Components | 32A 36kA Four Pole DN0 TMR MCCB L&T CM97919OOE2OG | 0 | 31-12-2099 | Material Transfer |  | 0.0 |  | 0 | 0 |  | 0 | 0 | 0 | 0 |  | 0 | Item Attribute | 1 | Nos | 0.0 | 0.0 | 0 | 0.0 | 0 | L&T | CM97919OOE2OG | India |  |  | 0 | 0.0 |  | 0 | 0 |  | 0 | 0 | 0 | 0 |  |  | 0 | 0 | 0 |  | 0 | [5 empty] | 0 |  |  | 0 | [13 empty] | Nos | 1.0 | [10 empty] | Ringlus Electro Controls & Automation PVT LTD | [18 empty] | CGST - RNG | 9.0
[120 empty] | SGST - RNG | 9.0
| 40A 36kA Four Pole DN0 TMR MCCB L&T CM97919OOF2OG | 40A 36kA Four Pole DN0 TMR MCCB L&T CM97919OOF2OG | LTDN0MCCB | Nos |  | 40A 36kA Four Pole DN0 TMR MCCB L&T CM97919OOF2OG |  | 0 | 0 | 1 | 1 | 1 | 0.0 | 0.0 | 0.0 | 0 |  |  | 0.0 | Electrical Components | 40A 36kA Four Pole DN0 TMR MCCB L&T CM97919OOF2OG | 0 | 31-12-2099 | Material Transfer |  | 0.0 |  | 0 | 0 |  | 0 | 0 | 0 | 0 |  | 0 | Item Attribute | 1 | Nos | 0.0 | 0.0 | 0 | 0.0 | 0 | L&T | CM97919OOF2OG | India |  |  | 0 | 0.0 |  | 0 | 0 |  | 0 | 0 | 0 | 0 |  |  | 0 | 0 | 0 |  | 0 | [5 empty] | 0 |  |  | 0 | [13 empty] | Nos | 1.0 | [10 empty] | Ringlus Electro Controls & Automation PVT LTD | [18 empty] | CGST - RNG | 9.0
[120 empty] | SGST - RNG | 9.0
| 50A 36kA Four Pole DN0 TMR MCCB L&T CM97919OOG2OG | 50A 36kA Four Pole DN0 TMR MCCB L&T CM97919OOG2OG | LTDN0MCCB | Nos |  | 50A 36kA Four Pole DN0 TMR MCCB L&T CM97919OOG2OG |  | 0 | 0 | 1 | 1 | 1 | 0.0 | 0.0 | 0.0 | 0 |  |  | 0.0 | Electrical Components | 50A 36kA Four Pole DN0 TMR MCCB L&T CM97919OOG2OG | 0 | 31-12-2099 | Material Transfer |  | 0.0 |  | 0 | 0 |  | 0 | 0 | 0 | 0 |  | 0 | Item Attribute | 1 | Nos | 0.0 | 0.0 | 0 | 0.0 | 0 | L&T | CM97919OOG2OG | India |  |  | 0 | 0.0 |  | 0 | 0 |  | 0 | 0 | 0 | 0 |  |  | 0 | 0 | 0 |  | 0 | [5 empty] | 0 |  |  | 0 | [13 empty] | Nos | 1.0 | [10 empty] | Ringlus Electro Controls & Automation PVT LTD | [18 empty] | CGST - RNG | 9.0
[120 empty] | SGST - RNG | 9.0
| 63A 36kA Four Pole DN0 TMR MCCB L&T CM97919OOH2OG | 63A 36kA Four Pole DN0 TMR MCCB L&T CM97919OOH2OG | LTDN0MCCB | Nos |  | 63A 36kA Four Pole DN0 TMR MCCB L&T CM97919OOH2OG |  | 0 | 0 | 1 | 1 | 1 | 0.0 | 0.0 | 0.0 | 0 |  |  | 0.0 | Electrical Components | 63A 36kA Four Pole DN0 TMR MCCB L&T CM97919OOH2OG | 0 | 31-12-2099 | Material Transfer |  | 0.0 |  | 0 | 0 |  | 0 | 0 | 0 | 0 |  | 0 | Item Attribute | 1 | Nos | 0.0 | 0.0 | 0 | 0.0 | 0 | L&T | CM97919OOH2OG | India |  |  | 0 | 0.0 |  | 0 | 0 |  | 0 | 0 | 0 | 0 |  |  | 0 | 0 | 0 |  | 0 | [5 empty] | 0 |  |  | 0 | [13 empty] | Nos | 1.0 | [10 empty] | Ringlus Electro Controls & Automation PVT LTD | [18 empty] | CGST - RNG | 9.0
[120 empty] | SGST - RNG | 9.0
| 80A 36kA Four Pole DN0 TMR MCCB L&T CM97919OOJ2OG | 80A 36kA Four Pole DN0 TMR MCCB L&T CM97919OOJ2OG | LTDN0MCCB | Nos |  | 80A 36kA Four Pole DN0 TMR MCCB L&T CM97919OOJ2OG |  | 0 | 0 | 1 | 1 | 1 | 0.0 | 0.0 | 0.0 | 0 |  |  | 0.0 | Electrical Components | 80A 36kA Four Pole DN0 TMR MCCB L&T CM97919OOJ2OG | 0 | 31-12-2099 | Material Transfer |  | 0.0 |  | 0 | 0 |  | 0 | 0 | 0 | 0 |  | 0 | Item Attribute | 1 | Nos | 0.0 | 0.0 | 0 | 0.0 | 0 | L&T | CM97919OOJ2OG | India |  |  | 0 | 0.0 |  | 0 | 0 |  | 0 | 0 | 0 | 0 |  |  | 0 | 0 | 0 |  | 0 | [5 empty] | 0 |  |  | 0 | [13 empty] | Nos | 1.0 | [10 empty] | Ringlus Electro Controls & Automation PVT LTD | [18 empty] | CGST - RNG | 9.0
[120 empty] | SGST - RNG | 9.0
| 100A 36kA Four Pole DN0 TMR MCCB L&TCM97919OOK2OG | 100A 36kA Four Pole DN0 TMR MCCB L&TCM97919OOK2OG | LTDN0MCCB | Nos |  | 100A 36kA Four Pole DN0 TMR MCCB L&TCM97919OOK2OG |  | 0 | 0 | 1 | 1 | 1 | 0.0 | 0.0 | 0.0 | 0 |  |  | 0.0 | Electrical Components | 100A 36kA Four Pole DN0 TMR MCCB L&TCM97919OOK2OG | 0 | 31-12-2099 | Material Transfer |  | 0.0 |  | 0 | 0 |  | 0 | 0 | 0 | 0 |  | 0 | Item Attribute | 1 | Nos | 0.0 | 0.0 | 0 | 0.0 | 0 | L&T | CM97919OOK2OG | India |  |  | 0 | 0.0 |  | 0 | 0 |  | 0 | 0 | 0 | 0 |  |  | 0 | 0 | 0 |  | 0 | [5 empty] | 0 |  |  | 0 | [13 empty] | Nos | 1.0 | [10 empty] | Ringlus Electro Controls & Automation PVT LTD | [18 empty] | CGST - RNG | 9.0
[120 empty] | SGST - RNG | 9.0
| 125A 36kA Four Pole DN0 TMR MCCB L&TCM90681OOLOOG | 125A 36kA Four Pole DN0 TMR MCCB L&TCM90681OOLOOG | LTDN0MCCB | Nos |  | 125A 36kA Four Pole DN0 TMR MCCB L&TCM90681OOLOOG |  | 0 | 0 | 1 | 1 | 1 | 0.0 | 0.0 | 0.0 | 0 |  |  | 0.0 | Electrical Components | 125A 36kA Four Pole DN0 TMR MCCB L&TCM90681OOLOOG | 0 | 31-12-2099 | Material Transfer |  | 0.0 |  | 0 | 0 |  | 0 | 0 | 0 | 0 |  | 0 | Item Attribute | 1 | Nos | 0.0 | 0.0 | 0 | 0.0 | 0 | L&T | CM90681OOLOOG | India |  |  | 0 | 0.0 |  | 0 | 0 |  | 0 | 0 | 0 | 0 |  |  | 0 | 0 | 0 |  | 0 | [5 empty] | 0 |  |  | 0 | [13 empty] | Nos | 1.0 | [10 empty] | Ringlus Electro Controls & Automation PVT LTD | [18 empty] | CGST - RNG | 9.0
[120 empty] | SGST - RNG | 9.0
| 125A 36kA Triple Pole DN2 TMR MCCB L&T CM92008OOL1OG | 125A 36kA Triple Pole DN2 TMR MCCB L&T CM92008OOL1OG | LTDN2MCCB | Nos |  | 125A 36kA Triple Pole DN2 TMR MCCB L&T CM92008OOL1OG |  | 0 | 0 | 1 | 1 | 1 | 0.0 | 0.0 | 0.0 | 0 |  |  | 0.0 | Electrical Components | 125A 36kA Triple Pole DN2 TMR MCCB L&T CM92008OOL1OG | 0 | 31-12-2099 | Material Transfer |  | 0.0 |  | 0 | 0 |  | 0 | 0 | 0 | 0 |  | 0 | Item Attribute | 1 | Nos | 0.0 | 0.0 | 0 | 0.0 | 0 | L&T | CM92008OOL1OG | India |  |  | 0 | 0.0 |  | 0 | 0 |  | 0 | 0 | 0 | 0 |  |  | 0 | 0 | 0 |  | 0 | [5 empty] | 0 |  |  | 0 | [13 empty] | Nos | 1.0 | [10 empty] | Ringlus Electro Controls & Automation PVT LTD | [18 empty] | CGST - RNG | 9.0
[120 empty] | SGST - RNG | 9.0
| 160A 36kA Triple Pole DN2 TMR MCCB L&T CM92008OOM1OG | 160A 36kA Triple Pole DN2 TMR MCCB L&T CM92008OOM1OG | LTDN2MCCB | Nos |  | 160A 36kA Triple Pole DN2 TMR MCCB L&T CM92008OOM1OG |  | 0 | 0 | 1 | 1 | 1 | 0.0 | 0.0 | 0.0 | 0 |  |  | 0.0 | Electrical Components | 160A 36kA Triple Pole DN2 TMR MCCB L&T CM92008OOM1OG | 0 | 31-12-2099 | Material Transfer |  | 0.0 |  | 0 | 0 |  | 0 | 0 | 0 | 0 |  | 0 | Item Attribute | 1 | Nos | 0.0 | 0.0 | 0 | 0.0 | 0 | L&T | CM92008OOM1OG | India |  |  | 0 | 0.0 |  | 0 | 0 |  | 0 | 0 | 0 | 0 |  |  | 0 | 0 | 0 |  | 0 | [5 empty] | 0 |  |  | 0 | [13 empty] | Nos | 1.0 | [10 empty] | Ringlus Electro Controls & Automation PVT LTD | [18 empty] | CGST - RNG | 9.0
[120 empty] | SGST - RNG | 9.0
| 200A 36kA Triple Pole DN2 TMR MCCB L&T CM92009OON1OG | 200A 36kA Triple Pole DN2 TMR MCCB L&T CM92009OON1OG | LTDN2MCCB | Nos |  | 200A 36kA Triple Pole DN2 TMR MCCB L&T CM92009OON1OG |  | 0 | 0 | 1 | 1 | 1 | 0.0 | 0.0 | 0.0 | 0 |  |  | 0.0 | Electrical Components | 200A 36kA Triple Pole DN2 TMR MCCB L&T CM92009OON1OG | 0 | 31-12-2099 | Material Transfer |  | 0.0 |  | 0 | 0 |  | 0 | 0 | 0 | 0 |  | 0 | Item Attribute | 1 | Nos | 0.0 | 0.0 | 0 | 0.0 | 0 | L&T | CM92009OON1OG | India |  |  | 0 | 0.0 |  | 0 | 0 |  | 0 | 0 | 0 | 0 |  |  | 0 | 0 | 0 |  | 0 | [5 empty] | 0 |  |  | 0 | [13 empty] | Nos | 1.0 | [10 empty] | Ringlus Electro Controls & Automation PVT LTD | [18 empty] | CGST - RNG | 9.0
[120 empty] | SGST - RNG | 9.0
| 250A 36kA Triple Pole DN2 TMR MCCB L&T CM92009OOP1OG | 250A 36kA Triple Pole DN2 TMR MCCB L&T CM92009OOP1OG | LTDN2MCCB | Nos |  | 250A 36kA Triple Pole DN2 TMR MCCB L&T CM92009OOP1OG |  | 0 | 0 | 1 | 1 | 1 | 0.0 | 0.0 | 0.0 | 0 |  |  | 0.0 | Electrical Components | 250A 36kA Triple Pole DN2 TMR MCCB L&T CM92009OOP1OG | 0 | 31-12-2099 | Material Transfer |  | 0.0 |  | 0 | 0 |  | 0 | 0 | 0 | 0 |  | 0 | Item Attribute | 1 | Nos | 0.0 | 0.0 | 0 | 0.0 | 0 | L&T | CM92009OOP1OG | India |  |  | 0 | 0.0 |  | 0 | 0 |  | 0 | 0 | 0 | 0 |  |  | 0 | 0 | 0 |  | 0 | [5 empty] | 0 |  |  | 0 | [13 empty] | Nos | 1.0 | [10 empty] | Ringlus Electro Controls & Automation PVT LTD | [18 empty] | CGST - RNG | 9.0
[120 empty] | SGST - RNG | 9.0
| 320A 36kA Triple Pole DN3B TMR MCCB L&T CM98401OOQOOG | 320A 36kA Triple Pole DN3B TMR MCCB L&T CM98401OOQOOG | LTDN3MCCB | Nos |  | 320A 36kA Triple Pole DN3B TMR MCCB L&T CM98401OOQOOG |  | 0 | 0 | 1 | 1 | 1 | 0.0 | 0.0 | 0.0 | 0 |  |  | 0.0 | Electrical Components | 320A 36kA Triple Pole DN3B TMR MCCB L&T CM98401OOQOOG | 0 | 31-12-2099 | Material Transfer |  | 0.0 |  | 0 | 0 |  | 0 | 0 | 0 | 0 |  | 0 | Item Attribute | 1 | Nos | 0.0 | 0.0 | 0 | 0.0 | 0 | L&T | CM98401OOQOOG | India |  |  | 0 | 0.0 |  | 0 | 0 |  | 0 | 0 | 0 | 0 |  |  | 0 | 0 | 0 |  | 0 | [5 empty] | 0 |  |  | 0 | [13 empty] | Nos | 1.0 | [10 empty] | Ringlus Electro Controls & Automation PVT LTD | [18 empty] | CGST - RNG | 9.0
[120 empty] | SGST - RNG | 9.0
| 400A 36kA Triple Pole DN3B TMR MCCB L&T CM98401OOROOG | 400A 36kA Triple Pole DN3B TMR MCCB L&T CM98401OOROOG | LTDN3MCCB | Nos |  | 400A 36kA Triple Pole DN3B TMR MCCB L&T CM98401OOROOG |  | 0 | 0 | 1 | 1 | 1 | 0.0 | 0.0 | 0.0 | 0 |  |  | 0.0 | Electrical Components | 400A 36kA Triple Pole DN3B TMR MCCB L&T CM98401OOROOG | 0 | 31-12-2099 | Material Transfer |  | 0.0 |  | 0 | 0 |  | 0 | 0 | 0 | 0 |  | 0 | Item Attribute | 1 | Nos | 0.0 | 0.0 | 0 | 0.0 | 0 | L&T | CM98401OOROOG | India |  |  | 0 | 0.0 |  | 0 | 0 |  | 0 | 0 | 0 | 0 |  |  | 0 | 0 | 0 |  | 0 | [5 empty] | 0 |  |  | 0 | [13 empty] | Nos | 1.0 | [10 empty] | Ringlus Electro Controls & Automation PVT LTD | [18 empty] | CGST - RNG | 9.0
[120 empty] | SGST - RNG | 9.0
| 500A 36kA Triple Pole DN3 TMR MCCB L&T CM94006OOS1OG | 500A 36kA Triple Pole DN3 TMR MCCB L&T CM94006OOS1OG | LTDN3MCCB | Nos |  | 500A 36kA Triple Pole DN3 TMR MCCB L&T CM94006OOS1OG |  | 0 | 0 | 1 | 1 | 1 | 0.0 | 0.0 | 0.0 | 0 |  |  | 0.0 | Electrical Components | 500A 36kA Triple Pole DN3 TMR MCCB L&T CM94006OOS1OG | 0 | 31-12-2099 | Material Transfer |  | 0.0 |  | 0 | 0 |  | 0 | 0 | 0 | 0 |  | 0 | Item Attribute | 1 | Nos | 0.0 | 0.0 | 0 | 0.0 | 0 | L&T | CM94006OOS1OG | India |  |  | 0 | 0.0 |  | 0 | 0 |  | 0 | 0 | 0 | 0 |  |  | 0 | 0 | 0 |  | 0 | [5 empty] | 0 |  |  | 0 | [13 empty] | Nos | 1.0 | [10 empty] | Ringlus Electro Controls & Automation PVT LTD | [18 empty] | CGST - RNG | 9.0
[120 empty] | SGST - RNG | 9.0
| 630A 36kA Triple Pole DN3 TMR MCCB L&T CM94006OOT1OG | 630A 36kA Triple Pole DN3 TMR MCCB L&T CM94006OOT1OG | LTDN3MCCB | Nos |  | 630A 36kA Triple Pole DN3 TMR MCCB L&T CM94006OOT1OG |  | 0 | 0 | 1 | 1 | 1 | 0.0 | 0.0 | 0.0 | 0 |  |  | 0.0 | Electrical Components | 630A 36kA Triple Pole DN3 TMR MCCB L&T CM94006OOT1OG | 0 | 31-12-2099 | Material Transfer |  | 0.0 |  | 0 | 0 |  | 0 | 0 | 0 | 0 |  | 0 | Item Attribute | 1 | Nos | 0.0 | 0.0 | 0 | 0.0 | 0 | L&T | CM94006OOT1OG | India |  |  | 0 | 0.0 |  | 0 | 0 |  | 0 | 0 | 0 | 0 |  |  | 0 | 0 | 0 |  | 0 | [5 empty] | 0 |  |  | 0 | [13 empty] | Nos | 1.0 | [10 empty] | Ringlus Electro Controls & Automation PVT LTD | [18 empty] | CGST - RNG | 9.0
[120 empty] | SGST - RNG | 9.0
| 125A 36kA Four Pole DN2 TMR MCCB L&T CM92108OOL1OG | 125A 36kA Four Pole DN2 TMR MCCB L&T CM92108OOL1OG | LTDN2MCCB | Nos |  | 125A 36kA Four Pole DN2 TMR MCCB L&T CM92108OOL1OG |  | 0 | 0 | 1 | 1 | 1 | 0.0 | 0.0 | 0.0 | 0 |  |  | 0.0 | Electrical Components | 125A 36kA Four Pole DN2 TMR MCCB L&T CM92108OOL1OG | 0 | 31-12-2099 | Material Transfer |  | 0.0 |  | 0 | 0 |  | 0 | 0 | 0 | 0 |  | 0 | Item Attribute | 1 | Nos | 0.0 | 0.0 | 0 | 0.0 | 0 | L&T | CM92108OOL1OG | India |  |  | 0 | 0.0 |  | 0 | 0 |  | 0 | 0 | 0 | 0 |  |  | 0 | 0 | 0 |  | 0 | [5 empty] | 0 |  |  | 0 | [13 empty] | Nos | 1.0 | [10 empty] | Ringlus Electro Controls & Automation PVT LTD | [18 empty] | CGST - RNG | 9.0
[120 empty] | SGST - RNG | 9.0
| 160A 36kA Four Pole DN2 TMR MCCB L&T CM92108OOM1OG | 160A 36kA Four Pole DN2 TMR MCCB L&T CM92108OOM1OG | LTDN2MCCB | Nos |  | 160A 36kA Four Pole DN2 TMR MCCB L&T CM92108OOM1OG |  | 0 | 0 | 1 | 1 | 1 | 0.0 | 0.0 | 0.0 | 0 |  |  | 0.0 | Electrical Components | 160A 36kA Four Pole DN2 TMR MCCB L&T CM92108OOM1OG | 0 | 31-12-2099 | Material Transfer |  | 0.0 |  | 0 | 0 |  | 0 | 0 | 0 | 0 |  | 0 | Item Attribute | 1 | Nos | 0.0 | 0.0 | 0 | 0.0 | 0 | L&T | CM92108OOM1OG | India |  |  | 0 | 0.0 |  | 0 | 0 |  | 0 | 0 | 0 | 0 |  |  | 0 | 0 | 0 |  | 0 | [5 empty] | 0 |  |  | 0 | [13 empty] | Nos | 1.0 | [10 empty] | Ringlus Electro Controls & Automation PVT LTD | [18 empty] | CGST - RNG | 9.0
[120 empty] | SGST - RNG | 9.0
| 200A 36kA Four Pole DN2 TMR MCCB L&T CM92109OON1OG | 200A 36kA Four Pole DN2 TMR MCCB L&T CM92109OON1OG | LTDN2MCCB | Nos |  | 200A 36kA Four Pole DN2 TMR MCCB L&T CM92109OON1OG |  | 0 | 0 | 1 | 1 | 1 | 0.0 | 0.0 | 0.0 | 0 |  |  | 0.0 | Electrical Components | 200A 36kA Four Pole DN2 TMR MCCB L&T CM92109OON1OG | 0 | 31-12-2099 | Material Transfer |  | 0.0 |  | 0 | 0 |  | 0 | 0 | 0 | 0 |  | 0 | Item Attribute | 1 | Nos | 0.0 | 0.0 | 0 | 0.0 | 0 | L&T | CM92109OON1OG | India |  |  | 0 | 0.0 |  | 0 | 0 |  | 0 | 0 | 0 | 0 |  |  | 0 | 0 | 0 |  | 0 | [5 empty] | 0 |  |  | 0 | [13 empty] | Nos | 1.0 | [10 empty] | Ringlus Electro Controls & Automation PVT LTD | [18 empty] | CGST - RNG | 9.0
[120 empty] | SGST - RNG | 9.0
| 250A 36kA Four Pole DN2 TMR MCCB L&T CM92109OOP1OG | 250A 36kA Four Pole DN2 TMR MCCB L&T CM92109OOP1OG | LTDN2MCCB | Nos |  | 250A 36kA Four Pole DN2 TMR MCCB L&T CM92109OOP1OG |  | 0 | 0 | 1 | 1 | 1 | 0.0 | 0.0 | 0.0 | 0 |  |  | 0.0 | Electrical Components | 250A 36kA Four Pole DN2 TMR MCCB L&T CM92109OOP1OG | 0 | 31-12-2099 | Material Transfer |  | 0.0 |  | 0 | 0 |  | 0 | 0 | 0 | 0 |  | 0 | Item Attribute | 1 | Nos | 0.0 | 0.0 | 0 | 0.0 | 0 | L&T | CM92109OOP1OG | India |  |  | 0 | 0.0 |  | 0 | 0 |  | 0 | 0 | 0 | 0 |  |  | 0 | 0 | 0 |  | 0 | [5 empty] | 0 |  |  | 0 | [13 empty] | Nos | 1.0 | [10 empty] | Ringlus Electro Controls & Automation PVT LTD | [18 empty] | CGST - RNG | 9.0
[120 empty] | SGST - RNG | 9.0
| 320A 36kA Four Pole DN3 TMR MCCB L&T CM98403OOQOOG | 320A 36kA Four Pole DN3 TMR MCCB L&T CM98403OOQOOG | LTDN3MCCB | Nos |  | 320A 36kA Four Pole DN3 TMR MCCB L&T CM98403OOQOOG |  | 0 | 0 | 1 | 1 | 1 | 0.0 | 0.0 | 0.0 | 0 |  |  | 0.0 | Electrical Components | 320A 36kA Four Pole DN3 TMR MCCB L&T CM98403OOQOOG | 0 | 31-12-2099 | Material Transfer |  | 0.0 |  | 0 | 0 |  | 0 | 0 | 0 | 0 |  | 0 | Item Attribute | 1 | Nos | 0.0 | 0.0 | 0 | 0.0 | 0 | L&T | CM98403OOQOOG | India |  |  | 0 | 0.0 |  | 0 | 0 |  | 0 | 0 | 0 | 0 |  |  | 0 | 0 | 0 |  | 0 | [5 empty] | 0 |  |  | 0 | [13 empty] | Nos | 1.0 | [10 empty] | Ringlus Electro Controls & Automation PVT LTD | [18 empty] | CGST - RNG | 9.0
[120 empty] | SGST - RNG | 9.0
| 400A 36kA Four Pole DN3 TMR MCCB L&T CM98403OOROOG | 400A 36kA Four Pole DN3 TMR MCCB L&T CM98403OOROOG | LTDN3MCCB | Nos |  | 400A 36kA Four Pole DN3 TMR MCCB L&T CM98403OOROOG |  | 0 | 0 | 1 | 1 | 1 | 0.0 | 0.0 | 0.0 | 0 |  |  | 0.0 | Electrical Components | 400A 36kA Four Pole DN3 TMR MCCB L&T CM98403OOROOG | 0 | 31-12-2099 | Material Transfer |  | 0.0 |  | 0 | 0 |  | 0 | 0 | 0 | 0 |  | 0 | Item Attribute | 1 | Nos | 0.0 | 0.0 | 0 | 0.0 | 0 | L&T | CM98403OOROOG | India |  |  | 0 | 0.0 |  | 0 | 0 |  | 0 | 0 | 0 | 0 |  |  | 0 | 0 | 0 |  | 0 | [5 empty] | 0 |  |  | 0 | [13 empty] | Nos | 1.0 | [10 empty] | Ringlus Electro Controls & Automation PVT LTD | [18 empty] | CGST - RNG | 9.0
[120 empty] | SGST - RNG | 9.0
| 500A 36kA Four Pole DN3 TMR MCCB L&T CM94106OOS1OG | 500A 36kA Four Pole DN3 TMR MCCB L&T CM94106OOS1OG | LTDN3MCCB | Nos |  | 500A 36kA Four Pole DN3 TMR MCCB L&T CM94106OOS1OG |  | 0 | 0 | 1 | 1 | 1 | 0.0 | 0.0 | 0.0 | 0 |  |  | 0.0 | Electrical Components | 500A 36kA Four Pole DN3 TMR MCCB L&T CM94106OOS1OG | 0 | 31-12-2099 | Material Transfer |  | 0.0 |  | 0 | 0 |  | 0 | 0 | 0 | 0 |  | 0 | Item Attribute | 1 | Nos | 0.0 | 0.0 | 0 | 0.0 | 0 | L&T | CM94106OOS1OG | India |  |  | 0 | 0.0 |  | 0 | 0 |  | 0 | 0 | 0 | 0 |  |  | 0 | 0 | 0 |  | 0 | [5 empty] | 0 |  |  | 0 | [13 empty] | Nos | 1.0 | [10 empty] | Ringlus Electro Controls & Automation PVT LTD | [18 empty] | CGST - RNG | 9.0
[120 empty] | SGST - RNG | 9.0
| 630A 36kA Four Pole DN3 TMR MCCB L&T CM94106OOT1OG | 630A 36kA Four Pole DN3 TMR MCCB L&T CM94106OOT1OG | LTDN3MCCB | Nos |  | 630A 36kA Four Pole DN3 TMR MCCB L&T CM94106OOT1OG |  | 0 | 0 | 1 | 1 | 1 | 0.0 | 0.0 | 0.0 | 0 |  |  | 0.0 | Electrical Components | 630A 36kA Four Pole DN3 TMR MCCB L&T CM94106OOT1OG | 0 | 31-12-2099 | Material Transfer |  | 0.0 |  | 0 | 0 |  | 0 | 0 | 0 | 0 |  | 0 | Item Attribute | 1 | Nos | 0.0 | 0.0 | 0 | 0.0 | 0 | L&T | CM94106OOT1OG | India |  |  | 0 | 0.0 |  | 0 | 0 |  | 0 | 0 | 0 | 0 |  |  | 0 | 0 | 0 |  | 0 | [5 empty] | 0 |  |  | 0 | [13 empty] | Nos | 1.0 | [10 empty] | Ringlus Electro Controls & Automation PVT LTD | [18 empty] | CGST - RNG | 9.0
[120 empty] | SGST - RNG | 9.0
| 125A 50kA Triple Pole DN2 TMR MCCB L&T CM92005OOL1OG | 125A 50kA Triple Pole DN2 TMR MCCB L&T CM92005OOL1OG | LTDN2MCCB | Nos |  | 125A 50kA Triple Pole DN2 TMR MCCB L&T CM92005OOL1OG |  | 0 | 0 | 1 | 1 | 1 | 0.0 | 0.0 | 0.0 | 0 |  |  | 0.0 | Electrical Components | 125A 50kA Triple Pole DN2 TMR MCCB L&T CM92005OOL1OG | 0 | 31-12-2099 | Material Transfer |  | 0.0 |  | 0 | 0 |  | 0 | 0 | 0 | 0 |  | 0 | Item Attribute | 1 | Nos | 0.0 | 0.0 | 0 | 0.0 | 0 | L&T | CM92005OOL1OG | India |  |  | 0 | 0.0 |  | 0 | 0 |  | 0 | 0 | 0 | 0 |  |  | 0 | 0 | 0 |  | 0 | [5 empty] | 0 |  |  | 0 | [13 empty] | Nos | 1.0 | [10 empty] | Ringlus Electro Controls & Automation PVT LTD | [18 empty] | CGST - RNG | 9.0
[120 empty] | SGST - RNG | 9.0
| 160A 50kA Triple Pole DN2 TMR MCCB L&T CM92005OOM1OG | 160A 50kA Triple Pole DN2 TMR MCCB L&T CM92005OOM1OG | LTDN2MCCB | Nos |  | 160A 50kA Triple Pole DN2 TMR MCCB L&T CM92005OOM1OG |  | 0 | 0 | 1 | 1 | 1 | 0.0 | 0.0 | 0.0 | 0 |  |  | 0.0 | Electrical Components | 160A 50kA Triple Pole DN2 TMR MCCB L&T CM92005OOM1OG | 0 | 31-12-2099 | Material Transfer |  | 0.0 |  | 0 | 0 |  | 0 | 0 | 0 | 0 |  | 0 | Item Attribute | 1 | Nos | 0.0 | 0.0 | 0 | 0.0 | 0 | L&T | CM92005OOM1OG | India |  |  | 0 | 0.0 |  | 0 | 0 |  | 0 | 0 | 0 | 0 |  |  | 0 | 0 | 0 |  | 0 | [5 empty] | 0 |  |  | 0 | [13 empty] | Nos | 1.0 | [10 empty] | Ringlus Electro Controls & Automation PVT LTD | [18 empty] | CGST - RNG | 9.0
[120 empty] | SGST - RNG | 9.0
| 200A 50kA Triple Pole DN2 TMR MCCB L&T CM92006OON1OG | 200A 50kA Triple Pole DN2 TMR MCCB L&T CM92006OON1OG | LTDN2MCCB | Nos |  | 200A 50kA Triple Pole DN2 TMR MCCB L&T CM92006OON1OG |  | 0 | 0 | 1 | 1 | 1 | 0.0 | 0.0 | 0.0 | 0 |  |  | 0.0 | Electrical Components | 200A 50kA Triple Pole DN2 TMR MCCB L&T CM92006OON1OG | 0 | 31-12-2099 | Material Transfer |  | 0.0 |  | 0 | 0 |  | 0 | 0 | 0 | 0 |  | 0 | Item Attribute | 1 | Nos | 0.0 | 0.0 | 0 | 0.0 | 0 | L&T | CM92006OON1OG | India |  |  | 0 | 0.0 |  | 0 | 0 |  | 0 | 0 | 0 | 0 |  |  | 0 | 0 | 0 |  | 0 | [5 empty] | 0 |  |  | 0 | [13 empty] | Nos | 1.0 | [10 empty] | Ringlus Electro Controls & Automation PVT LTD | [18 empty] | CGST - RNG | 9.0
[120 empty] | SGST - RNG | 9.0
| 250A 50kA Triple Pole DN2 TMR MCCB L&T CM92006OOP1OG | 250A 50kA Triple Pole DN2 TMR MCCB L&T CM92006OOP1OG | LTDN2MCCB | Nos |  | 250A 50kA Triple Pole DN2 TMR MCCB L&T CM92006OOP1OG |  | 0 | 0 | 1 | 1 | 1 | 0.0 | 0.0 | 0.0 | 0 |  |  | 0.0 | Electrical Components | 250A 50kA Triple Pole DN2 TMR MCCB L&T CM92006OOP1OG | 0 | 31-12-2099 | Material Transfer |  | 0.0 |  | 0 | 0 |  | 0 | 0 | 0 | 0 |  | 0 | Item Attribute | 1 | Nos | 0.0 | 0.0 | 0 | 0.0 | 0 | L&T | CM92006OOP1OG | India |  |  | 0 | 0.0 |  | 0 | 0 |  | 0 | 0 | 0 | 0 |  |  | 0 | 0 | 0 |  | 0 | [5 empty] | 0 |  |  | 0 | [13 empty] | Nos | 1.0 | [10 empty] | Ringlus Electro Controls & Automation PVT LTD | [18 empty] | CGST - RNG | 9.0
[120 empty] | SGST - RNG | 9.0
| 320A 50kA Triple Pole DN3 TMR MCCB L&T CM94003OOQ1OG | 320A 50kA Triple Pole DN3 TMR MCCB L&T CM94003OOQ1OG | LTDN3MCCB | Nos |  | 320A 50kA Triple Pole DN3 TMR MCCB L&T CM94003OOQ1OG |  | 0 | 0 | 1 | 1 | 1 | 0.0 | 0.0 | 0.0 | 0 |  |  | 0.0 | Electrical Components | 320A 50kA Triple Pole DN3 TMR MCCB L&T CM94003OOQ1OG | 0 | 31-12-2099 | Material Transfer |  | 0.0 |  | 0 | 0 |  | 0 | 0 | 0 | 0 |  | 0 | Item Attribute | 1 | Nos | 0.0 | 0.0 | 0 | 0.0 | 0 | L&T | CM94003OOQ1OG | India |  |  | 0 | 0.0 |  | 0 | 0 |  | 0 | 0 | 0 | 0 |  |  | 0 | 0 | 0 |  | 0 | [5 empty] | 0 |  |  | 0 | [13 empty] | Nos | 1.0 | [10 empty] | Ringlus Electro Controls & Automation PVT LTD | [18 empty] | CGST - RNG | 9.0
[120 empty] | SGST - RNG | 9.0
| 400A 50kA Triple Pole DN3 TMR MCCB L&T CM94003OOR1OG | 400A 50kA Triple Pole DN3 TMR MCCB L&T CM94003OOR1OG | LTDN3MCCB | Nos |  | 400A 50kA Triple Pole DN3 TMR MCCB L&T CM94003OOR1OG |  | 0 | 0 | 1 | 1 | 1 | 0.0 | 0.0 | 0.0 | 0 |  |  | 0.0 | Electrical Components | 400A 50kA Triple Pole DN3 TMR MCCB L&T CM94003OOR1OG | 0 | 31-12-2099 | Material Transfer |  | 0.0 |  | 0 | 0 |  | 0 | 0 | 0 | 0 |  | 0 | Item Attribute | 1 | Nos | 0.0 | 0.0 | 0 | 0.0 | 0 | L&T | CM94003OOR1OG | India |  |  | 0 | 0.0 |  | 0 | 0 |  | 0 | 0 | 0 | 0 |  |  | 0 | 0 | 0 |  | 0 | [5 empty] | 0 |  |  | 0 | [13 empty] | Nos | 1.0 | [10 empty] | Ringlus Electro Controls & Automation PVT LTD | [18 empty] | CGST - RNG | 9.0
[120 empty] | SGST - RNG | 9.0
| 500A 50kA Triple Pole DN3 TMR MCCB L&T CM94004OOS1OG | 500A 50kA Triple Pole DN3 TMR MCCB L&T CM94004OOS1OG | LTDN3MCCB | Nos |  | 500A 50kA Triple Pole DN3 TMR MCCB L&T CM94004OOS1OG |  | 0 | 0 | 1 | 1 | 1 | 0.0 | 0.0 | 0.0 | 0 |  |  | 0.0 | Electrical Components | 500A 50kA Triple Pole DN3 TMR MCCB L&T CM94004OOS1OG | 0 | 31-12-2099 | Material Transfer |  | 0.0 |  | 0 | 0 |  | 0 | 0 | 0 | 0 |  | 0 | Item Attribute | 1 | Nos | 0.0 | 0.0 | 0 | 0.0 | 0 | L&T | CM94004OOS1OG | India |  |  | 0 | 0.0 |  | 0 | 0 |  | 0 | 0 | 0 | 0 |  |  | 0 | 0 | 0 |  | 0 | [5 empty] | 0 |  |  | 0 | [13 empty] | Nos | 1.0 | [10 empty] | Ringlus Electro Controls & Automation PVT LTD | [18 empty] | CGST - RNG | 9.0
[120 empty] | SGST - RNG | 9.0
| 630A 50kA Triple Pole DN3 TMR MCCB L&T CM94004OOT1OG | 630A 50kA Triple Pole DN3 TMR MCCB L&T CM94004OOT1OG | LTDN3MCCB | Nos |  | 630A 50kA Triple Pole DN3 TMR MCCB L&T CM94004OOT1OG |  | 0 | 0 | 1 | 1 | 1 | 0.0 | 0.0 | 0.0 | 0 |  |  | 0.0 | Electrical Components | 630A 50kA Triple Pole DN3 TMR MCCB L&T CM94004OOT1OG | 0 | 31-12-2099 | Material Transfer |  | 0.0 |  | 0 | 0 |  | 0 | 0 | 0 | 0 |  | 0 | Item Attribute | 1 | Nos | 0.0 | 0.0 | 0 | 0.0 | 0 | L&T | CM94004OOT1OG | India |  |  | 0 | 0.0 |  | 0 | 0 |  | 0 | 0 | 0 | 0 |  |  | 0 | 0 | 0 |  | 0 | [5 empty] | 0 |  |  | 0 | [13 empty] | Nos | 1.0 | [10 empty] | Ringlus Electro Controls & Automation PVT LTD | [18 empty] | CGST - RNG | 9.0
[120 empty] | SGST - RNG | 9.0
| 125A 50kA Four Pole DN2 TMR MCCB L&T CM92105OOL1OG | 125A 50kA Four Pole DN2 TMR MCCB L&T CM92105OOL1OG | LTDN2MCCB | Nos |  | 125A 50kA Four Pole DN2 TMR MCCB L&T CM92105OOL1OG |  | 0 | 0 | 1 | 1 | 1 | 0.0 | 0.0 | 0.0 | 0 |  |  | 0.0 | Electrical Components | 125A 50kA Four Pole DN2 TMR MCCB L&T CM92105OOL1OG | 0 | 31-12-2099 | Material Transfer |  | 0.0 |  | 0 | 0 |  | 0 | 0 | 0 | 0 |  | 0 | Item Attribute | 1 | Nos | 0.0 | 0.0 | 0 | 0.0 | 0 | L&T | CM92105OOL1OG | India |  |  | 0 | 0.0 |  | 0 | 0 |  | 0 | 0 | 0 | 0 |  |  | 0 | 0 | 0 |  | 0 | [5 empty] | 0 |  |  | 0 | [13 empty] | Nos | 1.0 | [10 empty] | Ringlus Electro Controls & Automation PVT LTD | [18 empty] | CGST - RNG | 9.0
[120 empty] | SGST - RNG | 9.0
| 160A 50kA Four Pole DN2 TMR MCCB L&T CM92105OOM1OG | 160A 50kA Four Pole DN2 TMR MCCB L&T CM92105OOM1OG | LTDN2MCCB | Nos |  | 160A 50kA Four Pole DN2 TMR MCCB L&T CM92105OOM1OG |  | 0 | 0 | 1 | 1 | 1 | 0.0 | 0.0 | 0.0 | 0 |  |  | 0.0 | Electrical Components | 160A 50kA Four Pole DN2 TMR MCCB L&T CM92105OOM1OG | 0 | 31-12-2099 | Material Transfer |  | 0.0 |  | 0 | 0 |  | 0 | 0 | 0 | 0 |  | 0 | Item Attribute | 1 | Nos | 0.0 | 0.0 | 0 | 0.0 | 0 | L&T | CM92105OOM1OG | India |  |  | 0 | 0.0 |  | 0 | 0 |  | 0 | 0 | 0 | 0 |  |  | 0 | 0 | 0 |  | 0 | [5 empty] | 0 |  |  | 0 | [13 empty] | Nos | 1.0 | [10 empty] | Ringlus Electro Controls & Automation PVT LTD | [18 empty] | CGST - RNG | 9.0
[120 empty] | SGST - RNG | 9.0
| 200A 50kA Four Pole DN2 TMR MCCB L&T CM92106OON1OG | 200A 50kA Four Pole DN2 TMR MCCB L&T CM92106OON1OG | LTDN2MCCB | Nos |  | 200A 50kA Four Pole DN2 TMR MCCB L&T CM92106OON1OG |  | 0 | 0 | 1 | 1 | 1 | 0.0 | 0.0 | 0.0 | 0 |  |  | 0.0 | Electrical Components | 200A 50kA Four Pole DN2 TMR MCCB L&T CM92106OON1OG | 0 | 31-12-2099 | Material Transfer |  | 0.0 |  | 0 | 0 |  | 0 | 0 | 0 | 0 |  | 0 | Item Attribute | 1 | Nos | 0.0 | 0.0 | 0 | 0.0 | 0 | L&T | CM92106OON1OG | India |  |  | 0 | 0.0 |  | 0 | 0 |  | 0 | 0 | 0 | 0 |  |  | 0 | 0 | 0 |  | 0 | [5 empty] | 0 |  |  | 0 | [13 empty] | Nos | 1.0 | [10 empty] | Ringlus Electro Controls & Automation PVT LTD | [18 empty] | CGST - RNG | 9.0
[120 empty] | SGST - RNG | 9.0
| 250A 50kA Four Pole DN2 TMR MCCB L&T CM92106OOP1OG | 250A 50kA Four Pole DN2 TMR MCCB L&T CM92106OOP1OG | LTDN2MCCB | Nos |  | 250A 50kA Four Pole DN2 TMR MCCB L&T CM92106OOP1OG |  | 0 | 0 | 1 | 1 | 1 | 0.0 | 0.0 | 0.0 | 0 |  |  | 0.0 | Electrical Components | 250A 50kA Four Pole DN2 TMR MCCB L&T CM92106OOP1OG | 0 | 31-12-2099 | Material Transfer |  | 0.0 |  | 0 | 0 |  | 0 | 0 | 0 | 0 |  | 0 | Item Attribute | 1 | Nos | 0.0 | 0.0 | 0 | 0.0 | 0 | L&T | CM92106OOP1OG | India |  |  | 0 | 0.0 |  | 0 | 0 |  | 0 | 0 | 0 | 0 |  |  | 0 | 0 | 0 |  | 0 | [5 empty] | 0 |  |  | 0 | [13 empty] | Nos | 1.0 | [10 empty] | Ringlus Electro Controls & Automation PVT LTD | [18 empty] | CGST - RNG | 9.0
[120 empty] | SGST - RNG | 9.0
| 320A 50kA Four Pole DN3 TMR MCCB L&T CM94103OOQ1OG | 320A 50kA Four Pole DN3 TMR MCCB L&T CM94103OOQ1OG | LTDN3MCCB | Nos |  | 320A 50kA Four Pole DN3 TMR MCCB L&T CM94103OOQ1OG |  | 0 | 0 | 1 | 1 | 1 | 0.0 | 0.0 | 0.0 | 0 |  |  | 0.0 | Electrical Components | 320A 50kA Four Pole DN3 TMR MCCB L&T CM94103OOQ1OG | 0 | 31-12-2099 | Material Transfer |  | 0.0 |  | 0 | 0 |  | 0 | 0 | 0 | 0 |  | 0 | Item Attribute | 1 | Nos | 0.0 | 0.0 | 0 | 0.0 | 0 | L&T | CM94103OOQ1OG | India |  |  | 0 | 0.0 |  | 0 | 0 |  | 0 | 0 | 0 | 0 |  |  | 0 | 0 | 0 |  | 0 | [5 empty] | 0 |  |  | 0 | [13 empty] | Nos | 1.0 | [10 empty] | Ringlus Electro Controls & Automation PVT LTD | [18 empty] | CGST - RNG | 9.0
[120 empty] | SGST - RNG | 9.0
| 400A 50kA Four Pole DN3 TMR MCCB L&T CM94103OOR1OG | 400A 50kA Four Pole DN3 TMR MCCB L&T CM94103OOR1OG | LTDN3MCCB | Nos |  | 400A 50kA Four Pole DN3 TMR MCCB L&T CM94103OOR1OG |  | 0 | 0 | 1 | 1 | 1 | 0.0 | 0.0 | 0.0 | 0 |  |  | 0.0 | Electrical Components | 400A 50kA Four Pole DN3 TMR MCCB L&T CM94103OOR1OG | 0 | 31-12-2099 | Material Transfer |  | 0.0 |  | 0 | 0 |  | 0 | 0 | 0 | 0 |  | 0 | Item Attribute | 1 | Nos | 0.0 | 0.0 | 0 | 0.0 | 0 | L&T | CM94103OOR1OG | India |  |  | 0 | 0.0 |  | 0 | 0 |  | 0 | 0 | 0 | 0 |  |  | 0 | 0 | 0 |  | 0 | [5 empty] | 0 |  |  | 0 | [13 empty] | Nos | 1.0 | [10 empty] | Ringlus Electro Controls & Automation PVT LTD | [18 empty] | CGST - RNG | 9.0
[120 empty] | SGST - RNG | 9.0
| 500A 50kA Four Pole DN3 TMR MCCB L&T CM94104OOS1OG | 500A 50kA Four Pole DN3 TMR MCCB L&T CM94104OOS1OG | LTDN3MCCB | Nos |  | 500A 50kA Four Pole DN3 TMR MCCB L&T CM94104OOS1OG |  | 0 | 0 | 1 | 1 | 1 | 0.0 | 0.0 | 0.0 | 0 |  |  | 0.0 | Electrical Components | 500A 50kA Four Pole DN3 TMR MCCB L&T CM94104OOS1OG | 0 | 31-12-2099 | Material Transfer |  | 0.0 |  | 0 | 0 |  | 0 | 0 | 0 | 0 |  | 0 | Item Attribute | 1 | Nos | 0.0 | 0.0 | 0 | 0.0 | 0 | L&T | CM94104OOS1OG | India |  |  | 0 | 0.0 |  | 0 | 0 |  | 0 | 0 | 0 | 0 |  |  | 0 | 0 | 0 |  | 0 | [5 empty] | 0 |  |  | 0 | [13 empty] | Nos | 1.0 | [10 empty] | Ringlus Electro Controls & Automation PVT LTD | [18 empty] | CGST - RNG | 9.0
[120 empty] | SGST - RNG | 9.0
| 630A 50kA Four Pole DN3 TMR MCCB L&T CM94104OOT1OG | 630A 50kA Four Pole DN3 TMR MCCB L&T CM94104OOT1OG | LTDN3MCCB | Nos |  | 630A 50kA Four Pole DN3 TMR MCCB L&T CM94104OOT1OG |  | 0 | 0 | 1 | 1 | 1 | 0.0 | 0.0 | 0.0 | 0 |  |  | 0.0 | Electrical Components | 630A 50kA Four Pole DN3 TMR MCCB L&T CM94104OOT1OG | 0 | 31-12-2099 | Material Transfer |  | 0.0 |  | 0 | 0 |  | 0 | 0 | 0 | 0 |  | 0 | Item Attribute | 1 | Nos | 0.0 | 0.0 | 0 | 0.0 | 0 | L&T | CM94104OOT1OG | India |  |  | 0 | 0.0 |  | 0 | 0 |  | 0 | 0 | 0 | 0 |  |  | 0 | 0 | 0 |  | 0 | [5 empty] | 0 |  |  | 0 | [13 empty] | Nos | 1.0 | [10 empty] | Ringlus Electro Controls & Automation PVT LTD | [18 empty] | CGST - RNG | 9.0
[120 empty] | SGST - RNG | 9.0
| 125A 70kA Triple Pole DN2 TMR MCCB L&T CM92002OOL1OG | 125A 70kA Triple Pole DN2 TMR MCCB L&T CM92002OOL1OG | LTDN2MCCB | Nos |  | 125A 70kA Triple Pole DN2 TMR MCCB L&T CM92002OOL1OG |  | 0 | 0 | 1 | 1 | 1 | 0.0 | 0.0 | 0.0 | 0 |  |  | 0.0 | Electrical Components | 125A 70kA Triple Pole DN2 TMR MCCB L&T CM92002OOL1OG | 0 | 31-12-2099 | Material Transfer |  | 0.0 |  | 0 | 0 |  | 0 | 0 | 0 | 0 |  | 0 | Item Attribute | 1 | Nos | 0.0 | 0.0 | 0 | 0.0 | 0 | L&T | CM92002OOL1OG | India |  |  | 0 | 0.0 |  | 0 | 0 |  | 0 | 0 | 0 | 0 |  |  | 0 | 0 | 0 |  | 0 | [5 empty] | 0 |  |  | 0 | [13 empty] | Nos | 1.0 | [10 empty] | Ringlus Electro Controls & Automation PVT LTD | [18 empty] | CGST - RNG | 9.0
[120 empty] | SGST - RNG | 9.0
| 160A 70kA Triple Pole DN2 TMR MCCB L&T CM92002OOM1OG | 160A 70kA Triple Pole DN2 TMR MCCB L&T CM92002OOM1OG | LTDN2MCCB | Nos |  | 160A 70kA Triple Pole DN2 TMR MCCB L&T CM92002OOM1OG |  | 0 | 0 | 1 | 1 | 1 | 0.0 | 0.0 | 0.0 | 0 |  |  | 0.0 | Electrical Components | 160A 70kA Triple Pole DN2 TMR MCCB L&T CM92002OOM1OG | 0 | 31-12-2099 | Material Transfer |  | 0.0 |  | 0 | 0 |  | 0 | 0 | 0 | 0 |  | 0 | Item Attribute | 1 | Nos | 0.0 | 0.0 | 0 | 0.0 | 0 | L&T | CM92002OOM1OG | India |  |  | 0 | 0.0 |  | 0 | 0 |  | 0 | 0 | 0 | 0 |  |  | 0 | 0 | 0 |  | 0 | [5 empty] | 0 |  |  | 0 | [13 empty] | Nos | 1.0 | [10 empty] | Ringlus Electro Controls & Automation PVT LTD | [18 empty] | CGST - RNG | 9.0
[120 empty] | SGST - RNG | 9.0
| 200A 70kA Triple Pole DN2 TMR MCCB L&T CM92003OON1OG | 200A 70kA Triple Pole DN2 TMR MCCB L&T CM92003OON1OG | LTDN2MCCB | Nos |  | 200A 70kA Triple Pole DN2 TMR MCCB L&T CM92003OON1OG |  | 0 | 0 | 1 | 1 | 1 | 0.0 | 0.0 | 0.0 | 0 |  |  | 0.0 | Electrical Components | 200A 70kA Triple Pole DN2 TMR MCCB L&T CM92003OON1OG | 0 | 31-12-2099 | Material Transfer |  | 0.0 |  | 0 | 0 |  | 0 | 0 | 0 | 0 |  | 0 | Item Attribute | 1 | Nos | 0.0 | 0.0 | 0 | 0.0 | 0 | L&T | CM92003OON1OG | India |  |  | 0 | 0.0 |  | 0 | 0 |  | 0 | 0 | 0 | 0 |  |  | 0 | 0 | 0 |  | 0 | [5 empty] | 0 |  |  | 0 | [13 empty] | Nos | 1.0 | [10 empty] | Ringlus Electro Controls & Automation PVT LTD | [18 empty] | CGST - RNG | 9.0
[120 empty] | SGST - RNG | 9.0
| 250A 70kA Triple Pole DN2 TMR MCCB L&T CM92003OOP1OG | 250A 70kA Triple Pole DN2 TMR MCCB L&T CM92003OOP1OG | LTDN2MCCB | Nos |  | 250A 70kA Triple Pole DN2 TMR MCCB L&T CM92003OOP1OG |  | 0 | 0 | 1 | 1 | 1 | 0.0 | 0.0 | 0.0 | 0 |  |  | 0.0 | Electrical Components | 250A 70kA Triple Pole DN2 TMR MCCB L&T CM92003OOP1OG | 0 | 31-12-2099 | Material Transfer |  | 0.0 |  | 0 | 0 |  | 0 | 0 | 0 | 0 |  | 0 | Item Attribute | 1 | Nos | 0.0 | 0.0 | 0 | 0.0 | 0 | L&T | CM92003OOP1OG | India |  |  | 0 | 0.0 |  | 0 | 0 |  | 0 | 0 | 0 | 0 |  |  | 0 | 0 | 0 |  | 0 | [5 empty] | 0 |  |  | 0 | [13 empty] | Nos | 1.0 | [10 empty] | Ringlus Electro Controls & Automation PVT LTD | [18 empty] | CGST - RNG | 9.0
[120 empty] | SGST - RNG | 9.0
| 320A 70kA Triple Pole DN3 TMR MCCB L&T CM94001OOQ1OG | 320A 70kA Triple Pole DN3 TMR MCCB L&T CM94001OOQ1OG | LTDN3MCCB | Nos |  | 320A 70kA Triple Pole DN3 TMR MCCB L&T CM94001OOQ1OG |  | 0 | 0 | 1 | 1 | 1 | 0.0 | 0.0 | 0.0 | 0 |  |  | 0.0 | Electrical Components | 320A 70kA Triple Pole DN3 TMR MCCB L&T CM94001OOQ1OG | 0 | 31-12-2099 | Material Transfer |  | 0.0 |  | 0 | 0 |  | 0 | 0 | 0 | 0 |  | 0 | Item Attribute | 1 | Nos | 0.0 | 0.0 | 0 | 0.0 | 0 | L&T | CM94001OOQ1OG | India |  |  | 0 | 0.0 |  | 0 | 0 |  | 0 | 0 | 0 | 0 |  |  | 0 | 0 | 0 |  | 0 | [5 empty] | 0 |  |  | 0 | [13 empty] | Nos | 1.0 | [10 empty] | Ringlus Electro Controls & Automation PVT LTD | [18 empty] | CGST - RNG | 9.0
[120 empty] | SGST - RNG | 9.0
| 400A 70kA Triple Pole DN3 TMR MCCB L&T CM94001OOR1OG | 400A 70kA Triple Pole DN3 TMR MCCB L&T CM94001OOR1OG | LTDN3MCCB | Nos |  | 400A 70kA Triple Pole DN3 TMR MCCB L&T CM94001OOR1OG |  | 0 | 0 | 1 | 1 | 1 | 0.0 | 0.0 | 0.0 | 0 |  |  | 0.0 | Electrical Components | 400A 70kA Triple Pole DN3 TMR MCCB L&T CM94001OOR1OG | 0 | 31-12-2099 | Material Transfer |  | 0.0 |  | 0 | 0 |  | 0 | 0 | 0 | 0 |  | 0 | Item Attribute | 1 | Nos | 0.0 | 0.0 | 0 | 0.0 | 0 | L&T | CM94001OOR1OG | India |  |  | 0 | 0.0 |  | 0 | 0 |  | 0 | 0 | 0 | 0 |  |  | 0 | 0 | 0 |  | 0 | [5 empty] | 0 |  |  | 0 | [13 empty] | Nos | 1.0 | [10 empty] | Ringlus Electro Controls & Automation PVT LTD | [18 empty] | CGST - RNG | 9.0
[120 empty] | SGST - RNG | 9.0
| 500A 70kA Triple Pole DN3 TMR MCCB L&T CM94002OOS1OG | 500A 70kA Triple Pole DN3 TMR MCCB L&T CM94002OOS1OG | LTDN3MCCB | Nos |  | 500A 70kA Triple Pole DN3 TMR MCCB L&T CM94002OOS1OG |  | 0 | 0 | 1 | 1 | 1 | 0.0 | 0.0 | 0.0 | 0 |  |  | 0.0 | Electrical Components | 500A 70kA Triple Pole DN3 TMR MCCB L&T CM94002OOS1OG | 0 | 31-12-2099 | Material Transfer |  | 0.0 |  | 0 | 0 |  | 0 | 0 | 0 | 0 |  | 0 | Item Attribute | 1 | Nos | 0.0 | 0.0 | 0 | 0.0 | 0 | L&T | CM94002OOS1OG | India |  |  | 0 | 0.0 |  | 0 | 0 |  | 0 | 0 | 0 | 0 |  |  | 0 | 0 | 0 |  | 0 | [5 empty] | 0 |  |  | 0 | [13 empty] | Nos | 1.0 | [10 empty] | Ringlus Electro Controls & Automation PVT LTD | [18 empty] | CGST - RNG | 9.0
[120 empty] | SGST - RNG | 9.0
| 630A 70kA Triple Pole DN3 TMR MCCB L&T CM94002OOT1OG | 630A 70kA Triple Pole DN3 TMR MCCB L&T CM94002OOT1OG | LTDN3MCCB | Nos |  | 630A 70kA Triple Pole DN3 TMR MCCB L&T CM94002OOT1OG |  | 0 | 0 | 1 | 1 | 1 | 0.0 | 0.0 | 0.0 | 0 |  |  | 0.0 | Electrical Components | 630A 70kA Triple Pole DN3 TMR MCCB L&T CM94002OOT1OG | 0 | 31-12-2099 | Material Transfer |  | 0.0 |  | 0 | 0 |  | 0 | 0 | 0 | 0 |  | 0 | Item Attribute | 1 | Nos | 0.0 | 0.0 | 0 | 0.0 | 0 | L&T | CM94002OOT1OG | India |  |  | 0 | 0.0 |  | 0 | 0 |  | 0 | 0 | 0 | 0 |  |  | 0 | 0 | 0 |  | 0 | [5 empty] | 0 |  |  | 0 | [13 empty] | Nos | 1.0 | [10 empty] | Ringlus Electro Controls & Automation PVT LTD | [18 empty] | CGST - RNG | 9.0
[120 empty] | SGST - RNG | 9.0
| 125A 70kA Four Pole DN2 TMR MCCB L&T CM92102OOL1OG | 125A 70kA Four Pole DN2 TMR MCCB L&T CM92102OOL1OG | LTDN2MCCB | Nos |  | 125A 70kA Four Pole DN2 TMR MCCB L&T CM92102OOL1OG |  | 0 | 0 | 1 | 1 | 1 | 0.0 | 0.0 | 0.0 | 0 |  |  | 0.0 | Electrical Components | 125A 70kA Four Pole DN2 TMR MCCB L&T CM92102OOL1OG | 0 | 31-12-2099 | Material Transfer |  | 0.0 |  | 0 | 0 |  | 0 | 0 | 0 | 0 |  | 0 | Item Attribute | 1 | Nos | 0.0 | 0.0 | 0 | 0.0 | 0 | L&T | CM92102OOL1OG | India |  |  | 0 | 0.0 |  | 0 | 0 |  | 0 | 0 | 0 | 0 |  |  | 0 | 0 | 0 |  | 0 | [5 empty] | 0 |  |  | 0 | [13 empty] | Nos | 1.0 | [10 empty] | Ringlus Electro Controls & Automation PVT LTD | [18 empty] | CGST - RNG | 9.0
[120 empty] | SGST - RNG | 9.0
| 160A 70kA Four Pole DN2 TMR MCCB L&T CM92102OOM1OG | 160A 70kA Four Pole DN2 TMR MCCB L&T CM92102OOM1OG | LTDN2MCCB | Nos |  | 160A 70kA Four Pole DN2 TMR MCCB L&T CM92102OOM1OG |  | 0 | 0 | 1 | 1 | 1 | 0.0 | 0.0 | 0.0 | 0 |  |  | 0.0 | Electrical Components | 160A 70kA Four Pole DN2 TMR MCCB L&T CM92102OOM1OG | 0 | 31-12-2099 | Material Transfer |  | 0.0 |  | 0 | 0 |  | 0 | 0 | 0 | 0 |  | 0 | Item Attribute | 1 | Nos | 0.0 | 0.0 | 0 | 0.0 | 0 | L&T | CM92102OOM1OG | India |  |  | 0 | 0.0 |  | 0 | 0 |  | 0 | 0 | 0 | 0 |  |  | 0 | 0 | 0 |  | 0 | [5 empty] | 0 |  |  | 0 | [13 empty] | Nos | 1.0 | [10 empty] | Ringlus Electro Controls & Automation PVT LTD | [18 empty] | CGST - RNG | 9.0
[120 empty] | SGST - RNG | 9.0
| 200A 70kA Four Pole DN2 TMR MCCB L&T CM92103OON1OG | 200A 70kA Four Pole DN2 TMR MCCB L&T CM92103OON1OG | LTDN2MCCB | Nos |  | 200A 70kA Four Pole DN2 TMR MCCB L&T CM92103OON1OG |  | 0 | 0 | 1 | 1 | 1 | 0.0 | 0.0 | 0.0 | 0 |  |  | 0.0 | Electrical Components | 200A 70kA Four Pole DN2 TMR MCCB L&T CM92103OON1OG | 0 | 31-12-2099 | Material Transfer |  | 0.0 |  | 0 | 0 |  | 0 | 0 | 0 | 0 |  | 0 | Item Attribute | 1 | Nos | 0.0 | 0.0 | 0 | 0.0 | 0 | L&T | CM92103OON1OG | India |  |  | 0 | 0.0 |  | 0 | 0 |  | 0 | 0 | 0 | 0 |  |  | 0 | 0 | 0 |  | 0 | [5 empty] | 0 |  |  | 0 | [13 empty] | Nos | 1.0 | [10 empty] | Ringlus Electro Controls & Automation PVT LTD | [18 empty] | CGST - RNG | 9.0
[120 empty] | SGST - RNG | 9.0
| 250A 70kA Four Pole DN2 TMR MCCB L&T CM92103OOP1OG | 250A 70kA Four Pole DN2 TMR MCCB L&T CM92103OOP1OG | LTDN2MCCB | Nos |  | 250A 70kA Four Pole DN2 TMR MCCB L&T CM92103OOP1OG |  | 0 | 0 | 1 | 1 | 1 | 0.0 | 0.0 | 0.0 | 0 |  |  | 0.0 | Electrical Components | 250A 70kA Four Pole DN2 TMR MCCB L&T CM92103OOP1OG | 0 | 31-12-2099 | Material Transfer |  | 0.0 |  | 0 | 0 |  | 0 | 0 | 0 | 0 |  | 0 | Item Attribute | 1 | Nos | 0.0 | 0.0 | 0 | 0.0 | 0 | L&T | CM92103OOP1OG | India |  |  | 0 | 0.0 |  | 0 | 0 |  | 0 | 0 | 0 | 0 |  |  | 0 | 0 | 0 |  | 0 | [5 empty] | 0 |  |  | 0 | [13 empty] | Nos | 1.0 | [10 empty] | Ringlus Electro Controls & Automation PVT LTD | [18 empty] | CGST - RNG | 9.0
[120 empty] | SGST - RNG | 9.0
| 320A 70kA Four Pole DN3 TMR MCCB L&T CM94101OOQ1OG | 320A 70kA Four Pole DN3 TMR MCCB L&T CM94101OOQ1OG | LTDN3MCCB | Nos |  | 320A 70kA Four Pole DN3 TMR MCCB L&T CM94101OOQ1OG |  | 0 | 0 | 1 | 1 | 1 | 0.0 | 0.0 | 0.0 | 0 |  |  | 0.0 | Electrical Components | 320A 70kA Four Pole DN3 TMR MCCB L&T CM94101OOQ1OG | 0 | 31-12-2099 | Material Transfer |  | 0.0 |  | 0 | 0 |  | 0 | 0 | 0 | 0 |  | 0 | Item Attribute | 1 | Nos | 0.0 | 0.0 | 0 | 0.0 | 0 | L&T | CM94101OOQ1OG | India |  |  | 0 | 0.0 |  | 0 | 0 |  | 0 | 0 | 0 | 0 |  |  | 0 | 0 | 0 |  | 0 | [5 empty] | 0 |  |  | 0 | [13 empty] | Nos | 1.0 | [10 empty] | Ringlus Electro Controls & Automation PVT LTD | [18 empty] | CGST - RNG | 9.0
[120 empty] | SGST - RNG | 9.0
| 400A 70kA Four Pole DN3 TMR MCCB L&T CM94101OOR1OG | 400A 70kA Four Pole DN3 TMR MCCB L&T CM94101OOR1OG | LTDN3MCCB | Nos |  | 400A 70kA Four Pole DN3 TMR MCCB L&T CM94101OOR1OG |  | 0 | 0 | 1 | 1 | 1 | 0.0 | 0.0 | 0.0 | 0 |  |  | 0.0 | Electrical Components | 400A 70kA Four Pole DN3 TMR MCCB L&T CM94101OOR1OG | 0 | 31-12-2099 | Material Transfer |  | 0.0 |  | 0 | 0 |  | 0 | 0 | 0 | 0 |  | 0 | Item Attribute | 1 | Nos | 0.0 | 0.0 | 0 | 0.0 | 0 | L&T | CM94101OOR1OG | India |  |  | 0 | 0.0 |  | 0 | 0 |  | 0 | 0 | 0 | 0 |  |  | 0 | 0 | 0 |  | 0 | [5 empty] | 0 |  |  | 0 | [13 empty] | Nos | 1.0 | [10 empty] | Ringlus Electro Controls & Automation PVT LTD | [18 empty] | CGST - RNG | 9.0
[120 empty] | SGST - RNG | 9.0
| 500A 70kA Four Pole DN3 TMR MCCB L&T CM94102OOS1OG | 500A 70kA Four Pole DN3 TMR MCCB L&T CM94102OOS1OG | LTDN3MCCB | Nos |  | 500A 70kA Four Pole DN3 TMR MCCB L&T CM94102OOS1OG |  | 0 | 0 | 1 | 1 | 1 | 0.0 | 0.0 | 0.0 | 0 |  |  | 0.0 | Electrical Components | 500A 70kA Four Pole DN3 TMR MCCB L&T CM94102OOS1OG | 0 | 31-12-2099 | Material Transfer |  | 0.0 |  | 0 | 0 |  | 0 | 0 | 0 | 0 |  | 0 | Item Attribute | 1 | Nos | 0.0 | 0.0 | 0 | 0.0 | 0 | L&T | CM94102OOS1OG | India |  |  | 0 | 0.0 |  | 0 | 0 |  | 0 | 0 | 0 | 0 |  |  | 0 | 0 | 0 |  | 0 | [5 empty] | 0 |  |  | 0 | [13 empty] | Nos | 1.0 | [10 empty] | Ringlus Electro Controls & Automation PVT LTD | [18 empty] | CGST - RNG | 9.0
[120 empty] | SGST - RNG | 9.0
| 630A 70kA Four Pole DN3 TMR MCCB L&T CM94102OOT1OG | 630A 70kA Four Pole DN3 TMR MCCB L&T CM94102OOT1OG | LTDN3MCCB | Nos |  | 630A 70kA Four Pole DN3 TMR MCCB L&T CM94102OOT1OG |  | 0 | 0 | 1 | 1 | 1 | 0.0 | 0.0 | 0.0 | 0 |  |  | 0.0 | Electrical Components | 630A 70kA Four Pole DN3 TMR MCCB L&T CM94102OOT1OG | 0 | 31-12-2099 | Material Transfer |  | 0.0 |  | 0 | 0 |  | 0 | 0 | 0 | 0 |  | 0 | Item Attribute | 1 | Nos | 0.0 | 0.0 | 0 | 0.0 | 0 | L&T | CM94102OOT1OG | India |  |  | 0 | 0.0 |  | 0 | 0 |  | 0 | 0 | 0 | 0 |  |  | 0 | 0 | 0 |  | 0 | [5 empty] | 0 |  |  | 0 | [13 empty] | Nos | 1.0 | [10 empty] | Ringlus Electro Controls & Automation PVT LTD | [18 empty] | CGST - RNG | 9.0
[120 empty] | SGST - RNG | 9.0
| 40A 36kA Triple Pole DN2 MPR MTX1.0 MCCB L&T CM92063OOOOX1 | 40A 36kA Triple Pole DN2 MPR MTX1.0 MCCB L&T CM92063OOOOX1 | LTDN2MCCB | Nos |  | 40A 36kA Triple Pole DN2 MPR MTX1.0 MCCB L&T CM92063OOOOX1 |  | 0 | 0 | 1 | 1 | 1 | 0.0 | 0.0 | 0.0 | 0 |  |  | 0.0 | Electrical Components | 40A 36kA Triple Pole DN2 MPR MTX1.0 MCCB L&T CM92063OOOOX1 | 0 | 31-12-2099 | Material Transfer |  | 0.0 |  | 0 | 0 |  | 0 | 0 | 0 | 0 |  | 0 | Item Attribute | 1 | Nos | 0.0 | 0.0 | 0 | 0.0 | 0 | L&T | CM92063OOOOX1 | India |  |  | 0 | 0.0 |  | 0 | 0 |  | 0 | 0 | 0 | 0 |  |  | 0 | 0 | 0 |  | 0 | [5 empty] | 0 |  |  | 0 | [13 empty] | Nos | 1.0 | [10 empty] | Ringlus Electro Controls & Automation PVT LTD | [18 empty] | CGST - RNG | 9.0
[120 empty] | SGST - RNG | 9.0
| 63A 36kA Triple Pole DN2 MPR MTX1.0 MCCB L&T CM92071OOOOX1 | 63A 36kA Triple Pole DN2 MPR MTX1.0 MCCB L&T CM92071OOOOX1 | LTDN2MCCB | Nos |  | 63A 36kA Triple Pole DN2 MPR MTX1.0 MCCB L&T CM92071OOOOX1 |  | 0 | 0 | 1 | 1 | 1 | 0.0 | 0.0 | 0.0 | 0 |  |  | 0.0 | Electrical Components | 63A 36kA Triple Pole DN2 MPR MTX1.0 MCCB L&T CM92071OOOOX1 | 0 | 31-12-2099 | Material Transfer |  | 0.0 |  | 0 | 0 |  | 0 | 0 | 0 | 0 |  | 0 | Item Attribute | 1 | Nos | 0.0 | 0.0 | 0 | 0.0 | 0 | L&T | CM92071OOOOX1 | India |  |  | 0 | 0.0 |  | 0 | 0 |  | 0 | 0 | 0 | 0 |  |  | 0 | 0 | 0 |  | 0 | [5 empty] | 0 |  |  | 0 | [13 empty] | Nos | 1.0 | [10 empty] | Ringlus Electro Controls & Automation PVT LTD | [18 empty] | CGST - RNG | 9.0
[120 empty] | SGST - RNG | 9.0
| 100A 36kA Triple Pole DN2 MPR MTX1.0 MCCB L&TCM92051OOOOX1 | 100A 36kA Triple Pole DN2 MPR MTX1.0 MCCB L&TCM92051OOOOX1 | LTDN2MCCB | Nos |  | 100A 36kA Triple Pole DN2 MPR MTX1.0 MCCB L&TCM92051OOOOX1 |  | 0 | 0 | 1 | 1 | 1 | 0.0 | 0.0 | 0.0 | 0 |  |  | 0.0 | Electrical Components | 100A 36kA Triple Pole DN2 MPR MTX1.0 MCCB L&TCM92051OOOOX1 | 0 | 31-12-2099 | Material Transfer |  | 0.0 |  | 0 | 0 |  | 0 | 0 | 0 | 0 |  | 0 | Item Attribute | 1 | Nos | 0.0 | 0.0 | 0 | 0.0 | 0 | L&T | CM92051OOOOX1 | India |  |  | 0 | 0.0 |  | 0 | 0 |  | 0 | 0 | 0 | 0 |  |  | 0 | 0 | 0 |  | 0 | [5 empty] | 0 |  |  | 0 | [13 empty] | Nos | 1.0 | [10 empty] | Ringlus Electro Controls & Automation PVT LTD | [18 empty] | CGST - RNG | 9.0
[120 empty] | SGST - RNG | 9.0
| 160A 36kA Triple Pole DN2 MPR MTX1.0 MCCB L&T CM92074OOOOX1 | 160A 36kA Triple Pole DN2 MPR MTX1.0 MCCB L&T CM92074OOOOX1 | LTDN2MCCB | Nos |  | 160A 36kA Triple Pole DN2 MPR MTX1.0 MCCB L&T CM92074OOOOX1 |  | 0 | 0 | 1 | 1 | 1 | 0.0 | 0.0 | 0.0 | 0 |  |  | 0.0 | Electrical Components | 160A 36kA Triple Pole DN2 MPR MTX1.0 MCCB L&T CM92074OOOOX1 | 0 | 31-12-2099 | Material Transfer |  | 0.0 |  | 0 | 0 |  | 0 | 0 | 0 | 0 |  | 0 | Item Attribute | 1 | Nos | 0.0 | 0.0 | 0 | 0.0 | 0 | L&T | CM92074OOOOX1 | India |  |  | 0 | 0.0 |  | 0 | 0 |  | 0 | 0 | 0 | 0 |  |  | 0 | 0 | 0 |  | 0 | [5 empty] | 0 |  |  | 0 | [13 empty] | Nos | 1.0 | [10 empty] | Ringlus Electro Controls & Automation PVT LTD | [18 empty] | CGST - RNG | 9.0
[120 empty] | SGST - RNG | 9.0
| 250A 36kA Triple Pole DN2 MPR MTX1.0 MCCB L&T CM92054OOOOX1 | 250A 36kA Triple Pole DN2 MPR MTX1.0 MCCB L&T CM92054OOOOX1 | LTDN2MCCB | Nos |  | 250A 36kA Triple Pole DN2 MPR MTX1.0 MCCB L&T CM92054OOOOX1 |  | 0 | 0 | 1 | 1 | 1 | 0.0 | 0.0 | 0.0 | 0 |  |  | 0.0 | Electrical Components | 250A 36kA Triple Pole DN2 MPR MTX1.0 MCCB L&T CM92054OOOOX1 | 0 | 31-12-2099 | Material Transfer |  | 0.0 |  | 0 | 0 |  | 0 | 0 | 0 | 0 |  | 0 | Item Attribute | 1 | Nos | 0.0 | 0.0 | 0 | 0.0 | 0 | L&T | CM92054OOOOX1 | India |  |  | 0 | 0.0 |  | 0 | 0 |  | 0 | 0 | 0 | 0 |  |  | 0 | 0 | 0 |  | 0 | [5 empty] | 0 |  |  | 0 | [13 empty] | Nos | 1.0 | [10 empty] | Ringlus Electro Controls & Automation PVT LTD | [18 empty] | CGST - RNG | 9.0
[120 empty] | SGST - RNG | 9.0
| 400A 36kA Triple Pole DN3 MPR MTX1.0 MCCB L&T CM93001OOOOX1 | 400A 36kA Triple Pole DN3 MPR MTX1.0 MCCB L&T CM93001OOOOX1 | LTDN3MCCB | Nos |  | 400A 36kA Triple Pole DN3 MPR MTX1.0 MCCB L&T CM93001OOOOX1 |  | 0 | 0 | 1 | 1 | 1 | 0.0 | 0.0 | 0.0 | 0 |  |  | 0.0 | Electrical Components | 400A 36kA Triple Pole DN3 MPR MTX1.0 MCCB L&T CM93001OOOOX1 | 0 | 31-12-2099 | Material Transfer |  | 0.0 |  | 0 | 0 |  | 0 | 0 | 0 | 0 |  | 0 | Item Attribute | 1 | Nos | 0.0 | 0.0 | 0 | 0.0 | 0 | L&T | CM93001OOOOX1 | India |  |  | 0 | 0.0 |  | 0 | 0 |  | 0 | 0 | 0 | 0 |  |  | 0 | 0 | 0 |  | 0 | [5 empty] | 0 |  |  | 0 | [13 empty] | Nos | 1.0 | [10 empty] | Ringlus Electro Controls & Automation PVT LTD | [18 empty] | CGST - RNG | 9.0
[120 empty] | SGST - RNG | 9.0
| 630A 36kA Triple Pole DN3 MPR MTX1.0 MCCB L&T CM93005OOOOX1 | 630A 36kA Triple Pole DN3 MPR MTX1.0 MCCB L&T CM93005OOOOX1 | LTDN3MCCB | Nos |  | 630A 36kA Triple Pole DN3 MPR MTX1.0 MCCB L&T CM93005OOOOX1 |  | 0 | 0 | 1 | 1 | 1 | 0.0 | 0.0 | 0.0 | 0 |  |  | 0.0 | Electrical Components | 630A 36kA Triple Pole DN3 MPR MTX1.0 MCCB L&T CM93005OOOOX1 | 0 | 31-12-2099 | Material Transfer |  | 0.0 |  | 0 | 0 |  | 0 | 0 | 0 | 0 |  | 0 | Item Attribute | 1 | Nos | 0.0 | 0.0 | 0 | 0.0 | 0 | L&T | CM93005OOOOX1 | India |  |  | 0 | 0.0 |  | 0 | 0 |  | 0 | 0 | 0 | 0 |  |  | 0 | 0 | 0 |  | 0 | [5 empty] | 0 |  |  | 0 | [13 empty] | Nos | 1.0 | [10 empty] | Ringlus Electro Controls & Automation PVT LTD | [18 empty] | CGST - RNG | 9.0
[120 empty] | SGST - RNG | 9.0
| 40A 36kA Four Pole DN2 MPR MTX1.0 MCCB L&T CM92155OOOOX1 | 40A 36kA Four Pole DN2 MPR MTX1.0 MCCB L&T CM92155OOOOX1 | LTDN2MCCB | Nos |  | 40A 36kA Four Pole DN2 MPR MTX1.0 MCCB L&T CM92155OOOOX1 |  | 0 | 0 | 1 | 1 | 1 | 0.0 | 0.0 | 0.0 | 0 |  |  | 0.0 | Electrical Components | 40A 36kA Four Pole DN2 MPR MTX1.0 MCCB L&T CM92155OOOOX1 | 0 | 31-12-2099 | Material Transfer |  | 0.0 |  | 0 | 0 |  | 0 | 0 | 0 | 0 |  | 0 | Item Attribute | 1 | Nos | 0.0 | 0.0 | 0 | 0.0 | 0 | L&T | CM92155OOOOX1 | India |  |  | 0 | 0.0 |  | 0 | 0 |  | 0 | 0 | 0 | 0 |  |  | 0 | 0 | 0 |  | 0 | [5 empty] | 0 |  |  | 0 | [13 empty] | Nos | 1.0 | [10 empty] | Ringlus Electro Controls & Automation PVT LTD | [18 empty] | CGST - RNG | 9.0
[120 empty] | SGST - RNG | 9.0
| 63A 36kA Four Pole DN2 MPR MTX1.0 MCCB L&T CM92154OOOOX1 | 63A 36kA Four Pole DN2 MPR MTX1.0 MCCB L&T CM92154OOOOX1 | LTDN2MCCB | Nos |  | 63A 36kA Four Pole DN2 MPR MTX1.0 MCCB L&T CM92154OOOOX1 |  | 0 | 0 | 1 | 1 | 1 | 0.0 | 0.0 | 0.0 | 0 |  |  | 0.0 | Electrical Components | 63A 36kA Four Pole DN2 MPR MTX1.0 MCCB L&T CM92154OOOOX1 | 0 | 31-12-2099 | Material Transfer |  | 0.0 |  | 0 | 0 |  | 0 | 0 | 0 | 0 |  | 0 | Item Attribute | 1 | Nos | 0.0 | 0.0 | 0 | 0.0 | 0 | L&T | CM92154OOOOX1 | India |  |  | 0 | 0.0 |  | 0 | 0 |  | 0 | 0 | 0 | 0 |  |  | 0 | 0 | 0 |  | 0 | [5 empty] | 0 |  |  | 0 | [13 empty] | Nos | 1.0 | [10 empty] | Ringlus Electro Controls & Automation PVT LTD | [18 empty] | CGST - RNG | 9.0
[120 empty] | SGST - RNG | 9.0
| 100A 36kA Four Pole DN2 MPR MTX1.0 MCCB L&TCM92153OOOOX1 | 100A 36kA Four Pole DN2 MPR MTX1.0 MCCB L&TCM92153OOOOX1 | LTDN2MCCB | Nos |  | 100A 36kA Four Pole DN2 MPR MTX1.0 MCCB L&TCM92153OOOOX1 |  | 0 | 0 | 1 | 1 | 1 | 0.0 | 0.0 | 0.0 | 0 |  |  | 0.0 | Electrical Components | 100A 36kA Four Pole DN2 MPR MTX1.0 MCCB L&TCM92153OOOOX1 | 0 | 31-12-2099 | Material Transfer |  | 0.0 |  | 0 | 0 |  | 0 | 0 | 0 | 0 |  | 0 | Item Attribute | 1 | Nos | 0.0 | 0.0 | 0 | 0.0 | 0 | L&T | CM92153OOOOX1 | India |  |  | 0 | 0.0 |  | 0 | 0 |  | 0 | 0 | 0 | 0 |  |  | 0 | 0 | 0 |  | 0 | [5 empty] | 0 |  |  | 0 | [13 empty] | Nos | 1.0 | [10 empty] | Ringlus Electro Controls & Automation PVT LTD | [18 empty] | CGST - RNG | 9.0
[120 empty] | SGST - RNG | 9.0
| 160A 36kA Four Pole DN2 MPR MTX1.0 MCCB L&T CM92152OOOOX1 | 160A 36kA Four Pole DN2 MPR MTX1.0 MCCB L&T CM92152OOOOX1 | LTDN2MCCB | Nos |  | 160A 36kA Four Pole DN2 MPR MTX1.0 MCCB L&T CM92152OOOOX1 |  | 0 | 0 | 1 | 1 | 1 | 0.0 | 0.0 | 0.0 | 0 |  |  | 0.0 | Electrical Components | 160A 36kA Four Pole DN2 MPR MTX1.0 MCCB L&T CM92152OOOOX1 | 0 | 31-12-2099 | Material Transfer |  | 0.0 |  | 0 | 0 |  | 0 | 0 | 0 | 0 |  | 0 | Item Attribute | 1 | Nos | 0.0 | 0.0 | 0 | 0.0 | 0 | L&T | CM92152OOOOX1 | India |  |  | 0 | 0.0 |  | 0 | 0 |  | 0 | 0 | 0 | 0 |  |  | 0 | 0 | 0 |  | 0 | [5 empty] | 0 |  |  | 0 | [13 empty] | Nos | 1.0 | [10 empty] | Ringlus Electro Controls & Automation PVT LTD | [18 empty] | CGST - RNG | 9.0
[120 empty] | SGST - RNG | 9.0
| 250A 36kA Four Pole DN2 MPR MTX1.0 MCCB L&T CM92151OOOOX1 | 250A 36kA Four Pole DN2 MPR MTX1.0 MCCB L&T CM92151OOOOX1 | LTDN2MCCB | Nos |  | 250A 36kA Four Pole DN2 MPR MTX1.0 MCCB L&T CM92151OOOOX1 |  | 0 | 0 | 1 | 1 | 1 | 0.0 | 0.0 | 0.0 | 0 |  |  | 0.0 | Electrical Components | 250A 36kA Four Pole DN2 MPR MTX1.0 MCCB L&T CM92151OOOOX1 | 0 | 31-12-2099 | Material Transfer |  | 0.0 |  | 0 | 0 |  | 0 | 0 | 0 | 0 |  | 0 | Item Attribute | 1 | Nos | 0.0 | 0.0 | 0 | 0.0 | 0 | L&T | CM92151OOOOX1 | India |  |  | 0 | 0.0 |  | 0 | 0 |  | 0 | 0 | 0 | 0 |  |  | 0 | 0 | 0 |  | 0 | [5 empty] | 0 |  |  | 0 | [13 empty] | Nos | 1.0 | [10 empty] | Ringlus Electro Controls & Automation PVT LTD | [18 empty] | CGST - RNG | 9.0
[120 empty] | SGST - RNG | 9.0
| 400A 36kA Four Pole DN3 MPR MTX1.0 MCCB L&T CM93003OOOOX1 | 400A 36kA Four Pole DN3 MPR MTX1.0 MCCB L&T CM93003OOOOX1 | LTDN3MCCB | Nos |  | 400A 36kA Four Pole DN3 MPR MTX1.0 MCCB L&T CM93003OOOOX1 |  | 0 | 0 | 1 | 1 | 1 | 0.0 | 0.0 | 0.0 | 0 |  |  | 0.0 | Electrical Components | 400A 36kA Four Pole DN3 MPR MTX1.0 MCCB L&T CM93003OOOOX1 | 0 | 31-12-2099 | Material Transfer |  | 0.0 |  | 0 | 0 |  | 0 | 0 | 0 | 0 |  | 0 | Item Attribute | 1 | Nos | 0.0 | 0.0 | 0 | 0.0 | 0 | L&T | CM93003OOOOX1 | India |  |  | 0 | 0.0 |  | 0 | 0 |  | 0 | 0 | 0 | 0 |  |  | 0 | 0 | 0 |  | 0 | [5 empty] | 0 |  |  | 0 | [13 empty] | Nos | 1.0 | [10 empty] | Ringlus Electro Controls & Automation PVT LTD | [18 empty] | CGST - RNG | 9.0
[120 empty] | SGST - RNG | 9.0
| 630A 36kA Four Pole DN3 MPR MTX1.0 MCCB L&T CM93007OOOOX1 | 630A 36kA Four Pole DN3 MPR MTX1.0 MCCB L&T CM93007OOOOX1 | LTDN3MCCB | Nos |  | 630A 36kA Four Pole DN3 MPR MTX1.0 MCCB L&T CM93007OOOOX1 |  | 0 | 0 | 1 | 1 | 1 | 0.0 | 0.0 | 0.0 | 0 |  |  | 0.0 | Electrical Components | 630A 36kA Four Pole DN3 MPR MTX1.0 MCCB L&T CM93007OOOOX1 | 0 | 31-12-2099 | Material Transfer |  | 0.0 |  | 0 | 0 |  | 0 | 0 | 0 | 0 |  | 0 | Item Attribute | 1 | Nos | 0.0 | 0.0 | 0 | 0.0 | 0 | L&T | CM93007OOOOX1 | India |  |  | 0 | 0.0 |  | 0 | 0 |  | 0 | 0 | 0 | 0 |  |  | 0 | 0 | 0 |  | 0 | [5 empty] | 0 |  |  | 0 | [13 empty] | Nos | 1.0 | [10 empty] | Ringlus Electro Controls & Automation PVT LTD | [18 empty] | CGST - RNG | 9.0
[120 empty] | SGST - RNG | 9.0
| 40A 50kA Triple Pole DN2 MPR MTX1.0 MCCB L&T CM92064OOOOX1 | 40A 50kA Triple Pole DN2 MPR MTX1.0 MCCB L&T CM92064OOOOX1 | LTDN2MCCB | Nos |  | 40A 50kA Triple Pole DN2 MPR MTX1.0 MCCB L&T CM92064OOOOX1 |  | 0 | 0 | 1 | 1 | 1 | 0.0 | 0.0 | 0.0 | 0 |  |  | 0.0 | Electrical Components | 40A 50kA Triple Pole DN2 MPR MTX1.0 MCCB L&T CM92064OOOOX1 | 0 | 31-12-2099 | Material Transfer |  | 0.0 |  | 0 | 0 |  | 0 | 0 | 0 | 0 |  | 0 | Item Attribute | 1 | Nos | 0.0 | 0.0 | 0 | 0.0 | 0 | L&T | CM92064OOOOX1 | India |  |  | 0 | 0.0 |  | 0 | 0 |  | 0 | 0 | 0 | 0 |  |  | 0 | 0 | 0 |  | 0 | [5 empty] | 0 |  |  | 0 | [13 empty] | Nos | 1.0 | [10 empty] | Ringlus Electro Controls & Automation PVT LTD | [18 empty] | CGST - RNG | 9.0
[120 empty] | SGST - RNG | 9.0
| 63A 50kA Triple Pole DN2 MPR MTX1.0 MCCB L&T CM92072OOOOX1 | 63A 50kA Triple Pole DN2 MPR MTX1.0 MCCB L&T CM92072OOOOX1 | LTDN2MCCB | Nos |  | 63A 50kA Triple Pole DN2 MPR MTX1.0 MCCB L&T CM92072OOOOX1 |  | 0 | 0 | 1 | 1 | 1 | 0.0 | 0.0 | 0.0 | 0 |  |  | 0.0 | Electrical Components | 63A 50kA Triple Pole DN2 MPR MTX1.0 MCCB L&T CM92072OOOOX1 | 0 | 31-12-2099 | Material Transfer |  | 0.0 |  | 0 | 0 |  | 0 | 0 | 0 | 0 |  | 0 | Item Attribute | 1 | Nos | 0.0 | 0.0 | 0 | 0.0 | 0 | L&T | CM92072OOOOX1 | India |  |  | 0 | 0.0 |  | 0 | 0 |  | 0 | 0 | 0 | 0 |  |  | 0 | 0 | 0 |  | 0 | [5 empty] | 0 |  |  | 0 | [13 empty] | Nos | 1.0 | [10 empty] | Ringlus Electro Controls & Automation PVT LTD | [18 empty] | CGST - RNG | 9.0
[120 empty] | SGST - RNG | 9.0
| 100A 50kA Triple Pole DN2 MPR MTX1.0 MCCB L&TCM92052OOOOX1 | 100A 50kA Triple Pole DN2 MPR MTX1.0 MCCB L&TCM92052OOOOX1 | LTDN2MCCB | Nos |  | 100A 50kA Triple Pole DN2 MPR MTX1.0 MCCB L&TCM92052OOOOX1 |  | 0 | 0 | 1 | 1 | 1 | 0.0 | 0.0 | 0.0 | 0 |  |  | 0.0 | Electrical Components | 100A 50kA Triple Pole DN2 MPR MTX1.0 MCCB L&TCM92052OOOOX1 | 0 | 31-12-2099 | Material Transfer |  | 0.0 |  | 0 | 0 |  | 0 | 0 | 0 | 0 |  | 0 | Item Attribute | 1 | Nos | 0.0 | 0.0 | 0 | 0.0 | 0 | L&T | CM92052OOOOX1 | India |  |  | 0 | 0.0 |  | 0 | 0 |  | 0 | 0 | 0 | 0 |  |  | 0 | 0 | 0 |  | 0 | [5 empty] | 0 |  |  | 0 | [13 empty] | Nos | 1.0 | [10 empty] | Ringlus Electro Controls & Automation PVT LTD | [18 empty] | CGST - RNG | 9.0
[120 empty] | SGST - RNG | 9.0
| 160A 50kA Triple Pole DN2 MPR MTX1.0 MCCB L&T CM92075OOOOX1 | 160A 50kA Triple Pole DN2 MPR MTX1.0 MCCB L&T CM92075OOOOX1 | LTDN2MCCB | Nos |  | 160A 50kA Triple Pole DN2 MPR MTX1.0 MCCB L&T CM92075OOOOX1 |  | 0 | 0 | 1 | 1 | 1 | 0.0 | 0.0 | 0.0 | 0 |  |  | 0.0 | Electrical Components | 160A 50kA Triple Pole DN2 MPR MTX1.0 MCCB L&T CM92075OOOOX1 | 0 | 31-12-2099 | Material Transfer |  | 0.0 |  | 0 | 0 |  | 0 | 0 | 0 | 0 |  | 0 | Item Attribute | 1 | Nos | 0.0 | 0.0 | 0 | 0.0 | 0 | L&T | CM92075OOOOX1 | India |  |  | 0 | 0.0 |  | 0 | 0 |  | 0 | 0 | 0 | 0 |  |  | 0 | 0 | 0 |  | 0 | [5 empty] | 0 |  |  | 0 | [13 empty] | Nos | 1.0 | [10 empty] | Ringlus Electro Controls & Automation PVT LTD | [18 empty] | CGST - RNG | 9.0
[120 empty] | SGST - RNG | 9.0
| 250A 50kA Triple Pole DN2 MPR MTX1.0 MCCB L&T CM92055OOOOX1 | 250A 50kA Triple Pole DN2 MPR MTX1.0 MCCB L&T CM92055OOOOX1 | LTDN2MCCB | Nos |  | 250A 50kA Triple Pole DN2 MPR MTX1.0 MCCB L&T CM92055OOOOX1 |  | 0 | 0 | 1 | 1 | 1 | 0.0 | 0.0 | 0.0 | 0 |  |  | 0.0 | Electrical Components | 250A 50kA Triple Pole DN2 MPR MTX1.0 MCCB L&T CM92055OOOOX1 | 0 | 31-12-2099 | Material Transfer |  | 0.0 |  | 0 | 0 |  | 0 | 0 | 0 | 0 |  | 0 | Item Attribute | 1 | Nos | 0.0 | 0.0 | 0 | 0.0 | 0 | L&T | CM92055OOOOX1 | India |  |  | 0 | 0.0 |  | 0 | 0 |  | 0 | 0 | 0 | 0 |  |  | 0 | 0 | 0 |  | 0 | [5 empty] | 0 |  |  | 0 | [13 empty] | Nos | 1.0 | [10 empty] | Ringlus Electro Controls & Automation PVT LTD | [18 empty] | CGST - RNG | 9.0
[120 empty] | SGST - RNG | 9.0
| 400A 50kA Triple Pole DN3 MPR MTX1.0 MCCB L&T CM93002OOOOX1 | 400A 50kA Triple Pole DN3 MPR MTX1.0 MCCB L&T CM93002OOOOX1 | LTDN3MCCB | Nos |  | 400A 50kA Triple Pole DN3 MPR MTX1.0 MCCB L&T CM93002OOOOX1 |  | 0 | 0 | 1 | 1 | 1 | 0.0 | 0.0 | 0.0 | 0 |  |  | 0.0 | Electrical Components | 400A 50kA Triple Pole DN3 MPR MTX1.0 MCCB L&T CM93002OOOOX1 | 0 | 31-12-2099 | Material Transfer |  | 0.0 |  | 0 | 0 |  | 0 | 0 | 0 | 0 |  | 0 | Item Attribute | 1 | Nos | 0.0 | 0.0 | 0 | 0.0 | 0 | L&T | CM93002OOOOX1 | India |  |  | 0 | 0.0 |  | 0 | 0 |  | 0 | 0 | 0 | 0 |  |  | 0 | 0 | 0 |  | 0 | [5 empty] | 0 |  |  | 0 | [13 empty] | Nos | 1.0 | [10 empty] | Ringlus Electro Controls & Automation PVT LTD | [18 empty] | CGST - RNG | 9.0
[120 empty] | SGST - RNG | 9.0
| 630A 50kA Triple Pole DN3 MPR MTX1.0 MCCB L&T CM93006OOOOX1 | 630A 50kA Triple Pole DN3 MPR MTX1.0 MCCB L&T CM93006OOOOX1 | LTDN3MCCB | Nos |  | 630A 50kA Triple Pole DN3 MPR MTX1.0 MCCB L&T CM93006OOOOX1 |  | 0 | 0 | 1 | 1 | 1 | 0.0 | 0.0 | 0.0 | 0 |  |  | 0.0 | Electrical Components | 630A 50kA Triple Pole DN3 MPR MTX1.0 MCCB L&T CM93006OOOOX1 | 0 | 31-12-2099 | Material Transfer |  | 0.0 |  | 0 | 0 |  | 0 | 0 | 0 | 0 |  | 0 | Item Attribute | 1 | Nos | 0.0 | 0.0 | 0 | 0.0 | 0 | L&T | CM93006OOOOX1 | India |  |  | 0 | 0.0 |  | 0 | 0 |  | 0 | 0 | 0 | 0 |  |  | 0 | 0 | 0 |  | 0 | [5 empty] | 0 |  |  | 0 | [13 empty] | Nos | 1.0 | [10 empty] | Ringlus Electro Controls & Automation PVT LTD | [18 empty] | CGST - RNG | 9.0
[120 empty] | SGST - RNG | 9.0
| 800A 50kA Triple Pole DN4 MPR MTX1.0 MCCB L&T CM96021OOOOX1 | 800A 50kA Triple Pole DN4 MPR MTX1.0 MCCB L&T CM96021OOOOX1 | LTDN4MCCB | Nos |  | 800A 50kA Triple Pole DN4 MPR MTX1.0 MCCB L&T CM96021OOOOX1 |  | 0 | 0 | 1 | 1 | 1 | 0.0 | 0.0 | 0.0 | 0 |  |  | 0.0 | Electrical Components | 800A 50kA Triple Pole DN4 MPR MTX1.0 MCCB L&T CM96021OOOOX1 | 0 | 31-12-2099 | Material Transfer |  | 0.0 |  | 0 | 0 |  | 0 | 0 | 0 | 0 |  | 0 | Item Attribute | 1 | Nos | 0.0 | 0.0 | 0 | 0.0 | 0 | L&T | CM96021OOOOX1 | India |  |  | 0 | 0.0 |  | 0 | 0 |  | 0 | 0 | 0 | 0 |  |  | 0 | 0 | 0 |  | 0 | [5 empty] | 0 |  |  | 0 | [13 empty] | Nos | 1.0 | [10 empty] | Ringlus Electro Controls & Automation PVT LTD | [18 empty] | CGST - RNG | 9.0
[120 empty] | SGST - RNG | 9.0
| 1000A 50kA Triple Pole DN4 MPR MTX1.0 MCCB L&T CM96022OOOOX1 | 1000A 50kA Triple Pole DN4 MPR MTX1.0 MCCB L&T CM96022OOOOX1 | LTDN4MCCB | Nos |  | 1000A 50kA Triple Pole DN4 MPR MTX1.0 MCCB L&T CM96022OOOOX1 |  | 0 | 0 | 1 | 1 | 1 | 0.0 | 0.0 | 0.0 | 0 |  |  | 0.0 | Electrical Components | 1000A 50kA Triple Pole DN4 MPR MTX1.0 MCCB L&T CM96022OOOOX1 | 0 | 31-12-2099 | Material Transfer |  | 0.0 |  | 0 | 0 |  | 0 | 0 | 0 | 0 |  | 0 | Item Attribute | 1 | Nos | 0.0 | 0.0 | 0 | 0.0 | 0 | L&T | CM96022OOOOX1 | India |  |  | 0 | 0.0 |  | 0 | 0 |  | 0 | 0 | 0 | 0 |  |  | 0 | 0 | 0 |  | 0 | [5 empty] | 0 |  |  | 0 | [13 empty] | Nos | 1.0 | [10 empty] | Ringlus Electro Controls & Automation PVT LTD | [18 empty] | CGST - RNG | 9.0
[120 empty] | SGST - RNG | 9.0
| 1250A 50kA Triple Pole DN4 MPR MTX1.0 MCCB L&T CM96023OOOOX1 | 1250A 50kA Triple Pole DN4 MPR MTX1.0 MCCB L&T CM96023OOOOX1 | LTDN4MCCB | Nos |  | 1250A 50kA Triple Pole DN4 MPR MTX1.0 MCCB L&T CM96023OOOOX1 |  | 0 | 0 | 1 | 1 | 1 | 0.0 | 0.0 | 0.0 | 0 |  |  | 0.0 | Electrical Components | 1250A 50kA Triple Pole DN4 MPR MTX1.0 MCCB L&T CM96023OOOOX1 | 0 | 31-12-2099 | Material Transfer |  | 0.0 |  | 0 | 0 |  | 0 | 0 | 0 | 0 |  | 0 | Item Attribute | 1 | Nos | 0.0 | 0.0 | 0 | 0.0 | 0 | L&T | CM96023OOOOX1 | India |  |  | 0 | 0.0 |  | 0 | 0 |  | 0 | 0 | 0 | 0 |  |  | 0 | 0 | 0 |  | 0 | [5 empty] | 0 |  |  | 0 | [13 empty] | Nos | 1.0 | [10 empty] | Ringlus Electro Controls & Automation PVT LTD | [18 empty] | CGST - RNG | 9.0
[120 empty] | SGST - RNG | 9.0
| 40A 50kA Four Pole DN2 MPR MTX1.0 MCCB L&T CM92160OOOOX1 | 40A 50kA Four Pole DN2 MPR MTX1.0 MCCB L&T CM92160OOOOX1 | LTDN2MCCB | Nos |  | 40A 50kA Four Pole DN2 MPR MTX1.0 MCCB L&T CM92160OOOOX1 |  | 0 | 0 | 1 | 1 | 1 | 0.0 | 0.0 | 0.0 | 0 |  |  | 0.0 | Electrical Components | 40A 50kA Four Pole DN2 MPR MTX1.0 MCCB L&T CM92160OOOOX1 | 0 | 31-12-2099 | Material Transfer |  | 0.0 |  | 0 | 0 |  | 0 | 0 | 0 | 0 |  | 0 | Item Attribute | 1 | Nos | 0.0 | 0.0 | 0 | 0.0 | 0 | L&T | CM92160OOOOX1 | India |  |  | 0 | 0.0 |  | 0 | 0 |  | 0 | 0 | 0 | 0 |  |  | 0 | 0 | 0 |  | 0 | [5 empty] | 0 |  |  | 0 | [13 empty] | Nos | 1.0 | [10 empty] | Ringlus Electro Controls & Automation PVT LTD | [18 empty] | CGST - RNG | 9.0
[120 empty] | SGST - RNG | 9.0
| 63A 50kA Four Pole DN2 MPR MTX1.0 MCCB L&T CM92159OOOOX1 | 63A 50kA Four Pole DN2 MPR MTX1.0 MCCB L&T CM92159OOOOX1 | LTDN2MCCB | Nos |  | 63A 50kA Four Pole DN2 MPR MTX1.0 MCCB L&T CM92159OOOOX1 |  | 0 | 0 | 1 | 1 | 1 | 0.0 | 0.0 | 0.0 | 0 |  |  | 0.0 | Electrical Components | 63A 50kA Four Pole DN2 MPR MTX1.0 MCCB L&T CM92159OOOOX1 | 0 | 31-12-2099 | Material Transfer |  | 0.0 |  | 0 | 0 |  | 0 | 0 | 0 | 0 |  | 0 | Item Attribute | 1 | Nos | 0.0 | 0.0 | 0 | 0.0 | 0 | L&T | CM92159OOOOX1 | India |  |  | 0 | 0.0 |  | 0 | 0 |  | 0 | 0 | 0 | 0 |  |  | 0 | 0 | 0 |  | 0 | [5 empty] | 0 |  |  | 0 | [13 empty] | Nos | 1.0 | [10 empty] | Ringlus Electro Controls & Automation PVT LTD | [18 empty] | CGST - RNG | 9.0
[120 empty] | SGST - RNG | 9.0
| 100A 50kA Four Pole DN2 MPR MTX1.0 MCCB L&TCM92158OOOOX1 | 100A 50kA Four Pole DN2 MPR MTX1.0 MCCB L&TCM92158OOOOX1 | LTDN2MCCB | Nos |  | 100A 50kA Four Pole DN2 MPR MTX1.0 MCCB L&TCM92158OOOOX1 |  | 0 | 0 | 1 | 1 | 1 | 0.0 | 0.0 | 0.0 | 0 |  |  | 0.0 | Electrical Components | 100A 50kA Four Pole DN2 MPR MTX1.0 MCCB L&TCM92158OOOOX1 | 0 | 31-12-2099 | Material Transfer |  | 0.0 |  | 0 | 0 |  | 0 | 0 | 0 | 0 |  | 0 | Item Attribute | 1 | Nos | 0.0 | 0.0 | 0 | 0.0 | 0 | L&T | CM92158OOOOX1 | India |  |  | 0 | 0.0 |  | 0 | 0 |  | 0 | 0 | 0 | 0 |  |  | 0 | 0 | 0 |  | 0 | [5 empty] | 0 |  |  | 0 | [13 empty] | Nos | 1.0 | [10 empty] | Ringlus Electro Controls & Automation PVT LTD | [18 empty] | CGST - RNG | 9.0
[120 empty] | SGST - RNG | 9.0
| 160A 50kA Four Pole DN2 MPR MTX1.0 MCCB L&T CM92157OOOOX1 | 160A 50kA Four Pole DN2 MPR MTX1.0 MCCB L&T CM92157OOOOX1 | LTDN2MCCB | Nos |  | 160A 50kA Four Pole DN2 MPR MTX1.0 MCCB L&T CM92157OOOOX1 |  | 0 | 0 | 1 | 1 | 1 | 0.0 | 0.0 | 0.0 | 0 |  |  | 0.0 | Electrical Components | 160A 50kA Four Pole DN2 MPR MTX1.0 MCCB L&T CM92157OOOOX1 | 0 | 31-12-2099 | Material Transfer |  | 0.0 |  | 0 | 0 |  | 0 | 0 | 0 | 0 |  | 0 | Item Attribute | 1 | Nos | 0.0 | 0.0 | 0 | 0.0 | 0 | L&T | CM92157OOOOX1 | India |  |  | 0 | 0.0 |  | 0 | 0 |  | 0 | 0 | 0 | 0 |  |  | 0 | 0 | 0 |  | 0 | [5 empty] | 0 |  |  | 0 | [13 empty] | Nos | 1.0 | [10 empty] | Ringlus Electro Controls & Automation PVT LTD | [18 empty] | CGST - RNG | 9.0
[120 empty] | SGST - RNG | 9.0
| 250A 50kA Four Pole DN2 MPR MTX1.0 MCCB L&T CM92156OOOOX1 | 250A 50kA Four Pole DN2 MPR MTX1.0 MCCB L&T CM92156OOOOX1 | LTDN2MCCB | Nos |  | 250A 50kA Four Pole DN2 MPR MTX1.0 MCCB L&T CM92156OOOOX1 |  | 0 | 0 | 1 | 1 | 1 | 0.0 | 0.0 | 0.0 | 0 |  |  | 0.0 | Electrical Components | 250A 50kA Four Pole DN2 MPR MTX1.0 MCCB L&T CM92156OOOOX1 | 0 | 31-12-2099 | Material Transfer |  | 0.0 |  | 0 | 0 |  | 0 | 0 | 0 | 0 |  | 0 | Item Attribute | 1 | Nos | 0.0 | 0.0 | 0 | 0.0 | 0 | L&T | CM92156OOOOX1 | India |  |  | 0 | 0.0 |  | 0 | 0 |  | 0 | 0 | 0 | 0 |  |  | 0 | 0 | 0 |  | 0 | [5 empty] | 0 |  |  | 0 | [13 empty] | Nos | 1.0 | [10 empty] | Ringlus Electro Controls & Automation PVT LTD | [18 empty] | CGST - RNG | 9.0
[120 empty] | SGST - RNG | 9.0
| 400A 50kA Four Pole DN3 MPR MTX1.0 MCCB L&T CM93004OOOOX1 | 400A 50kA Four Pole DN3 MPR MTX1.0 MCCB L&T CM93004OOOOX1 | LTDN3MCCB | Nos |  | 400A 50kA Four Pole DN3 MPR MTX1.0 MCCB L&T CM93004OOOOX1 |  | 0 | 0 | 1 | 1 | 1 | 0.0 | 0.0 | 0.0 | 0 |  |  | 0.0 | Electrical Components | 400A 50kA Four Pole DN3 MPR MTX1.0 MCCB L&T CM93004OOOOX1 | 0 | 31-12-2099 | Material Transfer |  | 0.0 |  | 0 | 0 |  | 0 | 0 | 0 | 0 |  | 0 | Item Attribute | 1 | Nos | 0.0 | 0.0 | 0 | 0.0 | 0 | L&T | CM93004OOOOX1 | India |  |  | 0 | 0.0 |  | 0 | 0 |  | 0 | 0 | 0 | 0 |  |  | 0 | 0 | 0 |  | 0 | [5 empty] | 0 |  |  | 0 | [13 empty] | Nos | 1.0 | [10 empty] | Ringlus Electro Controls & Automation PVT LTD | [18 empty] | CGST - RNG | 9.0
[120 empty] | SGST - RNG | 9.0
| 630A 50kA Four Pole DN3 MPR MTX1.0 MCCB L&T CM93008OOOOX1 | 630A 50kA Four Pole DN3 MPR MTX1.0 MCCB L&T CM93008OOOOX1 | LTDN3MCCB | Nos |  | 630A 50kA Four Pole DN3 MPR MTX1.0 MCCB L&T CM93008OOOOX1 |  | 0 | 0 | 1 | 1 | 1 | 0.0 | 0.0 | 0.0 | 0 |  |  | 0.0 | Electrical Components | 630A 50kA Four Pole DN3 MPR MTX1.0 MCCB L&T CM93008OOOOX1 | 0 | 31-12-2099 | Material Transfer |  | 0.0 |  | 0 | 0 |  | 0 | 0 | 0 | 0 |  | 0 | Item Attribute | 1 | Nos | 0.0 | 0.0 | 0 | 0.0 | 0 | L&T | CM93008OOOOX1 | India |  |  | 0 | 0.0 |  | 0 | 0 |  | 0 | 0 | 0 | 0 |  |  | 0 | 0 | 0 |  | 0 | [5 empty] | 0 |  |  | 0 | [13 empty] | Nos | 1.0 | [10 empty] | Ringlus Electro Controls & Automation PVT LTD | [18 empty] | CGST - RNG | 9.0
[120 empty] | SGST - RNG | 9.0
| 800A 50kA Four Pole DN4 MPR MTX1.0 MCCB L&T CM96111OOOOX1 | 800A 50kA Four Pole DN4 MPR MTX1.0 MCCB L&T CM96111OOOOX1 | LTDN4MCCB | Nos |  | 800A 50kA Four Pole DN4 MPR MTX1.0 MCCB L&T CM96111OOOOX1 |  | 0 | 0 | 1 | 1 | 1 | 0.0 | 0.0 | 0.0 | 0 |  |  | 0.0 | Electrical Components | 800A 50kA Four Pole DN4 MPR MTX1.0 MCCB L&T CM96111OOOOX1 | 0 | 31-12-2099 | Material Transfer |  | 0.0 |  | 0 | 0 |  | 0 | 0 | 0 | 0 |  | 0 | Item Attribute | 1 | Nos | 0.0 | 0.0 | 0 | 0.0 | 0 | L&T | CM96111OOOOX1 | India |  |  | 0 | 0.0 |  | 0 | 0 |  | 0 | 0 | 0 | 0 |  |  | 0 | 0 | 0 |  | 0 | [5 empty] | 0 |  |  | 0 | [13 empty] | Nos | 1.0 | [10 empty] | Ringlus Electro Controls & Automation PVT LTD | [18 empty] | CGST - RNG | 9.0
[120 empty] | SGST - RNG | 9.0
| 1000A 50kA Four Pole DN4 MPR MTX1.0 MCCB L&T CM96112OOOOX1 | 1000A 50kA Four Pole DN4 MPR MTX1.0 MCCB L&T CM96112OOOOX1 | LTDN4MCCB | Nos |  | 1000A 50kA Four Pole DN4 MPR MTX1.0 MCCB L&T CM96112OOOOX1 |  | 0 | 0 | 1 | 1 | 1 | 0.0 | 0.0 | 0.0 | 0 |  |  | 0.0 | Electrical Components | 1000A 50kA Four Pole DN4 MPR MTX1.0 MCCB L&T CM96112OOOOX1 | 0 | 31-12-2099 | Material Transfer |  | 0.0 |  | 0 | 0 |  | 0 | 0 | 0 | 0 |  | 0 | Item Attribute | 1 | Nos | 0.0 | 0.0 | 0 | 0.0 | 0 | L&T | CM96112OOOOX1 | India |  |  | 0 | 0.0 |  | 0 | 0 |  | 0 | 0 | 0 | 0 |  |  | 0 | 0 | 0 |  | 0 | [5 empty] | 0 |  |  | 0 | [13 empty] | Nos | 1.0 | [10 empty] | Ringlus Electro Controls & Automation PVT LTD | [18 empty] | CGST - RNG | 9.0
[120 empty] | SGST - RNG | 9.0
| 1250A 50kA Four Pole DN4 MPR MTX1.0 MCCB L&T CM96113OOOOX1 | 1250A 50kA Four Pole DN4 MPR MTX1.0 MCCB L&T CM96113OOOOX1 | LTDN4MCCB | Nos |  | 1250A 50kA Four Pole DN4 MPR MTX1.0 MCCB L&T CM96113OOOOX1 |  | 0 | 0 | 1 | 1 | 1 | 0.0 | 0.0 | 0.0 | 0 |  |  | 0.0 | Electrical Components | 1250A 50kA Four Pole DN4 MPR MTX1.0 MCCB L&T CM96113OOOOX1 | 0 | 31-12-2099 | Material Transfer |  | 0.0 |  | 0 | 0 |  | 0 | 0 | 0 | 0 |  | 0 | Item Attribute | 1 | Nos | 0.0 | 0.0 | 0 | 0.0 | 0 | L&T | CM96113OOOOX1 | India |  |  | 0 | 0.0 |  | 0 | 0 |  | 0 | 0 | 0 | 0 |  |  | 0 | 0 | 0 |  | 0 | [5 empty] | 0 |  |  | 0 | [13 empty] | Nos | 1.0 | [10 empty] | Ringlus Electro Controls & Automation PVT LTD | [18 empty] | CGST - RNG | 9.0
[120 empty] | SGST - RNG | 9.0
| 40A 70kA Triple Pole DN2 MPR MTX1.0 MCCB L&T CM92065OOOOX1 | 40A 70kA Triple Pole DN2 MPR MTX1.0 MCCB L&T CM92065OOOOX1 | LTDN2MCCB | Nos |  | 40A 70kA Triple Pole DN2 MPR MTX1.0 MCCB L&T CM92065OOOOX1 |  | 0 | 0 | 1 | 1 | 1 | 0.0 | 0.0 | 0.0 | 0 |  |  | 0.0 | Electrical Components | 40A 70kA Triple Pole DN2 MPR MTX1.0 MCCB L&T CM92065OOOOX1 | 0 | 31-12-2099 | Material Transfer |  | 0.0 |  | 0 | 0 |  | 0 | 0 | 0 | 0 |  | 0 | Item Attribute | 1 | Nos | 0.0 | 0.0 | 0 | 0.0 | 0 | L&T | CM92065OOOOX1 | India |  |  | 0 | 0.0 |  | 0 | 0 |  | 0 | 0 | 0 | 0 |  |  | 0 | 0 | 0 |  | 0 | [5 empty] | 0 |  |  | 0 | [13 empty] | Nos | 1.0 | [10 empty] | Ringlus Electro Controls & Automation PVT LTD | [18 empty] | CGST - RNG | 9.0
[120 empty] | SGST - RNG | 9.0
| 63A 70kA Triple Pole DN2 MPR MTX1.0 MCCB L&T CM92073OOOOX1 | 63A 70kA Triple Pole DN2 MPR MTX1.0 MCCB L&T CM92073OOOOX1 | LTDN2MCCB | Nos |  | 63A 70kA Triple Pole DN2 MPR MTX1.0 MCCB L&T CM92073OOOOX1 |  | 0 | 0 | 1 | 1 | 1 | 0.0 | 0.0 | 0.0 | 0 |  |  | 0.0 | Electrical Components | 63A 70kA Triple Pole DN2 MPR MTX1.0 MCCB L&T CM92073OOOOX1 | 0 | 31-12-2099 | Material Transfer |  | 0.0 |  | 0 | 0 |  | 0 | 0 | 0 | 0 |  | 0 | Item Attribute | 1 | Nos | 0.0 | 0.0 | 0 | 0.0 | 0 | L&T | CM92073OOOOX1 | India |  |  | 0 | 0.0 |  | 0 | 0 |  | 0 | 0 | 0 | 0 |  |  | 0 | 0 | 0 |  | 0 | [5 empty] | 0 |  |  | 0 | [13 empty] | Nos | 1.0 | [10 empty] | Ringlus Electro Controls & Automation PVT LTD | [18 empty] | CGST - RNG | 9.0
[120 empty] | SGST - RNG | 9.0
| 100A 70kA Triple Pole DN2 MPR MTX1.0 MCCB L&TCM92059OOOOX1 | 100A 70kA Triple Pole DN2 MPR MTX1.0 MCCB L&TCM92059OOOOX1 | LTDN2MCCB | Nos |  | 100A 70kA Triple Pole DN2 MPR MTX1.0 MCCB L&TCM92059OOOOX1 |  | 0 | 0 | 1 | 1 | 1 | 0.0 | 0.0 | 0.0 | 0 |  |  | 0.0 | Electrical Components | 100A 70kA Triple Pole DN2 MPR MTX1.0 MCCB L&TCM92059OOOOX1 | 0 | 31-12-2099 | Material Transfer |  | 0.0 |  | 0 | 0 |  | 0 | 0 | 0 | 0 |  | 0 | Item Attribute | 1 | Nos | 0.0 | 0.0 | 0 | 0.0 | 0 | L&T | CM92059OOOOX1 | India |  |  | 0 | 0.0 |  | 0 | 0 |  | 0 | 0 | 0 | 0 |  |  | 0 | 0 | 0 |  | 0 | [5 empty] | 0 |  |  | 0 | [13 empty] | Nos | 1.0 | [10 empty] | Ringlus Electro Controls & Automation PVT LTD | [18 empty] | CGST - RNG | 9.0
[120 empty] | SGST - RNG | 9.0
| 160A 70kA Triple Pole DN2 MPR MTX1.0 MCCB L&T CM92076OOOOX1 | 160A 70kA Triple Pole DN2 MPR MTX1.0 MCCB L&T CM92076OOOOX1 | LTDN2MCCB | Nos |  | 160A 70kA Triple Pole DN2 MPR MTX1.0 MCCB L&T CM92076OOOOX1 |  | 0 | 0 | 1 | 1 | 1 | 0.0 | 0.0 | 0.0 | 0 |  |  | 0.0 | Electrical Components | 160A 70kA Triple Pole DN2 MPR MTX1.0 MCCB L&T CM92076OOOOX1 | 0 | 31-12-2099 | Material Transfer |  | 0.0 |  | 0 | 0 |  | 0 | 0 | 0 | 0 |  | 0 | Item Attribute | 1 | Nos | 0.0 | 0.0 | 0 | 0.0 | 0 | L&T | CM92076OOOOX1 | India |  |  | 0 | 0.0 |  | 0 | 0 |  | 0 | 0 | 0 | 0 |  |  | 0 | 0 | 0 |  | 0 | [5 empty] | 0 |  |  | 0 | [13 empty] | Nos | 1.0 | [10 empty] | Ringlus Electro Controls & Automation PVT LTD | [18 empty] | CGST - RNG | 9.0
[120 empty] | SGST - RNG | 9.0
| 250A 70kA Triple Pole DN2 MPR MTX1.0 MCCB L&T CM92056OOOOX1 | 250A 70kA Triple Pole DN2 MPR MTX1.0 MCCB L&T CM92056OOOOX1 | LTDN2MCCB | Nos |  | 250A 70kA Triple Pole DN2 MPR MTX1.0 MCCB L&T CM92056OOOOX1 |  | 0 | 0 | 1 | 1 | 1 | 0.0 | 0.0 | 0.0 | 0 |  |  | 0.0 | Electrical Components | 250A 70kA Triple Pole DN2 MPR MTX1.0 MCCB L&T CM92056OOOOX1 | 0 | 31-12-2099 | Material Transfer |  | 0.0 |  | 0 | 0 |  | 0 | 0 | 0 | 0 |  | 0 | Item Attribute | 1 | Nos | 0.0 | 0.0 | 0 | 0.0 | 0 | L&T | CM92056OOOOX1 | India |  |  | 0 | 0.0 |  | 0 | 0 |  | 0 | 0 | 0 | 0 |  |  | 0 | 0 | 0 |  | 0 | [5 empty] | 0 |  |  | 0 | [13 empty] | Nos | 1.0 | [10 empty] | Ringlus Electro Controls & Automation PVT LTD | [18 empty] | CGST - RNG | 9.0
[120 empty] | SGST - RNG | 9.0
| 400A 70kA Triple Pole DN3 MPR MTX1.0 MCCB L&T CM94053OOOOX1 | 400A 70kA Triple Pole DN3 MPR MTX1.0 MCCB L&T CM94053OOOOX1 | LTDN3MCCB | Nos |  | 400A 70kA Triple Pole DN3 MPR MTX1.0 MCCB L&T CM94053OOOOX1 |  | 0 | 0 | 1 | 1 | 1 | 0.0 | 0.0 | 0.0 | 0 |  |  | 0.0 | Electrical Components | 400A 70kA Triple Pole DN3 MPR MTX1.0 MCCB L&T CM94053OOOOX1 | 0 | 31-12-2099 | Material Transfer |  | 0.0 |  | 0 | 0 |  | 0 | 0 | 0 | 0 |  | 0 | Item Attribute | 1 | Nos | 0.0 | 0.0 | 0 | 0.0 | 0 | L&T | CM94053OOOOX1 | India |  |  | 0 | 0.0 |  | 0 | 0 |  | 0 | 0 | 0 | 0 |  |  | 0 | 0 | 0 |  | 0 | [5 empty] | 0 |  |  | 0 | [13 empty] | Nos | 1.0 | [10 empty] | Ringlus Electro Controls & Automation PVT LTD | [18 empty] | CGST - RNG | 9.0
[120 empty] | SGST - RNG | 9.0
| 630A 70kA Triple Pole DN3 MPR MTX1.0 MCCB L&T CM94079OOOOX1 | 630A 70kA Triple Pole DN3 MPR MTX1.0 MCCB L&T CM94079OOOOX1 | LTDN3MCCB | Nos |  | 630A 70kA Triple Pole DN3 MPR MTX1.0 MCCB L&T CM94079OOOOX1 |  | 0 | 0 | 1 | 1 | 1 | 0.0 | 0.0 | 0.0 | 0 |  |  | 0.0 | Electrical Components | 630A 70kA Triple Pole DN3 MPR MTX1.0 MCCB L&T CM94079OOOOX1 | 0 | 31-12-2099 | Material Transfer |  | 0.0 |  | 0 | 0 |  | 0 | 0 | 0 | 0 |  | 0 | Item Attribute | 1 | Nos | 0.0 | 0.0 | 0 | 0.0 | 0 | L&T | CM94079OOOOX1 | India |  |  | 0 | 0.0 |  | 0 | 0 |  | 0 | 0 | 0 | 0 |  |  | 0 | 0 | 0 |  | 0 | [5 empty] | 0 |  |  | 0 | [13 empty] | Nos | 1.0 | [10 empty] | Ringlus Electro Controls & Automation PVT LTD | [18 empty] | CGST - RNG | 9.0
[120 empty] | SGST - RNG | 9.0
| 800A 70kA Triple Pole DN4 MPR MTX1.0 MCCB L&T CM96025OOOOX1 | 800A 70kA Triple Pole DN4 MPR MTX1.0 MCCB L&T CM96025OOOOX1 | LTDN4MCCB | Nos |  | 800A 70kA Triple Pole DN4 MPR MTX1.0 MCCB L&T CM96025OOOOX1 |  | 0 | 0 | 1 | 1 | 1 | 0.0 | 0.0 | 0.0 | 0 |  |  | 0.0 | Electrical Components | 800A 70kA Triple Pole DN4 MPR MTX1.0 MCCB L&T CM96025OOOOX1 | 0 | 31-12-2099 | Material Transfer |  | 0.0 |  | 0 | 0 |  | 0 | 0 | 0 | 0 |  | 0 | Item Attribute | 1 | Nos | 0.0 | 0.0 | 0 | 0.0 | 0 | L&T | CM96025OOOOX1 | India |  |  | 0 | 0.0 |  | 0 | 0 |  | 0 | 0 | 0 | 0 |  |  | 0 | 0 | 0 |  | 0 | [5 empty] | 0 |  |  | 0 | [13 empty] | Nos | 1.0 | [10 empty] | Ringlus Electro Controls & Automation PVT LTD | [18 empty] | CGST - RNG | 9.0
[120 empty] | SGST - RNG | 9.0
| 1000A 70kA Triple Pole DN4 MPR MTX1.0 MCCB L&T CM96026OOOOX1 | 1000A 70kA Triple Pole DN4 MPR MTX1.0 MCCB L&T CM96026OOOOX1 | LTDN4MCCB | Nos |  | 1000A 70kA Triple Pole DN4 MPR MTX1.0 MCCB L&T CM96026OOOOX1 |  | 0 | 0 | 1 | 1 | 1 | 0.0 | 0.0 | 0.0 | 0 |  |  | 0.0 | Electrical Components | 1000A 70kA Triple Pole DN4 MPR MTX1.0 MCCB L&T CM96026OOOOX1 | 0 | 31-12-2099 | Material Transfer |  | 0.0 |  | 0 | 0 |  | 0 | 0 | 0 | 0 |  | 0 | Item Attribute | 1 | Nos | 0.0 | 0.0 | 0 | 0.0 | 0 | L&T | CM96026OOOOX1 | India |  |  | 0 | 0.0 |  | 0 | 0 |  | 0 | 0 | 0 | 0 |  |  | 0 | 0 | 0 |  | 0 | [5 empty] | 0 |  |  | 0 | [13 empty] | Nos | 1.0 | [10 empty] | Ringlus Electro Controls & Automation PVT LTD | [18 empty] | CGST - RNG | 9.0
[120 empty] | SGST - RNG | 9.0
| 1250A 70kA Triple Pole DN4 MPR MTX1.0 MCCB L&T CM96027OOOOX1 | 1250A 70kA Triple Pole DN4 MPR MTX1.0 MCCB L&T CM96027OOOOX1 | LTDN4MCCB | Nos |  | 1250A 70kA Triple Pole DN4 MPR MTX1.0 MCCB L&T CM96027OOOOX1 |  | 0 | 0 | 1 | 1 | 1 | 0.0 | 0.0 | 0.0 | 0 |  |  | 0.0 | Electrical Components | 1250A 70kA Triple Pole DN4 MPR MTX1.0 MCCB L&T CM96027OOOOX1 | 0 | 31-12-2099 | Material Transfer |  | 0.0 |  | 0 | 0 |  | 0 | 0 | 0 | 0 |  | 0 | Item Attribute | 1 | Nos | 0.0 | 0.0 | 0 | 0.0 | 0 | L&T | CM96027OOOOX1 | India |  |  | 0 | 0.0 |  | 0 | 0 |  | 0 | 0 | 0 | 0 |  |  | 0 | 0 | 0 |  | 0 | [5 empty] | 0 |  |  | 0 | [13 empty] | Nos | 1.0 | [10 empty] | Ringlus Electro Controls & Automation PVT LTD | [18 empty] | CGST - RNG | 9.0
[120 empty] | SGST - RNG | 9.0
| 40A 70kA Four Pole DN2 MPR MTX1.0 MCCB L&T CM92165OOOOX1 | 40A 70kA Four Pole DN2 MPR MTX1.0 MCCB L&T CM92165OOOOX1 | LTDN2MCCB | Nos |  | 40A 70kA Four Pole DN2 MPR MTX1.0 MCCB L&T CM92165OOOOX1 |  | 0 | 0 | 1 | 1 | 1 | 0.0 | 0.0 | 0.0 | 0 |  |  | 0.0 | Electrical Components | 40A 70kA Four Pole DN2 MPR MTX1.0 MCCB L&T CM92165OOOOX1 | 0 | 31-12-2099 | Material Transfer |  | 0.0 |  | 0 | 0 |  | 0 | 0 | 0 | 0 |  | 0 | Item Attribute | 1 | Nos | 0.0 | 0.0 | 0 | 0.0 | 0 | L&T | CM92165OOOOX1 | India |  |  | 0 | 0.0 |  | 0 | 0 |  | 0 | 0 | 0 | 0 |  |  | 0 | 0 | 0 |  | 0 | [5 empty] | 0 |  |  | 0 | [13 empty] | Nos | 1.0 | [10 empty] | Ringlus Electro Controls & Automation PVT LTD | [18 empty] | CGST - RNG | 9.0
[120 empty] | SGST - RNG | 9.0
| 63A 70kA Four Pole DN2 MPR MTX1.0 MCCB L&T CM92164OOOOX1 | 63A 70kA Four Pole DN2 MPR MTX1.0 MCCB L&T CM92164OOOOX1 | LTDN2MCCB | Nos |  | 63A 70kA Four Pole DN2 MPR MTX1.0 MCCB L&T CM92164OOOOX1 |  | 0 | 0 | 1 | 1 | 1 | 0.0 | 0.0 | 0.0 | 0 |  |  | 0.0 | Electrical Components | 63A 70kA Four Pole DN2 MPR MTX1.0 MCCB L&T CM92164OOOOX1 | 0 | 31-12-2099 | Material Transfer |  | 0.0 |  | 0 | 0 |  | 0 | 0 | 0 | 0 |  | 0 | Item Attribute | 1 | Nos | 0.0 | 0.0 | 0 | 0.0 | 0 | L&T | CM92164OOOOX1 | India |  |  | 0 | 0.0 |  | 0 | 0 |  | 0 | 0 | 0 | 0 |  |  | 0 | 0 | 0 |  | 0 | [5 empty] | 0 |  |  | 0 | [13 empty] | Nos | 1.0 | [10 empty] | Ringlus Electro Controls & Automation PVT LTD | [18 empty] | CGST - RNG | 9.0
[120 empty] | SGST - RNG | 9.0
| 100A 70kA Four Pole DN2 MPR MTX1.0 MCCB L&TCM92163OOOOX1 | 100A 70kA Four Pole DN2 MPR MTX1.0 MCCB L&TCM92163OOOOX1 | LTDN2MCCB | Nos |  | 100A 70kA Four Pole DN2 MPR MTX1.0 MCCB L&TCM92163OOOOX1 |  | 0 | 0 | 1 | 1 | 1 | 0.0 | 0.0 | 0.0 | 0 |  |  | 0.0 | Electrical Components | 100A 70kA Four Pole DN2 MPR MTX1.0 MCCB L&TCM92163OOOOX1 | 0 | 31-12-2099 | Material Transfer |  | 0.0 |  | 0 | 0 |  | 0 | 0 | 0 | 0 |  | 0 | Item Attribute | 1 | Nos | 0.0 | 0.0 | 0 | 0.0 | 0 | L&T | CM92163OOOOX1 | India |  |  | 0 | 0.0 |  | 0 | 0 |  | 0 | 0 | 0 | 0 |  |  | 0 | 0 | 0 |  | 0 | [5 empty] | 0 |  |  | 0 | [13 empty] | Nos | 1.0 | [10 empty] | Ringlus Electro Controls & Automation PVT LTD | [18 empty] | CGST - RNG | 9.0
[120 empty] | SGST - RNG | 9.0
| 160A 70kA Four Pole DN2 MPR MTX1.0 MCCB L&T CM92162OOOOX1 | 160A 70kA Four Pole DN2 MPR MTX1.0 MCCB L&T CM92162OOOOX1 | LTDN2MCCB | Nos |  | 160A 70kA Four Pole DN2 MPR MTX1.0 MCCB L&T CM92162OOOOX1 |  | 0 | 0 | 1 | 1 | 1 | 0.0 | 0.0 | 0.0 | 0 |  |  | 0.0 | Electrical Components | 160A 70kA Four Pole DN2 MPR MTX1.0 MCCB L&T CM92162OOOOX1 | 0 | 31-12-2099 | Material Transfer |  | 0.0 |  | 0 | 0 |  | 0 | 0 | 0 | 0 |  | 0 | Item Attribute | 1 | Nos | 0.0 | 0.0 | 0 | 0.0 | 0 | L&T | CM92162OOOOX1 | India |  |  | 0 | 0.0 |  | 0 | 0 |  | 0 | 0 | 0 | 0 |  |  | 0 | 0 | 0 |  | 0 | [5 empty] | 0 |  |  | 0 | [13 empty] | Nos | 1.0 | [10 empty] | Ringlus Electro Controls & Automation PVT LTD | [18 empty] | CGST - RNG | 9.0
[120 empty] | SGST - RNG | 9.0
| 250A 70kA Four Pole DN2 MPR MTX1.0 MCCB L&T CM92161OOOOX1 | 250A 70kA Four Pole DN2 MPR MTX1.0 MCCB L&T CM92161OOOOX1 | LTDN2MCCB | Nos |  | 250A 70kA Four Pole DN2 MPR MTX1.0 MCCB L&T CM92161OOOOX1 |  | 0 | 0 | 1 | 1 | 1 | 0.0 | 0.0 | 0.0 | 0 |  |  | 0.0 | Electrical Components | 250A 70kA Four Pole DN2 MPR MTX1.0 MCCB L&T CM92161OOOOX1 | 0 | 31-12-2099 | Material Transfer |  | 0.0 |  | 0 | 0 |  | 0 | 0 | 0 | 0 |  | 0 | Item Attribute | 1 | Nos | 0.0 | 0.0 | 0 | 0.0 | 0 | L&T | CM92161OOOOX1 | India |  |  | 0 | 0.0 |  | 0 | 0 |  | 0 | 0 | 0 | 0 |  |  | 0 | 0 | 0 |  | 0 | [5 empty] | 0 |  |  | 0 | [13 empty] | Nos | 1.0 | [10 empty] | Ringlus Electro Controls & Automation PVT LTD | [18 empty] | CGST - RNG | 9.0
[120 empty] | SGST - RNG | 9.0
| 400A 70kA Four Pole DN3 MPR MTX1.0 MCCB L&T CM94153OOOOX1 | 400A 70kA Four Pole DN3 MPR MTX1.0 MCCB L&T CM94153OOOOX1 | LTDN3MCCB | Nos |  | 400A 70kA Four Pole DN3 MPR MTX1.0 MCCB L&T CM94153OOOOX1 |  | 0 | 0 | 1 | 1 | 1 | 0.0 | 0.0 | 0.0 | 0 |  |  | 0.0 | Electrical Components | 400A 70kA Four Pole DN3 MPR MTX1.0 MCCB L&T CM94153OOOOX1 | 0 | 31-12-2099 | Material Transfer |  | 0.0 |  | 0 | 0 |  | 0 | 0 | 0 | 0 |  | 0 | Item Attribute | 1 | Nos | 0.0 | 0.0 | 0 | 0.0 | 0 | L&T | CM94153OOOOX1 | India |  |  | 0 | 0.0 |  | 0 | 0 |  | 0 | 0 | 0 | 0 |  |  | 0 | 0 | 0 |  | 0 | [5 empty] | 0 |  |  | 0 | [13 empty] | Nos | 1.0 | [10 empty] | Ringlus Electro Controls & Automation PVT LTD | [18 empty] | CGST - RNG | 9.0
[120 empty] | SGST - RNG | 9.0
| 630A 70kA Four Pole DN3 MPR MTX1.0 MCCB L&T CM94179OOOOX1 | 630A 70kA Four Pole DN3 MPR MTX1.0 MCCB L&T CM94179OOOOX1 | LTDN3MCCB | Nos |  | 630A 70kA Four Pole DN3 MPR MTX1.0 MCCB L&T CM94179OOOOX1 |  | 0 | 0 | 1 | 1 | 1 | 0.0 | 0.0 | 0.0 | 0 |  |  | 0.0 | Electrical Components | 630A 70kA Four Pole DN3 MPR MTX1.0 MCCB L&T CM94179OOOOX1 | 0 | 31-12-2099 | Material Transfer |  | 0.0 |  | 0 | 0 |  | 0 | 0 | 0 | 0 |  | 0 | Item Attribute | 1 | Nos | 0.0 | 0.0 | 0 | 0.0 | 0 | L&T | CM94179OOOOX1 | India |  |  | 0 | 0.0 |  | 0 | 0 |  | 0 | 0 | 0 | 0 |  |  | 0 | 0 | 0 |  | 0 | [5 empty] | 0 |  |  | 0 | [13 empty] | Nos | 1.0 | [10 empty] | Ringlus Electro Controls & Automation PVT LTD | [18 empty] | CGST - RNG | 9.0
[120 empty] | SGST - RNG | 9.0
| 800A 70kA Four Pole DN4 MPR MTX1.0 MCCB L&T CM961150OOOOX1 | 800A 70kA Four Pole DN4 MPR MTX1.0 MCCB L&T CM961150OOOOX1 | LTDN4MCCB | Nos |  | 800A 70kA Four Pole DN4 MPR MTX1.0 MCCB L&T CM961150OOOOX1 |  | 0 | 0 | 1 | 1 | 1 | 0.0 | 0.0 | 0.0 | 0 |  |  | 0.0 | Electrical Components | 800A 70kA Four Pole DN4 MPR MTX1.0 MCCB L&T CM961150OOOOX1 | 0 | 31-12-2099 | Material Transfer |  | 0.0 |  | 0 | 0 |  | 0 | 0 | 0 | 0 |  | 0 | Item Attribute | 1 | Nos | 0.0 | 0.0 | 0 | 0.0 | 0 | L&T | CM961150OOOOX1 | India |  |  | 0 | 0.0 |  | 0 | 0 |  | 0 | 0 | 0 | 0 |  |  | 0 | 0 | 0 |  | 0 | [5 empty] | 0 |  |  | 0 | [13 empty] | Nos | 1.0 | [10 empty] | Ringlus Electro Controls & Automation PVT LTD | [18 empty] | CGST - RNG | 9.0
[120 empty] | SGST - RNG | 9.0
| 1000A 70kA Four Pole DN4 MPR MTX1.0 MCCB L&T CM96116OOOOX1 | 1000A 70kA Four Pole DN4 MPR MTX1.0 MCCB L&T CM96116OOOOX1 | LTDN4MCCB | Nos |  | 1000A 70kA Four Pole DN4 MPR MTX1.0 MCCB L&T CM96116OOOOX1 |  | 0 | 0 | 1 | 1 | 1 | 0.0 | 0.0 | 0.0 | 0 |  |  | 0.0 | Electrical Components | 1000A 70kA Four Pole DN4 MPR MTX1.0 MCCB L&T CM96116OOOOX1 | 0 | 31-12-2099 | Material Transfer |  | 0.0 |  | 0 | 0 |  | 0 | 0 | 0 | 0 |  | 0 | Item Attribute | 1 | Nos | 0.0 | 0.0 | 0 | 0.0 | 0 | L&T | CM96116OOOOX1 | India |  |  | 0 | 0.0 |  | 0 | 0 |  | 0 | 0 | 0 | 0 |  |  | 0 | 0 | 0 |  | 0 | [5 empty] | 0 |  |  | 0 | [13 empty] | Nos | 1.0 | [10 empty] | Ringlus Electro Controls & Automation PVT LTD | [18 empty] | CGST - RNG | 9.0
[120 empty] | SGST - RNG | 9.0
| 1250A 70kA Four Pole DN4 MPR MTX1.0 MCCB L&T CM96117OOOOX1 | 1250A 70kA Four Pole DN4 MPR MTX1.0 MCCB L&T CM96117OOOOX1 | LTDN4MCCB | Nos |  | 1250A 70kA Four Pole DN4 MPR MTX1.0 MCCB L&T CM96117OOOOX1 |  | 0 | 0 | 1 | 1 | 1 | 0.0 | 0.0 | 0.0 | 0 |  |  | 0.0 | Electrical Components | 1250A 70kA Four Pole DN4 MPR MTX1.0 MCCB L&T CM96117OOOOX1 | 0 | 31-12-2099 | Material Transfer |  | 0.0 |  | 0 | 0 |  | 0 | 0 | 0 | 0 |  | 0 | Item Attribute | 1 | Nos | 0.0 | 0.0 | 0 | 0.0 | 0 | L&T | CM96117OOOOX1 | India |  |  | 0 | 0.0 |  | 0 | 0 |  | 0 | 0 | 0 | 0 |  |  | 0 | 0 | 0 |  | 0 | [5 empty] | 0 |  |  | 0 | [13 empty] | Nos | 1.0 | [10 empty] | Ringlus Electro Controls & Automation PVT LTD | [18 empty] | CGST - RNG | 9.0
[120 empty] | SGST - RNG | 9.0
| 40A 36kA Triple Pole DN2 MPR MTX2.0 MCCB L&T CM92063OOOOAG | 40A 36kA Triple Pole DN2 MPR MTX2.0 MCCB L&T CM92063OOOOAG | LTDN2MCCB | Nos |  | 40A 36kA Triple Pole DN2 MPR MTX2.0 MCCB L&T CM92063OOOOAG |  | 0 | 0 | 1 | 1 | 1 | 0.0 | 0.0 | 0.0 | 0 |  |  | 0.0 | Electrical Components | 40A 36kA Triple Pole DN2 MPR MTX2.0 MCCB L&T CM92063OOOOAG | 0 | 31-12-2099 | Material Transfer |  | 0.0 |  | 0 | 0 |  | 0 | 0 | 0 | 0 |  | 0 | Item Attribute | 1 | Nos | 0.0 | 0.0 | 0 | 0.0 | 0 | L&T | CM92063OOOOAG | India |  |  | 0 | 0.0 |  | 0 | 0 |  | 0 | 0 | 0 | 0 |  |  | 0 | 0 | 0 |  | 0 | [5 empty] | 0 |  |  | 0 | [13 empty] | Nos | 1.0 | [10 empty] | Ringlus Electro Controls & Automation PVT LTD | [18 empty] | CGST - RNG | 9.0
[120 empty] | SGST - RNG | 9.0
| 63A 36kA Triple Pole DN2 MPR MTX2.0 MCCB L&T CM92071OOOOAG | 63A 36kA Triple Pole DN2 MPR MTX2.0 MCCB L&T CM92071OOOOAG | LTDN2MCCB | Nos |  | 63A 36kA Triple Pole DN2 MPR MTX2.0 MCCB L&T CM92071OOOOAG |  | 0 | 0 | 1 | 1 | 1 | 0.0 | 0.0 | 0.0 | 0 |  |  | 0.0 | Electrical Components | 63A 36kA Triple Pole DN2 MPR MTX2.0 MCCB L&T CM92071OOOOAG | 0 | 31-12-2099 | Material Transfer |  | 0.0 |  | 0 | 0 |  | 0 | 0 | 0 | 0 |  | 0 | Item Attribute | 1 | Nos | 0.0 | 0.0 | 0 | 0.0 | 0 | L&T | CM92071OOOOAG | India |  |  | 0 | 0.0 |  | 0 | 0 |  | 0 | 0 | 0 | 0 |  |  | 0 | 0 | 0 |  | 0 | [5 empty] | 0 |  |  | 0 | [13 empty] | Nos | 1.0 | [10 empty] | Ringlus Electro Controls & Automation PVT LTD | [18 empty] | CGST - RNG | 9.0
[120 empty] | SGST - RNG | 9.0
| 100A 36kA Triple Pole DN2 MPR MTX2.0 MCCB L&TCM92051OOOOAG | 100A 36kA Triple Pole DN2 MPR MTX2.0 MCCB L&TCM92051OOOOAG | LTDN2MCCB | Nos |  | 100A 36kA Triple Pole DN2 MPR MTX2.0 MCCB L&TCM92051OOOOAG |  | 0 | 0 | 1 | 1 | 1 | 0.0 | 0.0 | 0.0 | 0 |  |  | 0.0 | Electrical Components | 100A 36kA Triple Pole DN2 MPR MTX2.0 MCCB L&TCM92051OOOOAG | 0 | 31-12-2099 | Material Transfer |  | 0.0 |  | 0 | 0 |  | 0 | 0 | 0 | 0 |  | 0 | Item Attribute | 1 | Nos | 0.0 | 0.0 | 0 | 0.0 | 0 | L&T | CM92051OOOOAG | India |  |  | 0 | 0.0 |  | 0 | 0 |  | 0 | 0 | 0 | 0 |  |  | 0 | 0 | 0 |  | 0 | [5 empty] | 0 |  |  | 0 | [13 empty] | Nos | 1.0 | [10 empty] | Ringlus Electro Controls & Automation PVT LTD | [18 empty] | CGST - RNG | 9.0
[120 empty] | SGST - RNG | 9.0
| 160A 36kA Triple Pole DN2 MPR MTX2.0 MCCB L&T CM92074OOOOAG | 160A 36kA Triple Pole DN2 MPR MTX2.0 MCCB L&T CM92074OOOOAG | LTDN2MCCB | Nos |  | 160A 36kA Triple Pole DN2 MPR MTX2.0 MCCB L&T CM92074OOOOAG |  | 0 | 0 | 1 | 1 | 1 | 0.0 | 0.0 | 0.0 | 0 |  |  | 0.0 | Electrical Components | 160A 36kA Triple Pole DN2 MPR MTX2.0 MCCB L&T CM92074OOOOAG | 0 | 31-12-2099 | Material Transfer |  | 0.0 |  | 0 | 0 |  | 0 | 0 | 0 | 0 |  | 0 | Item Attribute | 1 | Nos | 0.0 | 0.0 | 0 | 0.0 | 0 | L&T | CM92074OOOOAG | India |  |  | 0 | 0.0 |  | 0 | 0 |  | 0 | 0 | 0 | 0 |  |  | 0 | 0 | 0 |  | 0 | [5 empty] | 0 |  |  | 0 | [13 empty] | Nos | 1.0 | [10 empty] | Ringlus Electro Controls & Automation PVT LTD | [18 empty] | CGST - RNG | 9.0
[120 empty] | SGST - RNG | 9.0
| 250A 36kA Triple Pole DN2 MPR MTX2.0 MCCB L&T CM92054OOOOAG | 250A 36kA Triple Pole DN2 MPR MTX2.0 MCCB L&T CM92054OOOOAG | LTDN2MCCB | Nos |  | 250A 36kA Triple Pole DN2 MPR MTX2.0 MCCB L&T CM92054OOOOAG |  | 0 | 0 | 1 | 1 | 1 | 0.0 | 0.0 | 0.0 | 0 |  |  | 0.0 | Electrical Components | 250A 36kA Triple Pole DN2 MPR MTX2.0 MCCB L&T CM92054OOOOAG | 0 | 31-12-2099 | Material Transfer |  | 0.0 |  | 0 | 0 |  | 0 | 0 | 0 | 0 |  | 0 | Item Attribute | 1 | Nos | 0.0 | 0.0 | 0 | 0.0 | 0 | L&T | CM92054OOOOAG | India |  |  | 0 | 0.0 |  | 0 | 0 |  | 0 | 0 | 0 | 0 |  |  | 0 | 0 | 0 |  | 0 | [5 empty] | 0 |  |  | 0 | [13 empty] | Nos | 1.0 | [10 empty] | Ringlus Electro Controls & Automation PVT LTD | [18 empty] | CGST - RNG | 9.0
[120 empty] | SGST - RNG | 9.0
| 400A 36kA Triple Pole DN3 MPR MTX2.0 MCCB L&T CM93001OOOOAG | 400A 36kA Triple Pole DN3 MPR MTX2.0 MCCB L&T CM93001OOOOAG | LTDN3MCCB | Nos |  | 400A 36kA Triple Pole DN3 MPR MTX2.0 MCCB L&T CM93001OOOOAG |  | 0 | 0 | 1 | 1 | 1 | 0.0 | 0.0 | 0.0 | 0 |  |  | 0.0 | Electrical Components | 400A 36kA Triple Pole DN3 MPR MTX2.0 MCCB L&T CM93001OOOOAG | 0 | 31-12-2099 | Material Transfer |  | 0.0 |  | 0 | 0 |  | 0 | 0 | 0 | 0 |  | 0 | Item Attribute | 1 | Nos | 0.0 | 0.0 | 0 | 0.0 | 0 | L&T | CM93001OOOOAG | India |  |  | 0 | 0.0 |  | 0 | 0 |  | 0 | 0 | 0 | 0 |  |  | 0 | 0 | 0 |  | 0 | [5 empty] | 0 |  |  | 0 | [13 empty] | Nos | 1.0 | [10 empty] | Ringlus Electro Controls & Automation PVT LTD | [18 empty] | CGST - RNG | 9.0
[120 empty] | SGST - RNG | 9.0
| 630A 36kA Triple Pole DN3 MPR MTX2.0 MCCB L&T CM93005OOOOAG | 630A 36kA Triple Pole DN3 MPR MTX2.0 MCCB L&T CM93005OOOOAG | LTDN3MCCB | Nos |  | 630A 36kA Triple Pole DN3 MPR MTX2.0 MCCB L&T CM93005OOOOAG |  | 0 | 0 | 1 | 1 | 1 | 0.0 | 0.0 | 0.0 | 0 |  |  | 0.0 | Electrical Components | 630A 36kA Triple Pole DN3 MPR MTX2.0 MCCB L&T CM93005OOOOAG | 0 | 31-12-2099 | Material Transfer |  | 0.0 |  | 0 | 0 |  | 0 | 0 | 0 | 0 |  | 0 | Item Attribute | 1 | Nos | 0.0 | 0.0 | 0 | 0.0 | 0 | L&T | CM93005OOOOAG | India |  |  | 0 | 0.0 |  | 0 | 0 |  | 0 | 0 | 0 | 0 |  |  | 0 | 0 | 0 |  | 0 | [5 empty] | 0 |  |  | 0 | [13 empty] | Nos | 1.0 | [10 empty] | Ringlus Electro Controls & Automation PVT LTD | [18 empty] | CGST - RNG | 9.0
[120 empty] | SGST - RNG | 9.0
| 40A 36kA Four Pole DN2 MPR MTX2.0 MCCB L&T CM92155OOOOAG | 40A 36kA Four Pole DN2 MPR MTX2.0 MCCB L&T CM92155OOOOAG | LTDN2MCCB | Nos |  | 40A 36kA Four Pole DN2 MPR MTX2.0 MCCB L&T CM92155OOOOAG |  | 0 | 0 | 1 | 1 | 1 | 0.0 | 0.0 | 0.0 | 0 |  |  | 0.0 | Electrical Components | 40A 36kA Four Pole DN2 MPR MTX2.0 MCCB L&T CM92155OOOOAG | 0 | 31-12-2099 | Material Transfer |  | 0.0 |  | 0 | 0 |  | 0 | 0 | 0 | 0 |  | 0 | Item Attribute | 1 | Nos | 0.0 | 0.0 | 0 | 0.0 | 0 | L&T | CM92155OOOOAG | India |  |  | 0 | 0.0 |  | 0 | 0 |  | 0 | 0 | 0 | 0 |  |  | 0 | 0 | 0 |  | 0 | [5 empty] | 0 |  |  | 0 | [13 empty] | Nos | 1.0 | [10 empty] | Ringlus Electro Controls & Automation PVT LTD | [18 empty] | CGST - RNG | 9.0
[120 empty] | SGST - RNG | 9.0
| 63A 36kA Four Pole DN2 MPR MTX2.0 MCCB L&T CM92154OOOOAG | 63A 36kA Four Pole DN2 MPR MTX2.0 MCCB L&T CM92154OOOOAG | LTDN2MCCB | Nos |  | 63A 36kA Four Pole DN2 MPR MTX2.0 MCCB L&T CM92154OOOOAG |  | 0 | 0 | 1 | 1 | 1 | 0.0 | 0.0 | 0.0 | 0 |  |  | 0.0 | Electrical Components | 63A 36kA Four Pole DN2 MPR MTX2.0 MCCB L&T CM92154OOOOAG | 0 | 31-12-2099 | Material Transfer |  | 0.0 |  | 0 | 0 |  | 0 | 0 | 0 | 0 |  | 0 | Item Attribute | 1 | Nos | 0.0 | 0.0 | 0 | 0.0 | 0 | L&T | CM92154OOOOAG | India |  |  | 0 | 0.0 |  | 0 | 0 |  | 0 | 0 | 0 | 0 |  |  | 0 | 0 | 0 |  | 0 | [5 empty] | 0 |  |  | 0 | [13 empty] | Nos | 1.0 | [10 empty] | Ringlus Electro Controls & Automation PVT LTD | [18 empty] | CGST - RNG | 9.0
[120 empty] | SGST - RNG | 9.0
| 100A 36kA Four Pole DN2 MPR MTX2.0 MCCB L&TCM92153OOOOAG | 100A 36kA Four Pole DN2 MPR MTX2.0 MCCB L&TCM92153OOOOAG | LTDN2MCCB | Nos |  | 100A 36kA Four Pole DN2 MPR MTX2.0 MCCB L&TCM92153OOOOAG |  | 0 | 0 | 1 | 1 | 1 | 0.0 | 0.0 | 0.0 | 0 |  |  | 0.0 | Electrical Components | 100A 36kA Four Pole DN2 MPR MTX2.0 MCCB L&TCM92153OOOOAG | 0 | 31-12-2099 | Material Transfer |  | 0.0 |  | 0 | 0 |  | 0 | 0 | 0 | 0 |  | 0 | Item Attribute | 1 | Nos | 0.0 | 0.0 | 0 | 0.0 | 0 | L&T | CM92153OOOOAG | India |  |  | 0 | 0.0 |  | 0 | 0 |  | 0 | 0 | 0 | 0 |  |  | 0 | 0 | 0 |  | 0 | [5 empty] | 0 |  |  | 0 | [13 empty] | Nos | 1.0 | [10 empty] | Ringlus Electro Controls & Automation PVT LTD | [18 empty] | CGST - RNG | 9.0
[120 empty] | SGST - RNG | 9.0
| 160A 36kA Four Pole DN2 MPR MTX2.0 MCCB L&T CM92152OOOOAG | 160A 36kA Four Pole DN2 MPR MTX2.0 MCCB L&T CM92152OOOOAG | LTDN2MCCB | Nos |  | 160A 36kA Four Pole DN2 MPR MTX2.0 MCCB L&T CM92152OOOOAG |  | 0 | 0 | 1 | 1 | 1 | 0.0 | 0.0 | 0.0 | 0 |  |  | 0.0 | Electrical Components | 160A 36kA Four Pole DN2 MPR MTX2.0 MCCB L&T CM92152OOOOAG | 0 | 31-12-2099 | Material Transfer |  | 0.0 |  | 0 | 0 |  | 0 | 0 | 0 | 0 |  | 0 | Item Attribute | 1 | Nos | 0.0 | 0.0 | 0 | 0.0 | 0 | L&T | CM92152OOOOAG | India |  |  | 0 | 0.0 |  | 0 | 0 |  | 0 | 0 | 0 | 0 |  |  | 0 | 0 | 0 |  | 0 | [5 empty] | 0 |  |  | 0 | [13 empty] | Nos | 1.0 | [10 empty] | Ringlus Electro Controls & Automation PVT LTD | [18 empty] | CGST - RNG | 9.0
[120 empty] | SGST - RNG | 9.0
| 250A 36kA Four Pole DN2 MPR MTX2.0 MCCB L&T CM92151OOOOAG | 250A 36kA Four Pole DN2 MPR MTX2.0 MCCB L&T CM92151OOOOAG | LTDN2MCCB | Nos |  | 250A 36kA Four Pole DN2 MPR MTX2.0 MCCB L&T CM92151OOOOAG |  | 0 | 0 | 1 | 1 | 1 | 0.0 | 0.0 | 0.0 | 0 |  |  | 0.0 | Electrical Components | 250A 36kA Four Pole DN2 MPR MTX2.0 MCCB L&T CM92151OOOOAG | 0 | 31-12-2099 | Material Transfer |  | 0.0 |  | 0 | 0 |  | 0 | 0 | 0 | 0 |  | 0 | Item Attribute | 1 | Nos | 0.0 | 0.0 | 0 | 0.0 | 0 | L&T | CM92151OOOOAG | India |  |  | 0 | 0.0 |  | 0 | 0 |  | 0 | 0 | 0 | 0 |  |  | 0 | 0 | 0 |  | 0 | [5 empty] | 0 |  |  | 0 | [13 empty] | Nos | 1.0 | [10 empty] | Ringlus Electro Controls & Automation PVT LTD | [18 empty] | CGST - RNG | 9.0
[120 empty] | SGST - RNG | 9.0
| 400A 36kA Four Pole DN3 MPR MTX2.0 MCCB L&T CM93003OOOOAG | 400A 36kA Four Pole DN3 MPR MTX2.0 MCCB L&T CM93003OOOOAG | LTDN3MCCB | Nos |  | 400A 36kA Four Pole DN3 MPR MTX2.0 MCCB L&T CM93003OOOOAG |  | 0 | 0 | 1 | 1 | 1 | 0.0 | 0.0 | 0.0 | 0 |  |  | 0.0 | Electrical Components | 400A 36kA Four Pole DN3 MPR MTX2.0 MCCB L&T CM93003OOOOAG | 0 | 31-12-2099 | Material Transfer |  | 0.0 |  | 0 | 0 |  | 0 | 0 | 0 | 0 |  | 0 | Item Attribute | 1 | Nos | 0.0 | 0.0 | 0 | 0.0 | 0 | L&T | CM93003OOOOAG | India |  |  | 0 | 0.0 |  | 0 | 0 |  | 0 | 0 | 0 | 0 |  |  | 0 | 0 | 0 |  | 0 | [5 empty] | 0 |  |  | 0 | [13 empty] | Nos | 1.0 | [10 empty] | Ringlus Electro Controls & Automation PVT LTD | [18 empty] | CGST - RNG | 9.0
[120 empty] | SGST - RNG | 9.0
| 630A 36kA Four Pole DN3 MPR MTX2.0 MCCB L&T CM93007OOOOAG | 630A 36kA Four Pole DN3 MPR MTX2.0 MCCB L&T CM93007OOOOAG | LTDN3MCCB | Nos |  | 630A 36kA Four Pole DN3 MPR MTX2.0 MCCB L&T CM93007OOOOAG |  | 0 | 0 | 1 | 1 | 1 | 0.0 | 0.0 | 0.0 | 0 |  |  | 0.0 | Electrical Components | 630A 36kA Four Pole DN3 MPR MTX2.0 MCCB L&T CM93007OOOOAG | 0 | 31-12-2099 | Material Transfer |  | 0.0 |  | 0 | 0 |  | 0 | 0 | 0 | 0 |  | 0 | Item Attribute | 1 | Nos | 0.0 | 0.0 | 0 | 0.0 | 0 | L&T | CM93007OOOOAG | India |  |  | 0 | 0.0 |  | 0 | 0 |  | 0 | 0 | 0 | 0 |  |  | 0 | 0 | 0 |  | 0 | [5 empty] | 0 |  |  | 0 | [13 empty] | Nos | 1.0 | [10 empty] | Ringlus Electro Controls & Automation PVT LTD | [18 empty] | CGST - RNG | 9.0
[120 empty] | SGST - RNG | 9.0
| 40A 50kA Triple Pole DN2 MPR MTX2.0 MCCB L&T CM92064OOOOAG | 40A 50kA Triple Pole DN2 MPR MTX2.0 MCCB L&T CM92064OOOOAG | LTDN2MCCB | Nos |  | 40A 50kA Triple Pole DN2 MPR MTX2.0 MCCB L&T CM92064OOOOAG |  | 0 | 0 | 1 | 1 | 1 | 0.0 | 0.0 | 0.0 | 0 |  |  | 0.0 | Electrical Components | 40A 50kA Triple Pole DN2 MPR MTX2.0 MCCB L&T CM92064OOOOAG | 0 | 31-12-2099 | Material Transfer |  | 0.0 |  | 0 | 0 |  | 0 | 0 | 0 | 0 |  | 0 | Item Attribute | 1 | Nos | 0.0 | 0.0 | 0 | 0.0 | 0 | L&T | CM92063OOOOAG | India |  |  | 0 | 0.0 |  | 0 | 0 |  | 0 | 0 | 0 | 0 |  |  | 0 | 0 | 0 |  | 0 | [5 empty] | 0 |  |  | 0 | [13 empty] | Nos | 1.0 | [10 empty] | Ringlus Electro Controls & Automation PVT LTD | [18 empty] | CGST - RNG | 9.0
[120 empty] | SGST - RNG | 9.0
| 63A 50kA Triple Pole DN2 MPR MTX2.0 MCCB L&T CM92072OOOOAG | 63A 50kA Triple Pole DN2 MPR MTX2.0 MCCB L&T CM92072OOOOAG | LTDN2MCCB | Nos |  | 63A 50kA Triple Pole DN2 MPR MTX2.0 MCCB L&T CM92072OOOOAG |  | 0 | 0 | 1 | 1 | 1 | 0.0 | 0.0 | 0.0 | 0 |  |  | 0.0 | Electrical Components | 63A 50kA Triple Pole DN2 MPR MTX2.0 MCCB L&T CM92072OOOOAG | 0 | 31-12-2099 | Material Transfer |  | 0.0 |  | 0 | 0 |  | 0 | 0 | 0 | 0 |  | 0 | Item Attribute | 1 | Nos | 0.0 | 0.0 | 0 | 0.0 | 0 | L&T | CM92072OOOOAG | India |  |  | 0 | 0.0 |  | 0 | 0 |  | 0 | 0 | 0 | 0 |  |  | 0 | 0 | 0 |  | 0 | [5 empty] | 0 |  |  | 0 | [13 empty] | Nos | 1.0 | [10 empty] | Ringlus Electro Controls & Automation PVT LTD | [18 empty] | CGST - RNG | 9.0
[120 empty] | SGST - RNG | 9.0
| 100A 50kA Triple Pole DN2 MPR MTX2.0 MCCB L&TCM92052OOOOAG | 100A 50kA Triple Pole DN2 MPR MTX2.0 MCCB L&TCM92052OOOOAG | LTDN2MCCB | Nos |  | 100A 50kA Triple Pole DN2 MPR MTX2.0 MCCB L&TCM92052OOOOAG |  | 0 | 0 | 1 | 1 | 1 | 0.0 | 0.0 | 0.0 | 0 |  |  | 0.0 | Electrical Components | 100A 50kA Triple Pole DN2 MPR MTX2.0 MCCB L&TCM92052OOOOAG | 0 | 31-12-2099 | Material Transfer |  | 0.0 |  | 0 | 0 |  | 0 | 0 | 0 | 0 |  | 0 | Item Attribute | 1 | Nos | 0.0 | 0.0 | 0 | 0.0 | 0 | L&T | CM92052OOOOAG | India |  |  | 0 | 0.0 |  | 0 | 0 |  | 0 | 0 | 0 | 0 |  |  | 0 | 0 | 0 |  | 0 | [5 empty] | 0 |  |  | 0 | [13 empty] | Nos | 1.0 | [10 empty] | Ringlus Electro Controls & Automation PVT LTD | [18 empty] | CGST - RNG | 9.0
[120 empty] | SGST - RNG | 9.0
| 160A 50kA Triple Pole DN2 MPR MTX2.0 MCCB L&T CM92075OOOOAG | 160A 50kA Triple Pole DN2 MPR MTX2.0 MCCB L&T CM92075OOOOAG | LTDN2MCCB | Nos |  | 160A 50kA Triple Pole DN2 MPR MTX2.0 MCCB L&T CM92075OOOOAG |  | 0 | 0 | 1 | 1 | 1 | 0.0 | 0.0 | 0.0 | 0 |  |  | 0.0 | Electrical Components | 160A 50kA Triple Pole DN2 MPR MTX2.0 MCCB L&T CM92075OOOOAG | 0 | 31-12-2099 | Material Transfer |  | 0.0 |  | 0 | 0 |  | 0 | 0 | 0 | 0 |  | 0 | Item Attribute | 1 | Nos | 0.0 | 0.0 | 0 | 0.0 | 0 | L&T | CM92075OOOOAG | India |  |  | 0 | 0.0 |  | 0 | 0 |  | 0 | 0 | 0 | 0 |  |  | 0 | 0 | 0 |  | 0 | [5 empty] | 0 |  |  | 0 | [13 empty] | Nos | 1.0 | [10 empty] | Ringlus Electro Controls & Automation PVT LTD | [18 empty] | CGST - RNG | 9.0
[120 empty] | SGST - RNG | 9.0
| 250A 50kA Triple Pole DN2 MPR MTX2.0 MCCB L&T CM92055OOOOAG | 250A 50kA Triple Pole DN2 MPR MTX2.0 MCCB L&T CM92055OOOOAG | LTDN2MCCB | Nos |  | 250A 50kA Triple Pole DN2 MPR MTX2.0 MCCB L&T CM92055OOOOAG |  | 0 | 0 | 1 | 1 | 1 | 0.0 | 0.0 | 0.0 | 0 |  |  | 0.0 | Electrical Components | 250A 50kA Triple Pole DN2 MPR MTX2.0 MCCB L&T CM92055OOOOAG | 0 | 31-12-2099 | Material Transfer |  | 0.0 |  | 0 | 0 |  | 0 | 0 | 0 | 0 |  | 0 | Item Attribute | 1 | Nos | 0.0 | 0.0 | 0 | 0.0 | 0 | L&T | CM92055OOOOAG | India |  |  | 0 | 0.0 |  | 0 | 0 |  | 0 | 0 | 0 | 0 |  |  | 0 | 0 | 0 |  | 0 | [5 empty] | 0 |  |  | 0 | [13 empty] | Nos | 1.0 | [10 empty] | Ringlus Electro Controls & Automation PVT LTD | [18 empty] | CGST - RNG | 9.0
[120 empty] | SGST - RNG | 9.0
| 400A 50kA Triple Pole DN3 MPR MTX2.0 MCCB L&T CM93002OOOOAG | 400A 50kA Triple Pole DN3 MPR MTX2.0 MCCB L&T CM93002OOOOAG | LTDN3MCCB | Nos |  | 400A 50kA Triple Pole DN3 MPR MTX2.0 MCCB L&T CM93002OOOOAG |  | 0 | 0 | 1 | 1 | 1 | 0.0 | 0.0 | 0.0 | 0 |  |  | 0.0 | Electrical Components | 400A 50kA Triple Pole DN3 MPR MTX2.0 MCCB L&T CM93002OOOOAG | 0 | 31-12-2099 | Material Transfer |  | 0.0 |  | 0 | 0 |  | 0 | 0 | 0 | 0 |  | 0 | Item Attribute | 1 | Nos | 0.0 | 0.0 | 0 | 0.0 | 0 | L&T | CM93002OOOOAG | India |  |  | 0 | 0.0 |  | 0 | 0 |  | 0 | 0 | 0 | 0 |  |  | 0 | 0 | 0 |  | 0 | [5 empty] | 0 |  |  | 0 | [13 empty] | Nos | 1.0 | [10 empty] | Ringlus Electro Controls & Automation PVT LTD | [18 empty] | CGST - RNG | 9.0
[120 empty] | SGST - RNG | 9.0
| 630A 50kA Triple Pole DN3 MPR MTX2.0 MCCB L&T CM93006OOOOAG | 630A 50kA Triple Pole DN3 MPR MTX2.0 MCCB L&T CM93006OOOOAG | LTDN3MCCB | Nos |  | 630A 50kA Triple Pole DN3 MPR MTX2.0 MCCB L&T CM93006OOOOAG |  | 0 | 0 | 1 | 1 | 1 | 0.0 | 0.0 | 0.0 | 0 |  |  | 0.0 | Electrical Components | 630A 50kA Triple Pole DN3 MPR MTX2.0 MCCB L&T CM93006OOOOAG | 0 | 31-12-2099 | Material Transfer |  | 0.0 |  | 0 | 0 |  | 0 | 0 | 0 | 0 |  | 0 | Item Attribute | 1 | Nos | 0.0 | 0.0 | 0 | 0.0 | 0 | L&T | CM93006OOOOAG | India |  |  | 0 | 0.0 |  | 0 | 0 |  | 0 | 0 | 0 | 0 |  |  | 0 | 0 | 0 |  | 0 | [5 empty] | 0 |  |  | 0 | [13 empty] | Nos | 1.0 | [10 empty] | Ringlus Electro Controls & Automation PVT LTD | [18 empty] | CGST - RNG | 9.0
[120 empty] | SGST - RNG | 9.0
| 800A 50kA Triple Pole DN4MPR MTX2.0 MCCB L&T CM96021OOOOAG | 800A 50kA Triple Pole DN4MPR MTX2.0 MCCB L&T CM96021OOOOAG | LTDN4MCCB | Nos |  | 800A 50kA Triple Pole DN4MPR MTX2.0 MCCB L&T CM96021OOOOAG |  | 0 | 0 | 1 | 1 | 1 | 0.0 | 0.0 | 0.0 | 0 |  |  | 0.0 | Electrical Components | 800A 50kA Triple Pole DN4MPR MTX2.0 MCCB L&T CM96021OOOOAG | 0 | 31-12-2099 | Material Transfer |  | 0.0 |  | 0 | 0 |  | 0 | 0 | 0 | 0 |  | 0 | Item Attribute | 1 | Nos | 0.0 | 0.0 | 0 | 0.0 | 0 | L&T | CM96021OOOOAG | India |  |  | 0 | 0.0 |  | 0 | 0 |  | 0 | 0 | 0 | 0 |  |  | 0 | 0 | 0 |  | 0 | [5 empty] | 0 |  |  | 0 | [13 empty] | Nos | 1.0 | [10 empty] | Ringlus Electro Controls & Automation PVT LTD | [18 empty] | CGST - RNG | 9.0
[120 empty] | SGST - RNG | 9.0
| 1000A 50kA Triple Pole DN4 MPR MTX2.0 MCCB L&T CM96022OOOOAG | 1000A 50kA Triple Pole DN4 MPR MTX2.0 MCCB L&T CM96022OOOOAG | LTDN4MCCB | Nos |  | 1000A 50kA Triple Pole DN4 MPR MTX2.0 MCCB L&T CM96022OOOOAG |  | 0 | 0 | 1 | 1 | 1 | 0.0 | 0.0 | 0.0 | 0 |  |  | 0.0 | Electrical Components | 1000A 50kA Triple Pole DN4 MPR MTX2.0 MCCB L&T CM96022OOOOAG | 0 | 31-12-2099 | Material Transfer |  | 0.0 |  | 0 | 0 |  | 0 | 0 | 0 | 0 |  | 0 | Item Attribute | 1 | Nos | 0.0 | 0.0 | 0 | 0.0 | 0 | L&T | CM96022OOOOAG | India |  |  | 0 | 0.0 |  | 0 | 0 |  | 0 | 0 | 0 | 0 |  |  | 0 | 0 | 0 |  | 0 | [5 empty] | 0 |  |  | 0 | [13 empty] | Nos | 1.0 | [10 empty] | Ringlus Electro Controls & Automation PVT LTD | [18 empty] | CGST - RNG | 9.0
[120 empty] | SGST - RNG | 9.0
| 1250A 50kA Triple Pole DN4 MPR MTX2.0 MCCB L&T CM96023OOOOAG | 1250A 50kA Triple Pole DN4 MPR MTX2.0 MCCB L&T CM96023OOOOAG | LTDN4MCCB | Nos |  | 1250A 50kA Triple Pole DN4 MPR MTX2.0 MCCB L&T CM96023OOOOAG |  | 0 | 0 | 1 | 1 | 1 | 0.0 | 0.0 | 0.0 | 0 |  |  | 0.0 | Electrical Components | 1250A 50kA Triple Pole DN4 MPR MTX2.0 MCCB L&T CM96023OOOOAG | 0 | 31-12-2099 | Material Transfer |  | 0.0 |  | 0 | 0 |  | 0 | 0 | 0 | 0 |  | 0 | Item Attribute | 1 | Nos | 0.0 | 0.0 | 0 | 0.0 | 0 | L&T | CM96023OOOOAG | India |  |  | 0 | 0.0 |  | 0 | 0 |  | 0 | 0 | 0 | 0 |  |  | 0 | 0 | 0 |  | 0 | [5 empty] | 0 |  |  | 0 | [13 empty] | Nos | 1.0 | [10 empty] | Ringlus Electro Controls & Automation PVT LTD | [18 empty] | CGST - RNG | 9.0
[120 empty] | SGST - RNG | 9.0
| 40A 50kA Four Pole DN2 MPR MTX2.0 MCCB L&T CM92160OOOOAG | 40A 50kA Four Pole DN2 MPR MTX2.0 MCCB L&T CM92160OOOOAG | LTDN2MCCB | Nos |  | 40A 50kA Four Pole DN2 MPR MTX2.0 MCCB L&T CM92160OOOOAG |  | 0 | 0 | 1 | 1 | 1 | 0.0 | 0.0 | 0.0 | 0 |  |  | 0.0 | Electrical Components | 40A 50kA Four Pole DN2 MPR MTX2.0 MCCB L&T CM92160OOOOAG | 0 | 31-12-2099 | Material Transfer |  | 0.0 |  | 0 | 0 |  | 0 | 0 | 0 | 0 |  | 0 | Item Attribute | 1 | Nos | 0.0 | 0.0 | 0 | 0.0 | 0 | L&T | CM92160OOOOAG | India |  |  | 0 | 0.0 |  | 0 | 0 |  | 0 | 0 | 0 | 0 |  |  | 0 | 0 | 0 |  | 0 | [5 empty] | 0 |  |  | 0 | [13 empty] | Nos | 1.0 | [10 empty] | Ringlus Electro Controls & Automation PVT LTD | [18 empty] | CGST - RNG | 9.0
[120 empty] | SGST - RNG | 9.0
| 63A 50kA Four Pole DN2 MPR MTX2.0 MCCB L&T CM92159OOOOAG | 63A 50kA Four Pole DN2 MPR MTX2.0 MCCB L&T CM92159OOOOAG | LTDN2MCCB | Nos |  | 63A 50kA Four Pole DN2 MPR MTX2.0 MCCB L&T CM92159OOOOAG |  | 0 | 0 | 1 | 1 | 1 | 0.0 | 0.0 | 0.0 | 0 |  |  | 0.0 | Electrical Components | 63A 50kA Four Pole DN2 MPR MTX2.0 MCCB L&T CM92159OOOOAG | 0 | 31-12-2099 | Material Transfer |  | 0.0 |  | 0 | 0 |  | 0 | 0 | 0 | 0 |  | 0 | Item Attribute | 1 | Nos | 0.0 | 0.0 | 0 | 0.0 | 0 | L&T | CM92159OOOOAG | India |  |  | 0 | 0.0 |  | 0 | 0 |  | 0 | 0 | 0 | 0 |  |  | 0 | 0 | 0 |  | 0 | [5 empty] | 0 |  |  | 0 | [13 empty] | Nos | 1.0 | [10 empty] | Ringlus Electro Controls & Automation PVT LTD | [18 empty] | CGST - RNG | 9.0
[120 empty] | SGST - RNG | 9.0
| 100A 50kA Four Pole DN2 MPR MTX2.0 MCCB L&TCM92158OOOOAG | 100A 50kA Four Pole DN2 MPR MTX2.0 MCCB L&TCM92158OOOOAG | LTDN2MCCB | Nos |  | 100A 50kA Four Pole DN2 MPR MTX2.0 MCCB L&TCM92158OOOOAG |  | 0 | 0 | 1 | 1 | 1 | 0.0 | 0.0 | 0.0 | 0 |  |  | 0.0 | Electrical Components | 100A 50kA Four Pole DN2 MPR MTX2.0 MCCB L&TCM92158OOOOAG | 0 | 31-12-2099 | Material Transfer |  | 0.0 |  | 0 | 0 |  | 0 | 0 | 0 | 0 |  | 0 | Item Attribute | 1 | Nos | 0.0 | 0.0 | 0 | 0.0 | 0 | L&T | CM92158OOOOAG | India |  |  | 0 | 0.0 |  | 0 | 0 |  | 0 | 0 | 0 | 0 |  |  | 0 | 0 | 0 |  | 0 | [5 empty] | 0 |  |  | 0 | [13 empty] | Nos | 1.0 | [10 empty] | Ringlus Electro Controls & Automation PVT LTD | [18 empty] | CGST - RNG | 9.0
[120 empty] | SGST - RNG | 9.0
| 160A 50kA Four Pole DN2 MPR MTX2.0 MCCB L&T CM92157OOOOAG | 160A 50kA Four Pole DN2 MPR MTX2.0 MCCB L&T CM92157OOOOAG | LTDN2MCCB | Nos |  | 160A 50kA Four Pole DN2 MPR MTX2.0 MCCB L&T CM92157OOOOAG |  | 0 | 0 | 1 | 1 | 1 | 0.0 | 0.0 | 0.0 | 0 |  |  | 0.0 | Electrical Components | 160A 50kA Four Pole DN2 MPR MTX2.0 MCCB L&T CM92157OOOOAG | 0 | 31-12-2099 | Material Transfer |  | 0.0 |  | 0 | 0 |  | 0 | 0 | 0 | 0 |  | 0 | Item Attribute | 1 | Nos | 0.0 | 0.0 | 0 | 0.0 | 0 | L&T | CM92157OOOOAG | India |  |  | 0 | 0.0 |  | 0 | 0 |  | 0 | 0 | 0 | 0 |  |  | 0 | 0 | 0 |  | 0 | [5 empty] | 0 |  |  | 0 | [13 empty] | Nos | 1.0 | [10 empty] | Ringlus Electro Controls & Automation PVT LTD | [18 empty] | CGST - RNG | 9.0
[120 empty] | SGST - RNG | 9.0
| 250A 50kA Four Pole DN2 MPR MTX2.0 MCCB L&T CM92156OOOOAG | 250A 50kA Four Pole DN2 MPR MTX2.0 MCCB L&T CM92156OOOOAG | LTDN2MCCB | Nos |  | 250A 50kA Four Pole DN2 MPR MTX2.0 MCCB L&T CM92156OOOOAG |  | 0 | 0 | 1 | 1 | 1 | 0.0 | 0.0 | 0.0 | 0 |  |  | 0.0 | Electrical Components | 250A 50kA Four Pole DN2 MPR MTX2.0 MCCB L&T CM92156OOOOAG | 0 | 31-12-2099 | Material Transfer |  | 0.0 |  | 0 | 0 |  | 0 | 0 | 0 | 0 |  | 0 | Item Attribute | 1 | Nos | 0.0 | 0.0 | 0 | 0.0 | 0 | L&T | CM92156OOOOAG | India |  |  | 0 | 0.0 |  | 0 | 0 |  | 0 | 0 | 0 | 0 |  |  | 0 | 0 | 0 |  | 0 | [5 empty] | 0 |  |  | 0 | [13 empty] | Nos | 1.0 | [10 empty] | Ringlus Electro Controls & Automation PVT LTD | [18 empty] | CGST - RNG | 9.0
[120 empty] | SGST - RNG | 9.0
| 400A 50kA Four Pole DN3 MPR MTX2.0 MCCB L&T CM93004OOOOAG | 400A 50kA Four Pole DN3 MPR MTX2.0 MCCB L&T CM93004OOOOAG | LTDN3MCCB | Nos |  | 400A 50kA Four Pole DN3 MPR MTX2.0 MCCB L&T CM93004OOOOAG |  | 0 | 0 | 1 | 1 | 1 | 0.0 | 0.0 | 0.0 | 0 |  |  | 0.0 | Electrical Components | 400A 50kA Four Pole DN3 MPR MTX2.0 MCCB L&T CM93004OOOOAG | 0 | 31-12-2099 | Material Transfer |  | 0.0 |  | 0 | 0 |  | 0 | 0 | 0 | 0 |  | 0 | Item Attribute | 1 | Nos | 0.0 | 0.0 | 0 | 0.0 | 0 | L&T | CM93004OOOOAG | India |  |  | 0 | 0.0 |  | 0 | 0 |  | 0 | 0 | 0 | 0 |  |  | 0 | 0 | 0 |  | 0 | [5 empty] | 0 |  |  | 0 | [13 empty] | Nos | 1.0 | [10 empty] | Ringlus Electro Controls & Automation PVT LTD | [18 empty] | CGST - RNG | 9.0
[120 empty] | SGST - RNG | 9.0
| 630A 50kA Four Pole DN3 MPR MTX2.0 MCCB L&T CM93008OOOOAG | 630A 50kA Four Pole DN3 MPR MTX2.0 MCCB L&T CM93008OOOOAG | LTDN3MCCB | Nos |  | 630A 50kA Four Pole DN3 MPR MTX2.0 MCCB L&T CM93008OOOOAG |  | 0 | 0 | 1 | 1 | 1 | 0.0 | 0.0 | 0.0 | 0 |  |  | 0.0 | Electrical Components | 630A 50kA Four Pole DN3 MPR MTX2.0 MCCB L&T CM93008OOOOAG | 0 | 31-12-2099 | Material Transfer |  | 0.0 |  | 0 | 0 |  | 0 | 0 | 0 | 0 |  | 0 | Item Attribute | 1 | Nos | 0.0 | 0.0 | 0 | 0.0 | 0 | L&T | CM93008OOOOAG | India |  |  | 0 | 0.0 |  | 0 | 0 |  | 0 | 0 | 0 | 0 |  |  | 0 | 0 | 0 |  | 0 | [5 empty] | 0 |  |  | 0 | [13 empty] | Nos | 1.0 | [10 empty] | Ringlus Electro Controls & Automation PVT LTD | [18 empty] | CGST - RNG | 9.0
[120 empty] | SGST - RNG | 9.0
| 800A 50kA Four Pole DN4 MPR MTX2.0 MCCB L&T CM96111OOOOAG | 800A 50kA Four Pole DN4 MPR MTX2.0 MCCB L&T CM96111OOOOAG | LTDN4MCCB | Nos |  | 800A 50kA Four Pole DN4 MPR MTX2.0 MCCB L&T CM96111OOOOAG |  | 0 | 0 | 1 | 1 | 1 | 0.0 | 0.0 | 0.0 | 0 |  |  | 0.0 | Electrical Components | 800A 50kA Four Pole DN4 MPR MTX2.0 MCCB L&T CM96111OOOOAG | 0 | 31-12-2099 | Material Transfer |  | 0.0 |  | 0 | 0 |  | 0 | 0 | 0 | 0 |  | 0 | Item Attribute | 1 | Nos | 0.0 | 0.0 | 0 | 0.0 | 0 | L&T | CM96111OOOOAG | India |  |  | 0 | 0.0 |  | 0 | 0 |  | 0 | 0 | 0 | 0 |  |  | 0 | 0 | 0 |  | 0 | [5 empty] | 0 |  |  | 0 | [13 empty] | Nos | 1.0 | [10 empty] | Ringlus Electro Controls & Automation PVT LTD | [18 empty] | CGST - RNG | 9.0
[120 empty] | SGST - RNG | 9.0
| 1000A 50kA Four Pole DN4 MPR MTX2.0 MCCB L&T CM96112OOOOAG | 1000A 50kA Four Pole DN4 MPR MTX2.0 MCCB L&T CM96112OOOOAG | LTDN4MCCB | Nos |  | 1000A 50kA Four Pole DN4 MPR MTX2.0 MCCB L&T CM96112OOOOAG |  | 0 | 0 | 1 | 1 | 1 | 0.0 | 0.0 | 0.0 | 0 |  |  | 0.0 | Electrical Components | 1000A 50kA Four Pole DN4 MPR MTX2.0 MCCB L&T CM96112OOOOAG | 0 | 31-12-2099 | Material Transfer |  | 0.0 |  | 0 | 0 |  | 0 | 0 | 0 | 0 |  | 0 | Item Attribute | 1 | Nos | 0.0 | 0.0 | 0 | 0.0 | 0 | L&T | CM96112OOOOAG | India |  |  | 0 | 0.0 |  | 0 | 0 |  | 0 | 0 | 0 | 0 |  |  | 0 | 0 | 0 |  | 0 | [5 empty] | 0 |  |  | 0 | [13 empty] | Nos | 1.0 | [10 empty] | Ringlus Electro Controls & Automation PVT LTD | [18 empty] | CGST - RNG | 9.0
[120 empty] | SGST - RNG | 9.0
| 1250A 50kA Four Pole DN4 MPR MTX2.0 MCCB L&T CM96113OOOOAG | 1250A 50kA Four Pole DN4 MPR MTX2.0 MCCB L&T CM96113OOOOAG | LTDN4MCCB | Nos |  | 1250A 50kA Four Pole DN4 MPR MTX2.0 MCCB L&T CM96113OOOOAG |  | 0 | 0 | 1 | 1 | 1 | 0.0 | 0.0 | 0.0 | 0 |  |  | 0.0 | Electrical Components | 1250A 50kA Four Pole DN4 MPR MTX2.0 MCCB L&T CM96113OOOOAG | 0 | 31-12-2099 | Material Transfer |  | 0.0 |  | 0 | 0 |  | 0 | 0 | 0 | 0 |  | 0 | Item Attribute | 1 | Nos | 0.0 | 0.0 | 0 | 0.0 | 0 | L&T | CM96113OOOOAG | India |  |  | 0 | 0.0 |  | 0 | 0 |  | 0 | 0 | 0 | 0 |  |  | 0 | 0 | 0 |  | 0 | [5 empty] | 0 |  |  | 0 | [13 empty] | Nos | 1.0 | [10 empty] | Ringlus Electro Controls & Automation PVT LTD | [18 empty] | CGST - RNG | 9.0
[120 empty] | SGST - RNG | 9.0
| 40A 70kA Triple Pole DN2 MPR MTX2.0 MCCB L&T CM92065OOOOAG | 40A 70kA Triple Pole DN2 MPR MTX2.0 MCCB L&T CM92065OOOOAG | LTDN2MCCB | Nos |  | 40A 70kA Triple Pole DN2 MPR MTX2.0 MCCB L&T CM92065OOOOAG |  | 0 | 0 | 1 | 1 | 1 | 0.0 | 0.0 | 0.0 | 0 |  |  | 0.0 | Electrical Components | 40A 70kA Triple Pole DN2 MPR MTX2.0 MCCB L&T CM92065OOOOAG | 0 | 31-12-2099 | Material Transfer |  | 0.0 |  | 0 | 0 |  | 0 | 0 | 0 | 0 |  | 0 | Item Attribute | 1 | Nos | 0.0 | 0.0 | 0 | 0.0 | 0 | L&T | CM92065OOOOAG | India |  |  | 0 | 0.0 |  | 0 | 0 |  | 0 | 0 | 0 | 0 |  |  | 0 | 0 | 0 |  | 0 | [5 empty] | 0 |  |  | 0 | [13 empty] | Nos | 1.0 | [10 empty] | Ringlus Electro Controls & Automation PVT LTD | [18 empty] | CGST - RNG | 9.0
[120 empty] | SGST - RNG | 9.0
| 63A 70kA Triple Pole DN2 MPR MTX2.0 MCCB L&T CM92073OOOOAG | 63A 70kA Triple Pole DN2 MPR MTX2.0 MCCB L&T CM92073OOOOAG | LTDN2MCCB | Nos |  | 63A 70kA Triple Pole DN2 MPR MTX2.0 MCCB L&T CM92073OOOOAG |  | 0 | 0 | 1 | 1 | 1 | 0.0 | 0.0 | 0.0 | 0 |  |  | 0.0 | Electrical Components | 63A 70kA Triple Pole DN2 MPR MTX2.0 MCCB L&T CM92073OOOOAG | 0 | 31-12-2099 | Material Transfer |  | 0.0 |  | 0 | 0 |  | 0 | 0 | 0 | 0 |  | 0 | Item Attribute | 1 | Nos | 0.0 | 0.0 | 0 | 0.0 | 0 | L&T | CM92073OOOOAG | India |  |  | 0 | 0.0 |  | 0 | 0 |  | 0 | 0 | 0 | 0 |  |  | 0 | 0 | 0 |  | 0 | [5 empty] | 0 |  |  | 0 | [13 empty] | Nos | 1.0 | [10 empty] | Ringlus Electro Controls & Automation PVT LTD | [18 empty] | CGST - RNG | 9.0
[120 empty] | SGST - RNG | 9.0
| 100A 70kA Triple Pole DN2 MPR MTX2.0 MCCB L&TCM92059OOOOAG | 100A 70kA Triple Pole DN2 MPR MTX2.0 MCCB L&TCM92059OOOOAG | LTDN2MCCB | Nos |  | 100A 70kA Triple Pole DN2 MPR MTX2.0 MCCB L&TCM92059OOOOAG |  | 0 | 0 | 1 | 1 | 1 | 0.0 | 0.0 | 0.0 | 0 |  |  | 0.0 | Electrical Components | 100A 70kA Triple Pole DN2 MPR MTX2.0 MCCB L&TCM92059OOOOAG | 0 | 31-12-2099 | Material Transfer |  | 0.0 |  | 0 | 0 |  | 0 | 0 | 0 | 0 |  | 0 | Item Attribute | 1 | Nos | 0.0 | 0.0 | 0 | 0.0 | 0 | L&T | CM92059OOOOAG | India |  |  | 0 | 0.0 |  | 0 | 0 |  | 0 | 0 | 0 | 0 |  |  | 0 | 0 | 0 |  | 0 | [5 empty] | 0 |  |  | 0 | [13 empty] | Nos | 1.0 | [10 empty] | Ringlus Electro Controls & Automation PVT LTD | [18 empty] | CGST - RNG | 9.0
[120 empty] | SGST - RNG | 9.0
| 160A 70kA Triple Pole DN2 MPR MTX2.0 MCCB L&T CM92076OOOOAG | 160A 70kA Triple Pole DN2 MPR MTX2.0 MCCB L&T CM92076OOOOAG | LTDN2MCCB | Nos |  | 160A 70kA Triple Pole DN2 MPR MTX2.0 MCCB L&T CM92076OOOOAG |  | 0 | 0 | 1 | 1 | 1 | 0.0 | 0.0 | 0.0 | 0 |  |  | 0.0 | Electrical Components | 160A 70kA Triple Pole DN2 MPR MTX2.0 MCCB L&T CM92076OOOOAG | 0 | 31-12-2099 | Material Transfer |  | 0.0 |  | 0 | 0 |  | 0 | 0 | 0 | 0 |  | 0 | Item Attribute | 1 | Nos | 0.0 | 0.0 | 0 | 0.0 | 0 | L&T | CM92076OOOOAG | India |  |  | 0 | 0.0 |  | 0 | 0 |  | 0 | 0 | 0 | 0 |  |  | 0 | 0 | 0 |  | 0 | [5 empty] | 0 |  |  | 0 | [13 empty] | Nos | 1.0 | [10 empty] | Ringlus Electro Controls & Automation PVT LTD | [18 empty] | CGST - RNG | 9.0
[120 empty] | SGST - RNG | 9.0
| 250A 70kA Triple Pole DN2 MPR MTX2.0 MCCB L&T CM92056OOOOAG | 250A 70kA Triple Pole DN2 MPR MTX2.0 MCCB L&T CM92056OOOOAG | LTDN2MCCB | Nos |  | 250A 70kA Triple Pole DN2 MPR MTX2.0 MCCB L&T CM92056OOOOAG |  | 0 | 0 | 1 | 1 | 1 | 0.0 | 0.0 | 0.0 | 0 |  |  | 0.0 | Electrical Components | 250A 70kA Triple Pole DN2 MPR MTX2.0 MCCB L&T CM92056OOOOAG | 0 | 31-12-2099 | Material Transfer |  | 0.0 |  | 0 | 0 |  | 0 | 0 | 0 | 0 |  | 0 | Item Attribute | 1 | Nos | 0.0 | 0.0 | 0 | 0.0 | 0 | L&T | CM92056OOOOAG | India |  |  | 0 | 0.0 |  | 0 | 0 |  | 0 | 0 | 0 | 0 |  |  | 0 | 0 | 0 |  | 0 | [5 empty] | 0 |  |  | 0 | [13 empty] | Nos | 1.0 | [10 empty] | Ringlus Electro Controls & Automation PVT LTD | [18 empty] | CGST - RNG | 9.0
[120 empty] | SGST - RNG | 9.0
| 400A 70kA Triple Pole DN3 MPR MTX2.0 MCCB L&T CM94053OOOOAG | 400A 70kA Triple Pole DN3 MPR MTX2.0 MCCB L&T CM94053OOOOAG | LTDN3MCCB | Nos |  | 400A 70kA Triple Pole DN3 MPR MTX2.0 MCCB L&T CM94053OOOOAG |  | 0 | 0 | 1 | 1 | 1 | 0.0 | 0.0 | 0.0 | 0 |  |  | 0.0 | Electrical Components | 400A 70kA Triple Pole DN3 MPR MTX2.0 MCCB L&T CM94053OOOOAG | 0 | 31-12-2099 | Material Transfer |  | 0.0 |  | 0 | 0 |  | 0 | 0 | 0 | 0 |  | 0 | Item Attribute | 1 | Nos | 0.0 | 0.0 | 0 | 0.0 | 0 | L&T | CM94053OOOOAG | India |  |  | 0 | 0.0 |  | 0 | 0 |  | 0 | 0 | 0 | 0 |  |  | 0 | 0 | 0 |  | 0 | [5 empty] | 0 |  |  | 0 | [13 empty] | Nos | 1.0 | [10 empty] | Ringlus Electro Controls & Automation PVT LTD | [18 empty] | CGST - RNG | 9.0
[120 empty] | SGST - RNG | 9.0
| 630A 70kA Triple Pole DN3 MPR MTX2.0 MCCB L&T CM94079OOOOAG | 630A 70kA Triple Pole DN3 MPR MTX2.0 MCCB L&T CM94079OOOOAG | LTDN3MCCB | Nos |  | 630A 70kA Triple Pole DN3 MPR MTX2.0 MCCB L&T CM94079OOOOAG |  | 0 | 0 | 1 | 1 | 1 | 0.0 | 0.0 | 0.0 | 0 |  |  | 0.0 | Electrical Components | 630A 70kA Triple Pole DN3 MPR MTX2.0 MCCB L&T CM94079OOOOAG | 0 | 31-12-2099 | Material Transfer |  | 0.0 |  | 0 | 0 |  | 0 | 0 | 0 | 0 |  | 0 | Item Attribute | 1 | Nos | 0.0 | 0.0 | 0 | 0.0 | 0 | L&T | CM94079OOOOAG | India |  |  | 0 | 0.0 |  | 0 | 0 |  | 0 | 0 | 0 | 0 |  |  | 0 | 0 | 0 |  | 0 | [5 empty] | 0 |  |  | 0 | [13 empty] | Nos | 1.0 | [10 empty] | Ringlus Electro Controls & Automation PVT LTD | [18 empty] | CGST - RNG | 9.0
[120 empty] | SGST - RNG | 9.0
| 800A 70kA Triple Pole DN4 MPR MTX2.0 MCCB L&T CM96025OOOOAG | 800A 70kA Triple Pole DN4 MPR MTX2.0 MCCB L&T CM96025OOOOAG | LTDN4MCCB | Nos |  | 800A 70kA Triple Pole DN4 MPR MTX2.0 MCCB L&T CM96025OOOOAG |  | 0 | 0 | 1 | 1 | 1 | 0.0 | 0.0 | 0.0 | 0 |  |  | 0.0 | Electrical Components | 800A 70kA Triple Pole DN4 MPR MTX2.0 MCCB L&T CM96025OOOOAG | 0 | 31-12-2099 | Material Transfer |  | 0.0 |  | 0 | 0 |  | 0 | 0 | 0 | 0 |  | 0 | Item Attribute | 1 | Nos | 0.0 | 0.0 | 0 | 0.0 | 0 | L&T | CM96025OOOOAG | India |  |  | 0 | 0.0 |  | 0 | 0 |  | 0 | 0 | 0 | 0 |  |  | 0 | 0 | 0 |  | 0 | [5 empty] | 0 |  |  | 0 | [13 empty] | Nos | 1.0 | [10 empty] | Ringlus Electro Controls & Automation PVT LTD | [18 empty] | CGST - RNG | 9.0
[120 empty] | SGST - RNG | 9.0
| 1000A 70kA Triple Pole DN4 MPR MTX2.0 MCCB L&T CM96026OOOOAG | 1000A 70kA Triple Pole DN4 MPR MTX2.0 MCCB L&T CM96026OOOOAG | LTDN4MCCB | Nos |  | 1000A 70kA Triple Pole DN4 MPR MTX2.0 MCCB L&T CM96026OOOOAG |  | 0 | 0 | 1 | 1 | 1 | 0.0 | 0.0 | 0.0 | 0 |  |  | 0.0 | Electrical Components | 1000A 70kA Triple Pole DN4 MPR MTX2.0 MCCB L&T CM96026OOOOAG | 0 | 31-12-2099 | Material Transfer |  | 0.0 |  | 0 | 0 |  | 0 | 0 | 0 | 0 |  | 0 | Item Attribute | 1 | Nos | 0.0 | 0.0 | 0 | 0.0 | 0 | L&T | CM96026OOOOAG | India |  |  | 0 | 0.0 |  | 0 | 0 |  | 0 | 0 | 0 | 0 |  |  | 0 | 0 | 0 |  | 0 | [5 empty] | 0 |  |  | 0 | [13 empty] | Nos | 1.0 | [10 empty] | Ringlus Electro Controls & Automation PVT LTD | [18 empty] | CGST - RNG | 9.0
[120 empty] | SGST - RNG | 9.0
| 1250A 70kA Triple Pole DN4 MPR MTX2.0 MCCB L&T CM96027OOOOAG | 1250A 70kA Triple Pole DN4 MPR MTX2.0 MCCB L&T CM96027OOOOAG | LTDN4MCCB | Nos |  | 1250A 70kA Triple Pole DN4 MPR MTX2.0 MCCB L&T CM96027OOOOAG |  | 0 | 0 | 1 | 1 | 1 | 0.0 | 0.0 | 0.0 | 0 |  |  | 0.0 | Electrical Components | 1250A 70kA Triple Pole DN4 MPR MTX2.0 MCCB L&T CM96027OOOOAG | 0 | 31-12-2099 | Material Transfer |  | 0.0 |  | 0 | 0 |  | 0 | 0 | 0 | 0 |  | 0 | Item Attribute | 1 | Nos | 0.0 | 0.0 | 0 | 0.0 | 0 | L&T | CM96027OOOOAG | India |  |  | 0 | 0.0 |  | 0 | 0 |  | 0 | 0 | 0 | 0 |  |  | 0 | 0 | 0 |  | 0 | [5 empty] | 0 |  |  | 0 | [13 empty] | Nos | 1.0 | [10 empty] | Ringlus Electro Controls & Automation PVT LTD | [18 empty] | CGST - RNG | 9.0
[120 empty] | SGST - RNG | 9.0
| 40A 70kA Four Pole DN2 MPR MTX2.0 MCCB L&T CM92165OOOOAG | 40A 70kA Four Pole DN2 MPR MTX2.0 MCCB L&T CM92165OOOOAG | LTDN2MCCB | Nos |  | 40A 70kA Four Pole DN2 MPR MTX2.0 MCCB L&T CM92165OOOOAG |  | 0 | 0 | 1 | 1 | 1 | 0.0 | 0.0 | 0.0 | 0 |  |  | 0.0 | Electrical Components | 40A 70kA Four Pole DN2 MPR MTX2.0 MCCB L&T CM92165OOOOAG | 0 | 31-12-2099 | Material Transfer |  | 0.0 |  | 0 | 0 |  | 0 | 0 | 0 | 0 |  | 0 | Item Attribute | 1 | Nos | 0.0 | 0.0 | 0 | 0.0 | 0 | L&T | CM92165OOOOAG | India |  |  | 0 | 0.0 |  | 0 | 0 |  | 0 | 0 | 0 | 0 |  |  | 0 | 0 | 0 |  | 0 | [5 empty] | 0 |  |  | 0 | [13 empty] | Nos | 1.0 | [10 empty] | Ringlus Electro Controls & Automation PVT LTD | [18 empty] | CGST - RNG | 9.0
[120 empty] | SGST - RNG | 9.0
| 63A 70kA Four Pole DN2 MPR MTX2.0 MCCB L&T CM92164OOOOAG | 63A 70kA Four Pole DN2 MPR MTX2.0 MCCB L&T CM92164OOOOAG | LTDN2MCCB | Nos |  | 63A 70kA Four Pole DN2 MPR MTX2.0 MCCB L&T CM92164OOOOAG |  | 0 | 0 | 1 | 1 | 1 | 0.0 | 0.0 | 0.0 | 0 |  |  | 0.0 | Electrical Components | 63A 70kA Four Pole DN2 MPR MTX2.0 MCCB L&T CM92164OOOOAG | 0 | 31-12-2099 | Material Transfer |  | 0.0 |  | 0 | 0 |  | 0 | 0 | 0 | 0 |  | 0 | Item Attribute | 1 | Nos | 0.0 | 0.0 | 0 | 0.0 | 0 | L&T | CM92164OOOOAG | India |  |  | 0 | 0.0 |  | 0 | 0 |  | 0 | 0 | 0 | 0 |  |  | 0 | 0 | 0 |  | 0 | [5 empty] | 0 |  |  | 0 | [13 empty] | Nos | 1.0 | [10 empty] | Ringlus Electro Controls & Automation PVT LTD | [18 empty] | CGST - RNG | 9.0
[120 empty] | SGST - RNG | 9.0
| 100A 70kA Four Pole DN2 MPR MTX2.0 MCCB L&TCM92163OOOOAG | 100A 70kA Four Pole DN2 MPR MTX2.0 MCCB L&TCM92163OOOOAG | LTDN2MCCB | Nos |  | 100A 70kA Four Pole DN2 MPR MTX2.0 MCCB L&TCM92163OOOOAG |  | 0 | 0 | 1 | 1 | 1 | 0.0 | 0.0 | 0.0 | 0 |  |  | 0.0 | Electrical Components | 100A 70kA Four Pole DN2 MPR MTX2.0 MCCB L&TCM92163OOOOAG | 0 | 31-12-2099 | Material Transfer |  | 0.0 |  | 0 | 0 |  | 0 | 0 | 0 | 0 |  | 0 | Item Attribute | 1 | Nos | 0.0 | 0.0 | 0 | 0.0 | 0 | L&T | CM92163OOOOAG | India |  |  | 0 | 0.0 |  | 0 | 0 |  | 0 | 0 | 0 | 0 |  |  | 0 | 0 | 0 |  | 0 | [5 empty] | 0 |  |  | 0 | [13 empty] | Nos | 1.0 | [10 empty] | Ringlus Electro Controls & Automation PVT LTD | [18 empty] | CGST - RNG | 9.0
[120 empty] | SGST - RNG | 9.0
| 160A 70kA Four Pole DN2 MPR MTX2.0 MCCB L&T CM92162OOOOAG | 160A 70kA Four Pole DN2 MPR MTX2.0 MCCB L&T CM92162OOOOAG | LTDN2MCCB | Nos |  | 160A 70kA Four Pole DN2 MPR MTX2.0 MCCB L&T CM92162OOOOAG |  | 0 | 0 | 1 | 1 | 1 | 0.0 | 0.0 | 0.0 | 0 |  |  | 0.0 | Electrical Components | 160A 70kA Four Pole DN2 MPR MTX2.0 MCCB L&T CM92162OOOOAG | 0 | 31-12-2099 | Material Transfer |  | 0.0 |  | 0 | 0 |  | 0 | 0 | 0 | 0 |  | 0 | Item Attribute | 1 | Nos | 0.0 | 0.0 | 0 | 0.0 | 0 | L&T | CM92162OOOOAG | India |  |  | 0 | 0.0 |  | 0 | 0 |  | 0 | 0 | 0 | 0 |  |  | 0 | 0 | 0 |  | 0 | [5 empty] | 0 |  |  | 0 | [13 empty] | Nos | 1.0 | [10 empty] | Ringlus Electro Controls & Automation PVT LTD | [18 empty] | CGST - RNG | 9.0
[120 empty] | SGST - RNG | 9.0
| 250A 70kA Four Pole DN2 MPR MTX2.0 MCCB L&T CM92161OOOOAG | 250A 70kA Four Pole DN2 MPR MTX2.0 MCCB L&T CM92161OOOOAG | LTDN2MCCB | Nos |  | 250A 70kA Four Pole DN2 MPR MTX2.0 MCCB L&T CM92161OOOOAG |  | 0 | 0 | 1 | 1 | 1 | 0.0 | 0.0 | 0.0 | 0 |  |  | 0.0 | Electrical Components | 250A 70kA Four Pole DN2 MPR MTX2.0 MCCB L&T CM92161OOOOAG | 0 | 31-12-2099 | Material Transfer |  | 0.0 |  | 0 | 0 |  | 0 | 0 | 0 | 0 |  | 0 | Item Attribute | 1 | Nos | 0.0 | 0.0 | 0 | 0.0 | 0 | L&T | CM92161OOOOAG | India |  |  | 0 | 0.0 |  | 0 | 0 |  | 0 | 0 | 0 | 0 |  |  | 0 | 0 | 0 |  | 0 | [5 empty] | 0 |  |  | 0 | [13 empty] | Nos | 1.0 | [10 empty] | Ringlus Electro Controls & Automation PVT LTD | [18 empty] | CGST - RNG | 9.0
[120 empty] | SGST - RNG | 9.0
| 400A 70kA Four Pole DN3 MPR MTX2.0 MCCB L&T CM94153OOOOAG | 400A 70kA Four Pole DN3 MPR MTX2.0 MCCB L&T CM94153OOOOAG | LTDN3MCCB | Nos |  | 400A 70kA Four Pole DN3 MPR MTX2.0 MCCB L&T CM94153OOOOAG |  | 0 | 0 | 1 | 1 | 1 | 0.0 | 0.0 | 0.0 | 0 |  |  | 0.0 | Electrical Components | 400A 70kA Four Pole DN3 MPR MTX2.0 MCCB L&T CM94153OOOOAG | 0 | 31-12-2099 | Material Transfer |  | 0.0 |  | 0 | 0 |  | 0 | 0 | 0 | 0 |  | 0 | Item Attribute | 1 | Nos | 0.0 | 0.0 | 0 | 0.0 | 0 | L&T | CM94153OOOOAG | India |  |  | 0 | 0.0 |  | 0 | 0 |  | 0 | 0 | 0 | 0 |  |  | 0 | 0 | 0 |  | 0 | [5 empty] | 0 |  |  | 0 | [13 empty] | Nos | 1.0 | [10 empty] | Ringlus Electro Controls & Automation PVT LTD | [18 empty] | CGST - RNG | 9.0
[120 empty] | SGST - RNG | 9.0
| 630A 70kA Four Pole DN3 MPR MTX2.0 MCCB L&T CM94179OOOOAG | 630A 70kA Four Pole DN3 MPR MTX2.0 MCCB L&T CM94179OOOOAG | LTDN3MCCB | Nos |  | 630A 70kA Four Pole DN3 MPR MTX2.0 MCCB L&T CM94179OOOOAG |  | 0 | 0 | 1 | 1 | 1 | 0.0 | 0.0 | 0.0 | 0 |  |  | 0.0 | Electrical Components | 630A 70kA Four Pole DN3 MPR MTX2.0 MCCB L&T CM94179OOOOAG | 0 | 31-12-2099 | Material Transfer |  | 0.0 |  | 0 | 0 |  | 0 | 0 | 0 | 0 |  | 0 | Item Attribute | 1 | Nos | 0.0 | 0.0 | 0 | 0.0 | 0 | L&T | CM94179OOOOAG | India |  |  | 0 | 0.0 |  | 0 | 0 |  | 0 | 0 | 0 | 0 |  |  | 0 | 0 | 0 |  | 0 | [5 empty] | 0 |  |  | 0 | [13 empty] | Nos | 1.0 | [10 empty] | Ringlus Electro Controls & Automation PVT LTD | [18 empty] | CGST - RNG | 9.0
[120 empty] | SGST - RNG | 9.0
| 800A 70kA Four Pole DN4 MPR MTX2.0 MCCB L&T CM96115OOOOAG | 800A 70kA Four Pole DN4 MPR MTX2.0 MCCB L&T CM96115OOOOAG | LTDN4MCCB | Nos |  | 800A 70kA Four Pole DN4 MPR MTX2.0 MCCB L&T CM96115OOOOAG |  | 0 | 0 | 1 | 1 | 1 | 0.0 | 0.0 | 0.0 | 0 |  |  | 0.0 | Electrical Components | 800A 70kA Four Pole DN4 MPR MTX2.0 MCCB L&T CM96115OOOOAG | 0 | 31-12-2099 | Material Transfer |  | 0.0 |  | 0 | 0 |  | 0 | 0 | 0 | 0 |  | 0 | Item Attribute | 1 | Nos | 0.0 | 0.0 | 0 | 0.0 | 0 | L&T | CM96115OOOOAG | India |  |  | 0 | 0.0 |  | 0 | 0 |  | 0 | 0 | 0 | 0 |  |  | 0 | 0 | 0 |  | 0 | [5 empty] | 0 |  |  | 0 | [13 empty] | Nos | 1.0 | [10 empty] | Ringlus Electro Controls & Automation PVT LTD | [18 empty] | CGST - RNG | 9.0
[120 empty] | SGST - RNG | 9.0
| 1000A 70kA Four Pole DN4 MPR MTX2.0 MCCB L&T CM96116OOOOAG | 1000A 70kA Four Pole DN4 MPR MTX2.0 MCCB L&T CM96116OOOOAG | LTDN4MCCB | Nos |  | 1000A 70kA Four Pole DN4 MPR MTX2.0 MCCB L&T CM96116OOOOAG |  | 0 | 0 | 1 | 1 | 1 | 0.0 | 0.0 | 0.0 | 0 |  |  | 0.0 | Electrical Components | 1000A 70kA Four Pole DN4 MPR MTX2.0 MCCB L&T CM96116OOOOAG | 0 | 31-12-2099 | Material Transfer |  | 0.0 |  | 0 | 0 |  | 0 | 0 | 0 | 0 |  | 0 | Item Attribute | 1 | Nos | 0.0 | 0.0 | 0 | 0.0 | 0 | L&T | CM96116OOOOAG | India |  |  | 0 | 0.0 |  | 0 | 0 |  | 0 | 0 | 0 | 0 |  |  | 0 | 0 | 0 |  | 0 | [5 empty] | 0 |  |  | 0 | [13 empty] | Nos | 1.0 | [10 empty] | Ringlus Electro Controls & Automation PVT LTD | [18 empty] | CGST - RNG | 9.0
[120 empty] | SGST - RNG | 9.0
| 1250A 70kA Four Pole DN4 MPR MTX2.0 MCCB L&T CM96117OOOOAG | 1250A 70kA Four Pole DN4 MPR MTX2.0 MCCB L&T CM96117OOOOAG | LTDN4MCCB | Nos |  | 1250A 70kA Four Pole DN4 MPR MTX2.0 MCCB L&T CM96117OOOOAG |  | 0 | 0 | 1 | 1 | 1 | 0.0 | 0.0 | 0.0 | 0 |  |  | 0.0 | Electrical Components | 1250A 70kA Four Pole DN4 MPR MTX2.0 MCCB L&T CM96117OOOOAG | 0 | 31-12-2099 | Material Transfer |  | 0.0 |  | 0 | 0 |  | 0 | 0 | 0 | 0 |  | 0 | Item Attribute | 1 | Nos | 0.0 | 0.0 | 0 | 0.0 | 0 | L&T | CM96117OOOOAG | India |  |  | 0 | 0.0 |  | 0 | 0 |  | 0 | 0 | 0 | 0 |  |  | 0 | 0 | 0 |  | 0 | [5 empty] | 0 |  |  | 0 | [13 empty] | Nos | 1.0 | [10 empty] | Ringlus Electro Controls & Automation PVT LTD | [18 empty] | CGST - RNG | 9.0
[120 empty] | SGST - RNG | 9.0
| Extended Rotary Handle DN0 L&T CM97896OOOO | Extended Rotary Handle DN0 L&T CM97896OOOO | LTDN0MCCB | Nos |  | Extended Rotary Handle DN0 L&T CM97896OOOO |  | 0 | 0 | 1 | 1 | 1 | 0.0 | 0.0 | 0.0 | 0 |  |  | 0.0 | Electrical Components | Extended Rotary Handle DN0 L&T CM97896OOOO | 0 | 31-12-2099 | Material Transfer |  | 0.0 |  | 0 | 0 |  | 0 | 0 | 0 | 0 |  | 0 | Item Attribute | 1 | Nos | 0.0 | 0.0 | 0 | 0.0 | 0 | L&T | CM97896OOOO | India |  |  | 0 | 0.0 |  | 0 | 0 |  | 0 | 0 | 0 | 0 |  |  | 0 | 0 | 0 |  | 0 | [5 empty] | 0 |  |  | 0 | [13 empty] | Nos | 1.0 | [10 empty] | Ringlus Electro Controls & Automation PVT LTD | [18 empty] | CGST - RNG | 9.0
[120 empty] | SGST - RNG | 9.0
| Extended Rotary Handle DN1 L&T CM98041OOOO | Extended Rotary Handle DN1 L&T CM98041OOOO | LTDN1MCCB | Nos |  | Extended Rotary Handle DN1 L&T CM98041OOOO |  | 0 | 0 | 1 | 1 | 1 | 0.0 | 0.0 | 0.0 | 0 |  |  | 0.0 | Electrical Components | Extended Rotary Handle DN1 L&T CM98041OOOO | 0 | 31-12-2099 | Material Transfer |  | 0.0 |  | 0 | 0 |  | 0 | 0 | 0 | 0 |  | 0 | Item Attribute | 1 | Nos | 0.0 | 0.0 | 0 | 0.0 | 0 | L&T | CM98041OOOO | India |  |  | 0 | 0.0 |  | 0 | 0 |  | 0 | 0 | 0 | 0 |  |  | 0 | 0 | 0 |  | 0 | [5 empty] | 0 |  |  | 0 | [13 empty] | Nos | 1.0 | [10 empty] | Ringlus Electro Controls & Automation PVT LTD | [18 empty] | CGST - RNG | 9.0
[120 empty] | SGST - RNG | 9.0
| Extended Rotary Handle DN2 L&T CM99830OOOO | Extended Rotary Handle DN2 L&T CM99830OOOO | LTDN2MCCB | Nos |  | Extended Rotary Handle DN2 L&T CM99830OOOO |  | 0 | 0 | 1 | 1 | 1 | 0.0 | 0.0 | 0.0 | 0 |  |  | 0.0 | Electrical Components | Extended Rotary Handle DN2 L&T CM99830OOOO | 0 | 31-12-2099 | Material Transfer |  | 0.0 |  | 0 | 0 |  | 0 | 0 | 0 | 0 |  | 0 | Item Attribute | 1 | Nos | 0.0 | 0.0 | 0 | 0.0 | 0 | L&T | CM99830OOOO | India |  |  | 0 | 0.0 |  | 0 | 0 |  | 0 | 0 | 0 | 0 |  |  | 0 | 0 | 0 |  | 0 | [5 empty] | 0 |  |  | 0 | [13 empty] | Nos | 1.0 | [10 empty] | Ringlus Electro Controls & Automation PVT LTD | [18 empty] | CGST - RNG | 9.0
[120 empty] | SGST - RNG | 9.0
| Extended Rotary Handle DN3 L&T CM99861OOOO | Extended Rotary Handle DN3 L&T CM99861OOOO | LTDN3MCCB | Nos |  | Extended Rotary Handle DN3 L&T CM99861OOOO |  | 0 | 0 | 1 | 1 | 1 | 0.0 | 0.0 | 0.0 | 0 |  |  | 0.0 | Electrical Components | Extended Rotary Handle DN3 L&T CM99861OOOO | 0 | 31-12-2099 | Material Transfer |  | 0.0 |  | 0 | 0 |  | 0 | 0 | 0 | 0 |  | 0 | Item Attribute | 1 | Nos | 0.0 | 0.0 | 0 | 0.0 | 0 | L&T | CM99861OOOO | India |  |  | 0 | 0.0 |  | 0 | 0 |  | 0 | 0 | 0 | 0 |  |  | 0 | 0 | 0 |  | 0 | [5 empty] | 0 |  |  | 0 | [13 empty] | Nos | 1.0 | [10 empty] | Ringlus Electro Controls & Automation PVT LTD | [18 empty] | CGST - RNG | 9.0
[120 empty] | SGST - RNG | 9.0
| Extended Rotary Handle DN4 L&T CM99884OOOO | Extended Rotary Handle DN4 L&T CM99884OOOO | LTDN4MCCB | Nos |  | Extended Rotary Handle DN4 L&T CM99884OOOO |  | 0 | 0 | 1 | 1 | 1 | 0.0 | 0.0 | 0.0 | 0 |  |  | 0.0 | Electrical Components | Extended Rotary Handle DN4 L&T CM99884OOOO | 0 | 31-12-2099 | Material Transfer |  | 0.0 |  | 0 | 0 |  | 0 | 0 | 0 | 0 |  | 0 | Item Attribute | 1 | Nos | 0.0 | 0.0 | 0 | 0.0 | 0 | L&T | CM99884OOOO | India |  |  | 0 | 0.0 |  | 0 | 0 |  | 0 | 0 | 0 | 0 |  |  | 0 | 0 | 0 |  | 0 | [5 empty] | 0 |  |  | 0 | [13 empty] | Nos | 1.0 | [10 empty] | Ringlus Electro Controls & Automation PVT LTD | [18 empty] | CGST - RNG | 9.0
[120 empty] | SGST - RNG | 9.0
| Triple Pole Spreader Terminal DN0-100 L&T CM97785OOOO | Triple Pole Spreader Terminal DN0-100 L&T CM97785OOOO | LTDN0MCCB | Nos |  | Triple Pole Spreader Terminal DN0-100 L&T CM97785OOOO |  | 0 | 0 | 1 | 1 | 1 | 0.0 | 0.0 | 0.0 | 0 |  |  | 0.0 | Electrical Components | Triple Pole Spreader Terminal DN0-100 L&T CM97785OOOO | 0 | 31-12-2099 | Material Transfer |  | 0.0 |  | 0 | 0 |  | 0 | 0 | 0 | 0 |  | 0 | Item Attribute | 1 | Nos | 0.0 | 0.0 | 0 | 0.0 | 0 | L&T | CM97785OOOO | India |  |  | 0 | 0.0 |  | 0 | 0 |  | 0 | 0 | 0 | 0 |  |  | 0 | 0 | 0 |  | 0 | [5 empty] | 0 |  |  | 0 | [13 empty] | Nos | 1.0 | [10 empty] | Ringlus Electro Controls & Automation PVT LTD | [18 empty] | CGST - RNG | 9.0
[120 empty] | SGST - RNG | 9.0
| Triple Pole Spreader Terminal DN0-125D L&T CM90687OOLO | Triple Pole Spreader Terminal DN0-125D L&T CM90687OOLO | LTDN0MCCB | Nos |  | Triple Pole Spreader Terminal DN0-125D L&T CM90687OOLO |  | 0 | 0 | 1 | 1 | 1 | 0.0 | 0.0 | 0.0 | 0 |  |  | 0.0 | Electrical Components | Triple Pole Spreader Terminal DN0-125D L&T CM90687OOLO | 0 | 31-12-2099 | Material Transfer |  | 0.0 |  | 0 | 0 |  | 0 | 0 | 0 | 0 |  | 0 | Item Attribute | 1 | Nos | 0.0 | 0.0 | 0 | 0.0 | 0 | L&T | CM90687OOLO | India |  |  | 0 | 0.0 |  | 0 | 0 |  | 0 | 0 | 0 | 0 |  |  | 0 | 0 | 0 |  | 0 | [5 empty] | 0 |  |  | 0 | [13 empty] | Nos | 1.0 | [10 empty] | Ringlus Electro Controls & Automation PVT LTD | [18 empty] | CGST - RNG | 9.0
[120 empty] | SGST - RNG | 9.0
| Triple Pole Spreader Terminal DN1&DN2 L&T ST98053OOOO | Triple Pole Spreader Terminal DN1&DN2 L&T ST98053OOOO | LTDN2MCCB | Nos |  | Triple Pole Spreader Terminal DN1&DN2 L&T ST98053OOOO |  | 0 | 0 | 1 | 1 | 1 | 0.0 | 0.0 | 0.0 | 0 |  |  | 0.0 | Electrical Components | Triple Pole Spreader Terminal DN1&DN2 L&T ST98053OOOO | 0 | 31-12-2099 | Material Transfer |  | 0.0 |  | 0 | 0 |  | 0 | 0 | 0 | 0 |  | 0 | Item Attribute | 1 | Nos | 0.0 | 0.0 | 0 | 0.0 | 0 | L&T | ST98053OOOO | India |  |  | 0 | 0.0 |  | 0 | 0 |  | 0 | 0 | 0 | 0 |  |  | 0 | 0 | 0 |  | 0 | [5 empty] | 0 |  |  | 0 | [13 empty] | Nos | 1.0 | [10 empty] | Ringlus Electro Controls & Automation PVT LTD | [18 empty] | CGST - RNG | 9.0
[120 empty] | SGST - RNG | 9.0
| Triple Pole Spreader Terminal DN3-400 L&T ST98065OOOO | Triple Pole Spreader Terminal DN3-400 L&T ST98065OOOO | LTDN3MCCB | Nos |  | Triple Pole Spreader Terminal DN3-400 L&T ST98065OOOO |  | 0 | 0 | 1 | 1 | 1 | 0.0 | 0.0 | 0.0 | 0 |  |  | 0.0 | Electrical Components | Triple Pole Spreader Terminal DN3-400 L&T ST98065OOOO | 0 | 31-12-2099 | Material Transfer |  | 0.0 |  | 0 | 0 |  | 0 | 0 | 0 | 0 |  | 0 | Item Attribute | 1 | Nos | 0.0 | 0.0 | 0 | 0.0 | 0 | L&T | ST98065OOOO | India |  |  | 0 | 0.0 |  | 0 | 0 |  | 0 | 0 | 0 | 0 |  |  | 0 | 0 | 0 |  | 0 | [5 empty] | 0 |  |  | 0 | [13 empty] | Nos | 1.0 | [10 empty] | Ringlus Electro Controls & Automation PVT LTD | [18 empty] | CGST - RNG | 9.0
[120 empty] | SGST - RNG | 9.0
| Triple Pole Spreader Terminal DN3-630 L&T ST98054OOOO | Triple Pole Spreader Terminal DN3-630 L&T ST98054OOOO | LTDN3MCCB | Nos |  | Triple Pole Spreader Terminal DN3-630 L&T ST98054OOOO |  | 0 | 0 | 1 | 1 | 1 | 0.0 | 0.0 | 0.0 | 0 |  |  | 0.0 | Electrical Components | Triple Pole Spreader Terminal DN3-630 L&T ST98054OOOO | 0 | 31-12-2099 | Material Transfer |  | 0.0 |  | 0 | 0 |  | 0 | 0 | 0 | 0 |  | 0 | Item Attribute | 1 | Nos | 0.0 | 0.0 | 0 | 0.0 | 0 | L&T | ST98054OOOO | India |  |  | 0 | 0.0 |  | 0 | 0 |  | 0 | 0 | 0 | 0 |  |  | 0 | 0 | 0 |  | 0 | [5 empty] | 0 |  |  | 0 | [13 empty] | Nos | 1.0 | [10 empty] | Ringlus Electro Controls & Automation PVT LTD | [18 empty] | CGST - RNG | 9.0
[120 empty] | SGST - RNG | 9.0
| Triple Pole Spreader Terminal DN4-800 L&T CM91161OOUO | Triple Pole Spreader Terminal DN4-800 L&T CM91161OOUO | LTDN4MCCB | Nos |  | Triple Pole Spreader Terminal DN4-800 L&T CM91161OOUO |  | 0 | 0 | 1 | 1 | 1 | 0.0 | 0.0 | 0.0 | 0 |  |  | 0.0 | Electrical Components | Triple Pole Spreader Terminal DN4-800 L&T CM91161OOUO | 0 | 31-12-2099 | Material Transfer |  | 0.0 |  | 0 | 0 |  | 0 | 0 | 0 | 0 |  | 0 | Item Attribute | 1 | Nos | 0.0 | 0.0 | 0 | 0.0 | 0 | L&T | CM91161OOUO | India |  |  | 0 | 0.0 |  | 0 | 0 |  | 0 | 0 | 0 | 0 |  |  | 0 | 0 | 0 |  | 0 | [5 empty] | 0 |  |  | 0 | [13 empty] | Nos | 1.0 | [10 empty] | Ringlus Electro Controls & Automation PVT LTD | [18 empty] | CGST - RNG | 9.0
[120 empty] | SGST - RNG | 9.0
| Triple Pole Spreader Terminal DN4-1000 L&T CM91161OOVO | Triple Pole Spreader Terminal DN4-1000 L&T CM91161OOVO | LTDN4MCCB | Nos |  | Triple Pole Spreader Terminal DN4-1000 L&T CM91161OOVO |  | 0 | 0 | 1 | 1 | 1 | 0.0 | 0.0 | 0.0 | 0 |  |  | 0.0 | Electrical Components | Triple Pole Spreader Terminal DN4-1000 L&T CM91161OOVO | 0 | 31-12-2099 | Material Transfer |  | 0.0 |  | 0 | 0 |  | 0 | 0 | 0 | 0 |  | 0 | Item Attribute | 1 | Nos | 0.0 | 0.0 | 0 | 0.0 | 0 | L&T | CM91161OOVO | India |  |  | 0 | 0.0 |  | 0 | 0 |  | 0 | 0 | 0 | 0 |  |  | 0 | 0 | 0 |  | 0 | [5 empty] | 0 |  |  | 0 | [13 empty] | Nos | 1.0 | [10 empty] | Ringlus Electro Controls & Automation PVT LTD | [18 empty] | CGST - RNG | 9.0
[120 empty] | SGST - RNG | 9.0
| Triple Pole Spreader Terminal DN4-1250 L&T CM91161OOAO | Triple Pole Spreader Terminal DN4-1250 L&T CM91161OOAO | LTDN4MCCB | Nos |  | Triple Pole Spreader Terminal DN4-1250 L&T CM91161OOAO |  | 0 | 0 | 1 | 1 | 1 | 0.0 | 0.0 | 0.0 | 0 |  |  | 0.0 | Electrical Components | Triple Pole Spreader Terminal DN4-1250 L&T CM91161OOAO | 0 | 31-12-2099 | Material Transfer |  | 0.0 |  | 0 | 0 |  | 0 | 0 | 0 | 0 |  | 0 | Item Attribute | 1 | Nos | 0.0 | 0.0 | 0 | 0.0 | 0 | L&T | CM91161OOAO | India |  |  | 0 | 0.0 |  | 0 | 0 |  | 0 | 0 | 0 | 0 |  |  | 0 | 0 | 0 |  | 0 | [5 empty] | 0 |  |  | 0 | [13 empty] | Nos | 1.0 | [10 empty] | Ringlus Electro Controls & Automation PVT LTD | [18 empty] | CGST - RNG | 9.0
[120 empty] | SGST - RNG | 9.0
| Four Pole Spreader Terminal DN0-100 L&T CM97921OOOO | Four Pole Spreader Terminal DN0-100 L&T CM97921OOOO | LTDN0MCCB | Nos |  | Four Pole Spreader Terminal DN0-100 L&T CM97921OOOO |  | 0 | 0 | 1 | 1 | 1 | 0.0 | 0.0 | 0.0 | 0 |  |  | 0.0 | Electrical Components | Four Pole Spreader Terminal DN0-100 L&T CM97921OOOO | 0 | 31-12-2099 | Material Transfer |  | 0.0 |  | 0 | 0 |  | 0 | 0 | 0 | 0 |  | 0 | Item Attribute | 1 | Nos | 0.0 | 0.0 | 0 | 0.0 | 0 | L&T | CM97921OOOO | India |  |  | 0 | 0.0 |  | 0 | 0 |  | 0 | 0 | 0 | 0 |  |  | 0 | 0 | 0 |  | 0 | [5 empty] | 0 |  |  | 0 | [13 empty] | Nos | 1.0 | [10 empty] | Ringlus Electro Controls & Automation PVT LTD | [18 empty] | CGST - RNG | 9.0
[120 empty] | SGST - RNG | 9.0
| Four Pole Spreader Terminal DN0-125D L&T CM90688OOLO | Four Pole Spreader Terminal DN0-125D L&T CM90688OOLO | LTDN0MCCB | Nos |  | Four Pole Spreader Terminal DN0-125D L&T CM90688OOLO |  | 0 | 0 | 1 | 1 | 1 | 0.0 | 0.0 | 0.0 | 0 |  |  | 0.0 | Electrical Components | Four Pole Spreader Terminal DN0-125D L&T CM90688OOLO | 0 | 31-12-2099 | Material Transfer |  | 0.0 |  | 0 | 0 |  | 0 | 0 | 0 | 0 |  | 0 | Item Attribute | 1 | Nos | 0.0 | 0.0 | 0 | 0.0 | 0 | L&T | CM90688OOLO | India |  |  | 0 | 0.0 |  | 0 | 0 |  | 0 | 0 | 0 | 0 |  |  | 0 | 0 | 0 |  | 0 | [5 empty] | 0 |  |  | 0 | [13 empty] | Nos | 1.0 | [10 empty] | Ringlus Electro Controls & Automation PVT LTD | [18 empty] | CGST - RNG | 9.0
[120 empty] | SGST - RNG | 9.0
| Four Pole Spreader Terminal DN1&DN2 L&T CM92007OOOO | Four Pole Spreader Terminal DN1&DN2 L&T CM92007OOOO | LTDN2MCCB | Nos |  | Four Pole Spreader Terminal DN1&DN2 L&T CM92007OOOO |  | 0 | 0 | 1 | 1 | 1 | 0.0 | 0.0 | 0.0 | 0 |  |  | 0.0 | Electrical Components | Four Pole Spreader Terminal DN1&DN2 L&T CM92007OOOO | 0 | 31-12-2099 | Material Transfer |  | 0.0 |  | 0 | 0 |  | 0 | 0 | 0 | 0 |  | 0 | Item Attribute | 1 | Nos | 0.0 | 0.0 | 0 | 0.0 | 0 | L&T | CM92007OOOO | India |  |  | 0 | 0.0 |  | 0 | 0 |  | 0 | 0 | 0 | 0 |  |  | 0 | 0 | 0 |  | 0 | [5 empty] | 0 |  |  | 0 | [13 empty] | Nos | 1.0 | [10 empty] | Ringlus Electro Controls & Automation PVT LTD | [18 empty] | CGST - RNG | 9.0
[120 empty] | SGST - RNG | 9.0
| Four Pole Spreader Terminal DN3-400 L&T ST98066OOOO | Four Pole Spreader Terminal DN3-400 L&T ST98066OOOO | LTDN3MCCB | Nos |  | Four Pole Spreader Terminal DN3-400 L&T ST98066OOOO |  | 0 | 0 | 1 | 1 | 1 | 0.0 | 0.0 | 0.0 | 0 |  |  | 0.0 | Electrical Components | Four Pole Spreader Terminal DN3-400 L&T ST98066OOOO | 0 | 31-12-2099 | Material Transfer |  | 0.0 |  | 0 | 0 |  | 0 | 0 | 0 | 0 |  | 0 | Item Attribute | 1 | Nos | 0.0 | 0.0 | 0 | 0.0 | 0 | L&T | ST98066OOOO | India |  |  | 0 | 0.0 |  | 0 | 0 |  | 0 | 0 | 0 | 0 |  |  | 0 | 0 | 0 |  | 0 | [5 empty] | 0 |  |  | 0 | [13 empty] | Nos | 1.0 | [10 empty] | Ringlus Electro Controls & Automation PVT LTD | [18 empty] | CGST - RNG | 9.0
[120 empty] | SGST - RNG | 9.0
| Four Pole Spreader Terminal DN3-630 L&T CM92004OOOO | Four Pole Spreader Terminal DN3-630 L&T CM92004OOOO | LTDN3MCCB | Nos |  | Four Pole Spreader Terminal DN3-630 L&T CM92004OOOO |  | 0 | 0 | 1 | 1 | 1 | 0.0 | 0.0 | 0.0 | 0 |  |  | 0.0 | Electrical Components | Four Pole Spreader Terminal DN3-630 L&T CM92004OOOO | 0 | 31-12-2099 | Material Transfer |  | 0.0 |  | 0 | 0 |  | 0 | 0 | 0 | 0 |  | 0 | Item Attribute | 1 | Nos | 0.0 | 0.0 | 0 | 0.0 | 0 | L&T | CM92004OOOO | India |  |  | 0 | 0.0 |  | 0 | 0 |  | 0 | 0 | 0 | 0 |  |  | 0 | 0 | 0 |  | 0 | [5 empty] | 0 |  |  | 0 | [13 empty] | Nos | 1.0 | [10 empty] | Ringlus Electro Controls & Automation PVT LTD | [18 empty] | CGST - RNG | 9.0
[120 empty] | SGST - RNG | 9.0
| Four Pole Spreader Terminal DN4-800 L&T ST90362OOOO | Four Pole Spreader Terminal DN4-800 L&T ST90362OOOO | LTDN4MCCB | Nos |  | Four Pole Spreader Terminal DN4-800 L&T ST90362OOOO |  | 0 | 0 | 1 | 1 | 1 | 0.0 | 0.0 | 0.0 | 0 |  |  | 0.0 | Electrical Components | Four Pole Spreader Terminal DN4-800 L&T ST90362OOOO | 0 | 31-12-2099 | Material Transfer |  | 0.0 |  | 0 | 0 |  | 0 | 0 | 0 | 0 |  | 0 | Item Attribute | 1 | Nos | 0.0 | 0.0 | 0 | 0.0 | 0 | L&T | ST90362OOOO | India |  |  | 0 | 0.0 |  | 0 | 0 |  | 0 | 0 | 0 | 0 |  |  | 0 | 0 | 0 |  | 0 | [5 empty] | 0 |  |  | 0 | [13 empty] | Nos | 1.0 | [10 empty] | Ringlus Electro Controls & Automation PVT LTD | [18 empty] | CGST - RNG | 9.0
[120 empty] | SGST - RNG | 9.0
| Four Pole Spreader Terminal DN4-1000 L&T CM90064OOVO | Four Pole Spreader Terminal DN4-1000 L&T CM90064OOVO | LTDN4MCCB | Nos |  | Four Pole Spreader Terminal DN4-1000 L&T CM90064OOVO |  | 0 | 0 | 1 | 1 | 1 | 0.0 | 0.0 | 0.0 | 0 |  |  | 0.0 | Electrical Components | Four Pole Spreader Terminal DN4-1000 L&T CM90064OOVO | 0 | 31-12-2099 | Material Transfer |  | 0.0 |  | 0 | 0 |  | 0 | 0 | 0 | 0 |  | 0 | Item Attribute | 1 | Nos | 0.0 | 0.0 | 0 | 0.0 | 0 | L&T | CM90064OOVO | India |  |  | 0 | 0.0 |  | 0 | 0 |  | 0 | 0 | 0 | 0 |  |  | 0 | 0 | 0 |  | 0 | [5 empty] | 0 |  |  | 0 | [13 empty] | Nos | 1.0 | [10 empty] | Ringlus Electro Controls & Automation PVT LTD | [18 empty] | CGST - RNG | 9.0
[120 empty] | SGST - RNG | 9.0
| Four Pole Spreader Terminal DN4-1250 L&T ST98058OOOO | Four Pole Spreader Terminal DN4-1250 L&T ST98058OOOO | LTDN4MCCB | Nos |  | Four Pole Spreader Terminal DN4-1250 L&T ST98058OOOO |  | 0 | 0 | 1 | 1 | 1 | 0.0 | 0.0 | 0.0 | 0 |  |  | 0.0 | Electrical Components | Four Pole Spreader Terminal DN4-1250 L&T ST98058OOOO | 0 | 31-12-2099 | Material Transfer |  | 0.0 |  | 0 | 0 |  | 0 | 0 | 0 | 0 |  | 0 | Item Attribute | 1 | Nos | 0.0 | 0.0 | 0 | 0.0 | 0 | L&T | ST98058OOOO | India |  |  | 0 | 0.0 |  | 0 | 0 |  | 0 | 0 | 0 | 0 |  |  | 0 | 0 | 0 |  | 0 | [5 empty] | 0 |  |  | 0 | [13 empty] | Nos | 1.0 | [10 empty] | Ringlus Electro Controls & Automation PVT LTD | [18 empty] | CGST - RNG | 9.0
[120 empty] | SGST - RNG | 9.0
| Auxilary Contact 1C/O For DN0,DN1 MCCB-Right L&T CM97886OOOO | Auxilary Contact 1C/O For DN0,DN1 MCCB-Right L&T CM97886OOOO | LTDN0MCCB | Nos |  | Auxilary Contact 1C/O For DN0,DN1 MCCB-Right L&T CM97886OOOO |  | 0 | 0 | 1 | 1 | 1 | 0.0 | 0.0 | 0.0 | 0 |  |  | 0.0 | Electrical Components | Auxilary Contact 1C/O For DN0,DN1 MCCB-Right L&T CM97886OOOO | 0 | 31-12-2099 | Material Transfer |  | 0.0 |  | 0 | 0 |  | 0 | 0 | 0 | 0 |  | 0 | Item Attribute | 1 | Nos | 0.0 | 0.0 | 0 | 0.0 | 0 | L&T | CM97886OOOO | India |  |  | 0 | 0.0 |  | 0 | 0 |  | 0 | 0 | 0 | 0 |  |  | 0 | 0 | 0 |  | 0 | [5 empty] | 0 |  |  | 0 | [13 empty] | Nos | 1.0 | [10 empty] | Ringlus Electro Controls & Automation PVT LTD | [18 empty] | CGST - RNG | 9.0
[120 empty] | SGST - RNG | 9.0
| Auxilary Contact 2C/O For DN0,DN1 MCCB-Right L&T CM97887OOOO | Auxilary Contact 2C/O For DN0,DN1 MCCB-Right L&T CM97887OOOO | LTDN0MCCB | Nos |  | Auxilary Contact 2C/O For DN0,DN1 MCCB-Right L&T CM97887OOOO |  | 0 | 0 | 1 | 1 | 1 | 0.0 | 0.0 | 0.0 | 0 |  |  | 0.0 | Electrical Components | Auxilary Contact 2C/O For DN0,DN1 MCCB-Right L&T CM97887OOOO | 0 | 31-12-2099 | Material Transfer |  | 0.0 |  | 0 | 0 |  | 0 | 0 | 0 | 0 |  | 0 | Item Attribute | 1 | Nos | 0.0 | 0.0 | 0 | 0.0 | 0 | L&T | CM97887OOOO | India |  |  | 0 | 0.0 |  | 0 | 0 |  | 0 | 0 | 0 | 0 |  |  | 0 | 0 | 0 |  | 0 | [5 empty] | 0 |  |  | 0 | [13 empty] | Nos | 1.0 | [10 empty] | Ringlus Electro Controls & Automation PVT LTD | [18 empty] | CGST - RNG | 9.0
[120 empty] | SGST - RNG | 9.0
| Auxilary Contact 1C/O For DN2,DN3B,DN3,DN4 MCCB L&T CM99801OOOO | Auxilary Contact 1C/O For DN2,DN3B,DN3,DN4 MCCB L&T CM99801OOOO | LTDN2MCCB | Nos |  | Auxilary Contact 1C/O For DN2,DN3B,DN3,DN4 MCCB L&T CM99801OOOO |  | 0 | 0 | 1 | 1 | 1 | 0.0 | 0.0 | 0.0 | 0 |  |  | 0.0 | Electrical Components | Auxilary Contact 1C/O For DN2,DN3B,DN3,DN4 MCCB L&T CM99801OOOO | 0 | 31-12-2099 | Material Transfer |  | 0.0 |  | 0 | 0 |  | 0 | 0 | 0 | 0 |  | 0 | Item Attribute | 1 | Nos | 0.0 | 0.0 | 0 | 0.0 | 0 | L&T | CM99801OOOO | India |  |  | 0 | 0.0 |  | 0 | 0 |  | 0 | 0 | 0 | 0 |  |  | 0 | 0 | 0 |  | 0 | [5 empty] | 0 |  |  | 0 | [13 empty] | Nos | 1.0 | [10 empty] | Ringlus Electro Controls & Automation PVT LTD | [18 empty] | CGST - RNG | 9.0
[120 empty] | SGST - RNG | 9.0
| Auxilary Contact 2C/O For DN2,DN3B,DN3,DN4 MCCB L&T CM998802OOOO | Auxilary Contact 2C/O For DN2,DN3B,DN3,DN4 MCCB L&T CM998802OOOO | LTDN2MCCB | Nos |  | Auxilary Contact 2C/O For DN2,DN3B,DN3,DN4 MCCB L&T CM998802OOOO |  | 0 | 0 | 1 | 1 | 1 | 0.0 | 0.0 | 0.0 | 0 |  |  | 0.0 | Electrical Components | Auxilary Contact 2C/O For DN2,DN3B,DN3,DN4 MCCB L&T CM998802OOOO | 0 | 31-12-2099 | Material Transfer |  | 0.0 |  | 0 | 0 |  | 0 | 0 | 0 | 0 |  | 0 | Item Attribute | 1 | Nos | 0.0 | 0.0 | 0 | 0.0 | 0 | L&T | CM998802OOOO | India |  |  | 0 | 0.0 |  | 0 | 0 |  | 0 | 0 | 0 | 0 |  |  | 0 | 0 | 0 |  | 0 | [5 empty] | 0 |  |  | 0 | [13 empty] | Nos | 1.0 | [10 empty] | Ringlus Electro Controls & Automation PVT LTD | [18 empty] | CGST - RNG | 9.0
[120 empty] | SGST - RNG | 9.0
| Trip Alarm Contact + Auxilary For DN2,DN3 MCCB L&TCM99803OOOO | Trip Alarm Contact + Auxilary For DN2,DN3 MCCB L&TCM99803OOOO | LTDN2MCCB | Nos |  | Trip Alarm Contact + Auxilary For DN2,DN3 MCCB L&TCM99803OOOO |  | 0 | 0 | 1 | 1 | 1 | 0.0 | 0.0 | 0.0 | 0 |  |  | 0.0 | Electrical Components | Trip Alarm Contact + Auxilary For DN2,DN3 MCCB L&TCM99803OOOO | 0 | 31-12-2099 | Material Transfer |  | 0.0 |  | 0 | 0 |  | 0 | 0 | 0 | 0 |  | 0 | Item Attribute | 1 | Nos | 0.0 | 0.0 | 0 | 0.0 | 0 | L&T | CM99803OOOO | India |  |  | 0 | 0.0 |  | 0 | 0 |  | 0 | 0 | 0 | 0 |  |  | 0 | 0 | 0 |  | 0 | [5 empty] | 0 |  |  | 0 | [13 empty] | Nos | 1.0 | [10 empty] | Ringlus Electro Controls & Automation PVT LTD | [18 empty] | CGST - RNG | 9.0
[120 empty] | SGST - RNG | 9.0
| Shunt Release Type DN0 And DN1 MCCB L&T CM97883OMOO | Shunt Release Type DN0 And DN1 MCCB L&T CM97883OMOO | LTDN0MCCB | Nos |  | Shunt Release Type DN0 And DN1 MCCB L&T CM97883OMOO |  | 0 | 0 | 1 | 1 | 1 | 0.0 | 0.0 | 0.0 | 0 |  |  | 0.0 | Electrical Components | Shunt Release Type DN0 And DN1 MCCB L&T CM97883OMOO | 0 | 31-12-2099 | Material Transfer |  | 0.0 |  | 0 | 0 |  | 0 | 0 | 0 | 0 |  | 0 | Item Attribute | 1 | Nos | 0.0 | 0.0 | 0 | 0.0 | 0 | L&T | CM97883OMOO | India |  |  | 0 | 0.0 |  | 0 | 0 |  | 0 | 0 | 0 | 0 |  |  | 0 | 0 | 0 |  | 0 | [5 empty] | 0 |  |  | 0 | [13 empty] | Nos | 1.0 | [10 empty] | Ringlus Electro Controls & Automation PVT LTD | [18 empty] | CGST - RNG | 9.0
[120 empty] | SGST - RNG | 9.0
| Shunt Release Type DN2 DN3 DN4 MCCB L&T CM99805OOOO | Shunt Release Type DN2 DN3 DN4 MCCB L&T CM99805OOOO | LTDN2MCCB | Nos |  | Shunt Release Type DN2 DN3 DN4 MCCB L&T CM99805OOOO |  | 0 | 0 | 1 | 1 | 1 | 0.0 | 0.0 | 0.0 | 0 |  |  | 0.0 | Electrical Components | Shunt Release Type DN2 DN3 DN4 MCCB L&T CM99805OOOO | 0 | 31-12-2099 | Material Transfer |  | 0.0 |  | 0 | 0 |  | 0 | 0 | 0 | 0 |  | 0 | Item Attribute | 1 | Nos | 0.0 | 0.0 | 0 | 0.0 | 0 | L&T | CM99805OOOO | India |  |  | 0 | 0.0 |  | 0 | 0 |  | 0 | 0 | 0 | 0 |  |  | 0 | 0 | 0 |  | 0 | [5 empty] | 0 |  |  | 0 | [13 empty] | Nos | 1.0 | [10 empty] | Ringlus Electro Controls & Automation PVT LTD | [18 empty] | CGST - RNG | 9.0
[120 empty] | SGST - RNG | 9.0
| Under Voltage Release for DN2, DN3 MCCB L&TCM99986BOOO | Under Voltage Release for DN2, DN3 MCCB L&TCM99986BOOO | LTDN2MCCB | Nos |  | Under Voltage Release for DN2, DN3 MCCB L&TCM99986BOOO |  | 0 | 0 | 1 | 1 | 1 | 0.0 | 0.0 | 0.0 | 0 |  |  | 0.0 | Electrical Components | Under Voltage Release for DN2, DN3 MCCB L&TCM99986BOOO | 0 | 31-12-2099 | Material Transfer |  | 0.0 |  | 0 | 0 |  | 0 | 0 | 0 | 0 |  | 0 | Item Attribute | 1 | Nos | 0.0 | 0.0 | 0 | 0.0 | 0 | L&T | CM99986BOOO | India |  |  | 0 | 0.0 |  | 0 | 0 |  | 0 | 0 | 0 | 0 |  |  | 0 | 0 | 0 |  | 0 | [5 empty] | 0 |  |  | 0 | [13 empty] | Nos | 1.0 | [10 empty] | Ringlus Electro Controls & Automation PVT LTD | [18 empty] | CGST - RNG | 9.0
[120 empty] | SGST - RNG | 9.0
| 2A Single Pole MCB L&T Exora BB10020C | 2A Single Pole MCB L&T Exora BB10020C | LTMCB | Nos |  | 2A Single Pole MCB L&T Exora BB10020C |  | 0 | 0 | 1 | 1 | 1 | 0.0 | 0.0 | 0.0 | 0 |  |  | 0.0 | Electrical Components | 2A Single Pole MCB L&T Exora BB10020C | 0 | 31-12-2099 | Material Transfer |  | 0.0 |  | 0 | 0 |  | 0 | 0 | 0 | 0 |  | 0 | Item Attribute | 1 | Nos | 0.0 | 0.0 | 0 | 0.0 | 0 | L&T | BB10020C | India |  |  | 0 | 0.0 |  | 0 | 0 |  | 0 | 0 | 0 | 0 |  |  | 0 | 0 | 0 |  | 0 | [5 empty] | 0 |  |  | 0 | [13 empty] | Nos | 1.0 | [10 empty] | Ringlus Electro Controls & Automation PVT LTD | [18 empty] | CGST - RNG | 9.0
[120 empty] | SGST - RNG | 9.0
| 4A Single Pole MCB L&T Exora BB10040C | 4A Single Pole MCB L&T Exora BB10040C | LTMCB | Nos |  | 4A Single Pole MCB L&T Exora BB10040C |  | 0 | 0 | 1 | 1 | 1 | 0.0 | 0.0 | 0.0 | 0 |  |  | 0.0 | Electrical Components | 4A Single Pole MCB L&T Exora BB10040C | 0 | 31-12-2099 | Material Transfer |  | 0.0 |  | 0 | 0 |  | 0 | 0 | 0 | 0 |  | 0 | Item Attribute | 1 | Nos | 0.0 | 0.0 | 0 | 0.0 | 0 | L&T | BB10040C | India |  |  | 0 | 0.0 |  | 0 | 0 |  | 0 | 0 | 0 | 0 |  |  | 0 | 0 | 0 |  | 0 | [5 empty] | 0 |  |  | 0 | [13 empty] | Nos | 1.0 | [10 empty] | Ringlus Electro Controls & Automation PVT LTD | [18 empty] | CGST - RNG | 9.0
[120 empty] | SGST - RNG | 9.0
| 6A Single Pole MCB L&T Exora BB10060C | 6A Single Pole MCB L&T Exora BB10060C | LTMCB | Nos |  | 6A Single Pole MCB L&T Exora BB10060C |  | 0 | 0 | 1 | 1 | 1 | 0.0 | 0.0 | 0.0 | 0 |  |  | 0.0 | Electrical Components | 6A Single Pole MCB L&T Exora BB10060C | 0 | 31-12-2099 | Material Transfer |  | 0.0 |  | 0 | 0 |  | 0 | 0 | 0 | 0 |  | 0 | Item Attribute | 1 | Nos | 0.0 | 0.0 | 0 | 0.0 | 0 | L&T | BB10060C | India |  |  | 0 | 0.0 |  | 0 | 0 |  | 0 | 0 | 0 | 0 |  |  | 0 | 0 | 0 |  | 0 | [5 empty] | 0 |  |  | 0 | [13 empty] | Nos | 1.0 | [10 empty] | Ringlus Electro Controls & Automation PVT LTD | [18 empty] | CGST - RNG | 9.0
[120 empty] | SGST - RNG | 9.0
| 10A Single Pole MCB L&T Exora BB10100C | 10A Single Pole MCB L&T Exora BB10100C | LTMCB | Nos |  | 10A Single Pole MCB L&T Exora BB10100C |  | 0 | 0 | 1 | 1 | 1 | 0.0 | 0.0 | 0.0 | 0 |  |  | 0.0 | Electrical Components | 10A Single Pole MCB L&T Exora BB10100C | 0 | 31-12-2099 | Material Transfer |  | 0.0 |  | 0 | 0 |  | 0 | 0 | 0 | 0 |  | 0 | Item Attribute | 1 | Nos | 0.0 | 0.0 | 0 | 0.0 | 0 | L&T | BB10100C | India |  |  | 0 | 0.0 |  | 0 | 0 |  | 0 | 0 | 0 | 0 |  |  | 0 | 0 | 0 |  | 0 | [5 empty] | 0 |  |  | 0 | [13 empty] | Nos | 1.0 | [10 empty] | Ringlus Electro Controls & Automation PVT LTD | [18 empty] | CGST - RNG | 9.0
[120 empty] | SGST - RNG | 9.0
| 16A Single Pole MCB L&T Exora BB10160C | 16A Single Pole MCB L&T Exora BB10160C | LTMCB | Nos |  | 16A Single Pole MCB L&T Exora BB10160C |  | 0 | 0 | 1 | 1 | 1 | 0.0 | 0.0 | 0.0 | 0 |  |  | 0.0 | Electrical Components | 16A Single Pole MCB L&T Exora BB10160C | 0 | 31-12-2099 | Material Transfer |  | 0.0 |  | 0 | 0 |  | 0 | 0 | 0 | 0 |  | 0 | Item Attribute | 1 | Nos | 0.0 | 0.0 | 0 | 0.0 | 0 | L&T | BB10160C | India |  |  | 0 | 0.0 |  | 0 | 0 |  | 0 | 0 | 0 | 0 |  |  | 0 | 0 | 0 |  | 0 | [5 empty] | 0 |  |  | 0 | [13 empty] | Nos | 1.0 | [10 empty] | Ringlus Electro Controls & Automation PVT LTD | [18 empty] | CGST - RNG | 9.0
[120 empty] | SGST - RNG | 9.0
| 20A Single Pole MCB L&T Exora BB10200C | 20A Single Pole MCB L&T Exora BB10200C | LTMCB | Nos |  | 20A Single Pole MCB L&T Exora BB10200C |  | 0 | 0 | 1 | 1 | 1 | 0.0 | 0.0 | 0.0 | 0 |  |  | 0.0 | Electrical Components | 20A Single Pole MCB L&T Exora BB10200C | 0 | 31-12-2099 | Material Transfer |  | 0.0 |  | 0 | 0 |  | 0 | 0 | 0 | 0 |  | 0 | Item Attribute | 1 | Nos | 0.0 | 0.0 | 0 | 0.0 | 0 | L&T | BB10200C | India |  |  | 0 | 0.0 |  | 0 | 0 |  | 0 | 0 | 0 | 0 |  |  | 0 | 0 | 0 |  | 0 | [5 empty] | 0 |  |  | 0 | [13 empty] | Nos | 1.0 | [10 empty] | Ringlus Electro Controls & Automation PVT LTD | [18 empty] | CGST - RNG | 9.0
[120 empty] | SGST - RNG | 9.0
| 25A Single Pole MCB L&T Exora BB10250C | 25A Single Pole MCB L&T Exora BB10250C | LTMCB | Nos |  | 25A Single Pole MCB L&T Exora BB10250C |  | 0 | 0 | 1 | 1 | 1 | 0.0 | 0.0 | 0.0 | 0 |  |  | 0.0 | Electrical Components | 25A Single Pole MCB L&T Exora BB10250C | 0 | 31-12-2099 | Material Transfer |  | 0.0 |  | 0 | 0 |  | 0 | 0 | 0 | 0 |  | 0 | Item Attribute | 1 | Nos | 0.0 | 0.0 | 0 | 0.0 | 0 | L&T | BB10250C | India |  |  | 0 | 0.0 |  | 0 | 0 |  | 0 | 0 | 0 | 0 |  |  | 0 | 0 | 0 |  | 0 | [5 empty] | 0 |  |  | 0 | [13 empty] | Nos | 1.0 | [10 empty] | Ringlus Electro Controls & Automation PVT LTD | [18 empty] | CGST - RNG | 9.0
[120 empty] | SGST - RNG | 9.0
| 32A Single Pole MCB L&T Exora BB10320C | 32A Single Pole MCB L&T Exora BB10320C | LTMCB | Nos |  | 32A Single Pole MCB L&T Exora BB10320C |  | 0 | 0 | 1 | 1 | 1 | 0.0 | 0.0 | 0.0 | 0 |  |  | 0.0 | Electrical Components | 32A Single Pole MCB L&T Exora BB10320C | 0 | 31-12-2099 | Material Transfer |  | 0.0 |  | 0 | 0 |  | 0 | 0 | 0 | 0 |  | 0 | Item Attribute | 1 | Nos | 0.0 | 0.0 | 0 | 0.0 | 0 | L&T | BB10320C | India |  |  | 0 | 0.0 |  | 0 | 0 |  | 0 | 0 | 0 | 0 |  |  | 0 | 0 | 0 |  | 0 | [5 empty] | 0 |  |  | 0 | [13 empty] | Nos | 1.0 | [10 empty] | Ringlus Electro Controls & Automation PVT LTD | [18 empty] | CGST - RNG | 9.0
[120 empty] | SGST - RNG | 9.0
| 40A Single Pole MCB L&T Exora BB10400C | 40A Single Pole MCB L&T Exora BB10400C | LTMCB | Nos |  | 40A Single Pole MCB L&T Exora BB10400C |  | 0 | 0 | 1 | 1 | 1 | 0.0 | 0.0 | 0.0 | 0 |  |  | 0.0 | Electrical Components | 40A Single Pole MCB L&T Exora BB10400C | 0 | 31-12-2099 | Material Transfer |  | 0.0 |  | 0 | 0 |  | 0 | 0 | 0 | 0 |  | 0 | Item Attribute | 1 | Nos | 0.0 | 0.0 | 0 | 0.0 | 0 | L&T | BB10400C | India |  |  | 0 | 0.0 |  | 0 | 0 |  | 0 | 0 | 0 | 0 |  |  | 0 | 0 | 0 |  | 0 | [5 empty] | 0 |  |  | 0 | [13 empty] | Nos | 1.0 | [10 empty] | Ringlus Electro Controls & Automation PVT LTD | [18 empty] | CGST - RNG | 9.0
[120 empty] | SGST - RNG | 9.0
| 50A Single Pole MCB L&T Exora BB10500C | 50A Single Pole MCB L&T Exora BB10500C | LTMCB | Nos |  | 50A Single Pole MCB L&T Exora BB10500C |  | 0 | 0 | 1 | 1 | 1 | 0.0 | 0.0 | 0.0 | 0 |  |  | 0.0 | Electrical Components | 50A Single Pole MCB L&T Exora BB10500C | 0 | 31-12-2099 | Material Transfer |  | 0.0 |  | 0 | 0 |  | 0 | 0 | 0 | 0 |  | 0 | Item Attribute | 1 | Nos | 0.0 | 0.0 | 0 | 0.0 | 0 | L&T | BB10500C | India |  |  | 0 | 0.0 |  | 0 | 0 |  | 0 | 0 | 0 | 0 |  |  | 0 | 0 | 0 |  | 0 | [5 empty] | 0 |  |  | 0 | [13 empty] | Nos | 1.0 | [10 empty] | Ringlus Electro Controls & Automation PVT LTD | [18 empty] | CGST - RNG | 9.0
[120 empty] | SGST - RNG | 9.0
| 63A Single Pole MCB L&T Exora BB10630C | 63A Single Pole MCB L&T Exora BB10630C | LTMCB | Nos |  | 63A Single Pole MCB L&T Exora BB10630C |  | 0 | 0 | 1 | 1 | 1 | 0.0 | 0.0 | 0.0 | 0 |  |  | 0.0 | Electrical Components | 63A Single Pole MCB L&T Exora BB10630C | 0 | 31-12-2099 | Material Transfer |  | 0.0 |  | 0 | 0 |  | 0 | 0 | 0 | 0 |  | 0 | Item Attribute | 1 | Nos | 0.0 | 0.0 | 0 | 0.0 | 0 | L&T | BB10630C | India |  |  | 0 | 0.0 |  | 0 | 0 |  | 0 | 0 | 0 | 0 |  |  | 0 | 0 | 0 |  | 0 | [5 empty] | 0 |  |  | 0 | [13 empty] | Nos | 1.0 | [10 empty] | Ringlus Electro Controls & Automation PVT LTD | [18 empty] | CGST - RNG | 9.0
[120 empty] | SGST - RNG | 9.0
| 2A Double Pole MCB L&T Exora BB20020C | 2A Double Pole MCB L&T Exora BB20020C | LTMCB | Nos |  | 2A Double Pole MCB L&T Exora BB20020C |  | 0 | 0 | 1 | 1 | 1 | 0.0 | 0.0 | 0.0 | 0 |  |  | 0.0 | Electrical Components | 2A Double Pole MCB L&T Exora BB20020C | 0 | 31-12-2099 | Material Transfer |  | 0.0 |  | 0 | 0 |  | 0 | 0 | 0 | 0 |  | 0 | Item Attribute | 1 | Nos | 0.0 | 0.0 | 0 | 0.0 | 0 | L&T | BB20020C | India |  |  | 0 | 0.0 |  | 0 | 0 |  | 0 | 0 | 0 | 0 |  |  | 0 | 0 | 0 |  | 0 | [5 empty] | 0 |  |  | 0 | [13 empty] | Nos | 1.0 | [10 empty] | Ringlus Electro Controls & Automation PVT LTD | [18 empty] | CGST - RNG | 9.0
[120 empty] | SGST - RNG | 9.0
| 4A Double Pole MCB L&T Exora BB20040C | 4A Double Pole MCB L&T Exora BB20040C | LTMCB | Nos |  | 4A Double Pole MCB L&T Exora BB20040C |  | 0 | 0 | 1 | 1 | 1 | 0.0 | 0.0 | 0.0 | 0 |  |  | 0.0 | Electrical Components | 4A Double Pole MCB L&T Exora BB20040C | 0 | 31-12-2099 | Material Transfer |  | 0.0 |  | 0 | 0 |  | 0 | 0 | 0 | 0 |  | 0 | Item Attribute | 1 | Nos | 0.0 | 0.0 | 0 | 0.0 | 0 | L&T | BB20040C | India |  |  | 0 | 0.0 |  | 0 | 0 |  | 0 | 0 | 0 | 0 |  |  | 0 | 0 | 0 |  | 0 | [5 empty] | 0 |  |  | 0 | [13 empty] | Nos | 1.0 | [10 empty] | Ringlus Electro Controls & Automation PVT LTD | [18 empty] | CGST - RNG | 9.0
[120 empty] | SGST - RNG | 9.0
| 6A Double Pole MCB L&T Exora BB20060C | 6A Double Pole MCB L&T Exora BB20060C | LTMCB | Nos |  | 6A Double Pole MCB L&T Exora BB20060C |  | 0 | 0 | 1 | 1 | 1 | 0.0 | 0.0 | 0.0 | 0 |  |  | 0.0 | Electrical Components | 6A Double Pole MCB L&T Exora BB20060C | 0 | 31-12-2099 | Material Transfer |  | 0.0 |  | 0 | 0 |  | 0 | 0 | 0 | 0 |  | 0 | Item Attribute | 1 | Nos | 0.0 | 0.0 | 0 | 0.0 | 0 | L&T | BB20060C | India |  |  | 0 | 0.0 |  | 0 | 0 |  | 0 | 0 | 0 | 0 |  |  | 0 | 0 | 0 |  | 0 | [5 empty] | 0 |  |  | 0 | [13 empty] | Nos | 1.0 | [10 empty] | Ringlus Electro Controls & Automation PVT LTD | [18 empty] | CGST - RNG | 9.0
[120 empty] | SGST - RNG | 9.0
| 10A Double Pole MCB L&T Exora BB20100C | 10A Double Pole MCB L&T Exora BB20100C | LTMCB | Nos |  | 10A Double Pole MCB L&T Exora BB20100C |  | 0 | 0 | 1 | 1 | 1 | 0.0 | 0.0 | 0.0 | 0 |  |  | 0.0 | Electrical Components | 10A Double Pole MCB L&T Exora BB20100C | 0 | 31-12-2099 | Material Transfer |  | 0.0 |  | 0 | 0 |  | 0 | 0 | 0 | 0 |  | 0 | Item Attribute | 1 | Nos | 0.0 | 0.0 | 0 | 0.0 | 0 | L&T | BB20100C | India |  |  | 0 | 0.0 |  | 0 | 0 |  | 0 | 0 | 0 | 0 |  |  | 0 | 0 | 0 |  | 0 | [5 empty] | 0 |  |  | 0 | [13 empty] | Nos | 1.0 | [10 empty] | Ringlus Electro Controls & Automation PVT LTD | [18 empty] | CGST - RNG | 9.0
[120 empty] | SGST - RNG | 9.0
| 16A Double Pole MCB L&T Exora BB20160C | 16A Double Pole MCB L&T Exora BB20160C | LTMCB | Nos |  | 16A Double Pole MCB L&T Exora BB20160C |  | 0 | 0 | 1 | 1 | 1 | 0.0 | 0.0 | 0.0 | 0 |  |  | 0.0 | Electrical Components | 16A Double Pole MCB L&T Exora BB20160C | 0 | 31-12-2099 | Material Transfer |  | 0.0 |  | 0 | 0 |  | 0 | 0 | 0 | 0 |  | 0 | Item Attribute | 1 | Nos | 0.0 | 0.0 | 0 | 0.0 | 0 | L&T | BB20160C | India |  |  | 0 | 0.0 |  | 0 | 0 |  | 0 | 0 | 0 | 0 |  |  | 0 | 0 | 0 |  | 0 | [5 empty] | 0 |  |  | 0 | [13 empty] | Nos | 1.0 | [10 empty] | Ringlus Electro Controls & Automation PVT LTD | [18 empty] | CGST - RNG | 9.0
[120 empty] | SGST - RNG | 9.0
| 20A Double Pole MCB L&T Exora BB20200C | 20A Double Pole MCB L&T Exora BB20200C | LTMCB | Nos |  | 20A Double Pole MCB L&T Exora BB20200C |  | 0 | 0 | 1 | 1 | 1 | 0.0 | 0.0 | 0.0 | 0 |  |  | 0.0 | Electrical Components | 20A Double Pole MCB L&T Exora BB20200C | 0 | 31-12-2099 | Material Transfer |  | 0.0 |  | 0 | 0 |  | 0 | 0 | 0 | 0 |  | 0 | Item Attribute | 1 | Nos | 0.0 | 0.0 | 0 | 0.0 | 0 | L&T | BB20200C | India |  |  | 0 | 0.0 |  | 0 | 0 |  | 0 | 0 | 0 | 0 |  |  | 0 | 0 | 0 |  | 0 | [5 empty] | 0 |  |  | 0 | [13 empty] | Nos | 1.0 | [10 empty] | Ringlus Electro Controls & Automation PVT LTD | [18 empty] | CGST - RNG | 9.0
[120 empty] | SGST - RNG | 9.0
| 25A Double Pole MCB L&T Exora BB20250C | 25A Double Pole MCB L&T Exora BB20250C | LTMCB | Nos |  | 25A Double Pole MCB L&T Exora BB20250C |  | 0 | 0 | 1 | 1 | 1 | 0.0 | 0.0 | 0.0 | 0 |  |  | 0.0 | Electrical Components | 25A Double Pole MCB L&T Exora BB20250C | 0 | 31-12-2099 | Material Transfer |  | 0.0 |  | 0 | 0 |  | 0 | 0 | 0 | 0 |  | 0 | Item Attribute | 1 | Nos | 0.0 | 0.0 | 0 | 0.0 | 0 | L&T | BB20250C | India |  |  | 0 | 0.0 |  | 0 | 0 |  | 0 | 0 | 0 | 0 |  |  | 0 | 0 | 0 |  | 0 | [5 empty] | 0 |  |  | 0 | [13 empty] | Nos | 1.0 | [10 empty] | Ringlus Electro Controls & Automation PVT LTD | [18 empty] | CGST - RNG | 9.0
[120 empty] | SGST - RNG | 9.0
| 32A Double Pole MCB L&T Exora BB20320C | 32A Double Pole MCB L&T Exora BB20320C | LTMCB | Nos |  | 32A Double Pole MCB L&T Exora BB20320C |  | 0 | 0 | 1 | 1 | 1 | 0.0 | 0.0 | 0.0 | 0 |  |  | 0.0 | Electrical Components | 32A Double Pole MCB L&T Exora BB20320C | 0 | 31-12-2099 | Material Transfer |  | 0.0 |  | 0 | 0 |  | 0 | 0 | 0 | 0 |  | 0 | Item Attribute | 1 | Nos | 0.0 | 0.0 | 0 | 0.0 | 0 | L&T | BB20320C | India |  |  | 0 | 0.0 |  | 0 | 0 |  | 0 | 0 | 0 | 0 |  |  | 0 | 0 | 0 |  | 0 | [5 empty] | 0 |  |  | 0 | [13 empty] | Nos | 1.0 | [10 empty] | Ringlus Electro Controls & Automation PVT LTD | [18 empty] | CGST - RNG | 9.0
[120 empty] | SGST - RNG | 9.0
| 40A Double Pole MCB L&T Exora BB20400C | 40A Double Pole MCB L&T Exora BB20400C | LTMCB | Nos |  | 40A Double Pole MCB L&T Exora BB20400C |  | 0 | 0 | 1 | 1 | 1 | 0.0 | 0.0 | 0.0 | 0 |  |  | 0.0 | Electrical Components | 40A Double Pole MCB L&T Exora BB20400C | 0 | 31-12-2099 | Material Transfer |  | 0.0 |  | 0 | 0 |  | 0 | 0 | 0 | 0 |  | 0 | Item Attribute | 1 | Nos | 0.0 | 0.0 | 0 | 0.0 | 0 | L&T | BB20400C | India |  |  | 0 | 0.0 |  | 0 | 0 |  | 0 | 0 | 0 | 0 |  |  | 0 | 0 | 0 |  | 0 | [5 empty] | 0 |  |  | 0 | [13 empty] | Nos | 1.0 | [10 empty] | Ringlus Electro Controls & Automation PVT LTD | [18 empty] | CGST - RNG | 9.0
[120 empty] | SGST - RNG | 9.0
| 50A Double Pole MCB L&T Exora BB20500C | 50A Double Pole MCB L&T Exora BB20500C | LTMCB | Nos |  | 50A Double Pole MCB L&T Exora BB20500C |  | 0 | 0 | 1 | 1 | 1 | 0.0 | 0.0 | 0.0 | 0 |  |  | 0.0 | Electrical Components | 50A Double Pole MCB L&T Exora BB20500C | 0 | 31-12-2099 | Material Transfer |  | 0.0 |  | 0 | 0 |  | 0 | 0 | 0 | 0 |  | 0 | Item Attribute | 1 | Nos | 0.0 | 0.0 | 0 | 0.0 | 0 | L&T | BB20500C | India |  |  | 0 | 0.0 |  | 0 | 0 |  | 0 | 0 | 0 | 0 |  |  | 0 | 0 | 0 |  | 0 | [5 empty] | 0 |  |  | 0 | [13 empty] | Nos | 1.0 | [10 empty] | Ringlus Electro Controls & Automation PVT LTD | [18 empty] | CGST - RNG | 9.0
[120 empty] | SGST - RNG | 9.0
| 63A Double Pole MCB L&T Exora BB20630C | 63A Double Pole MCB L&T Exora BB20630C | LTMCB | Nos |  | 63A Double Pole MCB L&T Exora BB20630C |  | 0 | 0 | 1 | 1 | 1 | 0.0 | 0.0 | 0.0 | 0 |  |  | 0.0 | Electrical Components | 63A Double Pole MCB L&T Exora BB20630C | 0 | 31-12-2099 | Material Transfer |  | 0.0 |  | 0 | 0 |  | 0 | 0 | 0 | 0 |  | 0 | Item Attribute | 1 | Nos | 0.0 | 0.0 | 0 | 0.0 | 0 | L&T | BB20630C | India |  |  | 0 | 0.0 |  | 0 | 0 |  | 0 | 0 | 0 | 0 |  |  | 0 | 0 | 0 |  | 0 | [5 empty] | 0 |  |  | 0 | [13 empty] | Nos | 1.0 | [10 empty] | Ringlus Electro Controls & Automation PVT LTD | [18 empty] | CGST - RNG | 9.0
[120 empty] | SGST - RNG | 9.0
| 2A Three Pole MCB L&T Exora BB30020C | 2A Three Pole MCB L&T Exora BB30020C | LTMCB | Nos |  | 2A Three Pole MCB L&T Exora BB30020C |  | 0 | 0 | 1 | 1 | 1 | 0.0 | 0.0 | 0.0 | 0 |  |  | 0.0 | Electrical Components | 2A Three Pole MCB L&T Exora BB30020C | 0 | 31-12-2099 | Material Transfer |  | 0.0 |  | 0 | 0 |  | 0 | 0 | 0 | 0 |  | 0 | Item Attribute | 1 | Nos | 0.0 | 0.0 | 0 | 0.0 | 0 | L&T | BB30020C | India |  |  | 0 | 0.0 |  | 0 | 0 |  | 0 | 0 | 0 | 0 |  |  | 0 | 0 | 0 |  | 0 | [5 empty] | 0 |  |  | 0 | [13 empty] | Nos | 1.0 | [10 empty] | Ringlus Electro Controls & Automation PVT LTD | [18 empty] | CGST - RNG | 9.0
[120 empty] | SGST - RNG | 9.0
| 4A Three Pole MCB L&T Exora BB30040C | 4A Three Pole MCB L&T Exora BB30040C | LTMCB | Nos |  | 4A Three Pole MCB L&T Exora BB30040C |  | 0 | 0 | 1 | 1 | 1 | 0.0 | 0.0 | 0.0 | 0 |  |  | 0.0 | Electrical Components | 4A Three Pole MCB L&T Exora BB30040C | 0 | 31-12-2099 | Material Transfer |  | 0.0 |  | 0 | 0 |  | 0 | 0 | 0 | 0 |  | 0 | Item Attribute | 1 | Nos | 0.0 | 0.0 | 0 | 0.0 | 0 | L&T | BB30040C | India |  |  | 0 | 0.0 |  | 0 | 0 |  | 0 | 0 | 0 | 0 |  |  | 0 | 0 | 0 |  | 0 | [5 empty] | 0 |  |  | 0 | [13 empty] | Nos | 1.0 | [10 empty] | Ringlus Electro Controls & Automation PVT LTD | [18 empty] | CGST - RNG | 9.0
[120 empty] | SGST - RNG | 9.0
| 6A Three Pole MCB L&T Exora BB30060C | 6A Three Pole MCB L&T Exora BB30060C | LTMCB | Nos |  | 6A Three Pole MCB L&T Exora BB30060C |  | 0 | 0 | 1 | 1 | 1 | 0.0 | 0.0 | 0.0 | 0 |  |  | 0.0 | Electrical Components | 6A Three Pole MCB L&T Exora BB30060C | 0 | 31-12-2099 | Material Transfer |  | 0.0 |  | 0 | 0 |  | 0 | 0 | 0 | 0 |  | 0 | Item Attribute | 1 | Nos | 0.0 | 0.0 | 0 | 0.0 | 0 | L&T | BB30060C | India |  |  | 0 | 0.0 |  | 0 | 0 |  | 0 | 0 | 0 | 0 |  |  | 0 | 0 | 0 |  | 0 | [5 empty] | 0 |  |  | 0 | [13 empty] | Nos | 1.0 | [10 empty] | Ringlus Electro Controls & Automation PVT LTD | [18 empty] | CGST - RNG | 9.0
[120 empty] | SGST - RNG | 9.0
| 10A Three Pole MCB L&T Exora BB30100C | 10A Three Pole MCB L&T Exora BB30100C | LTMCB | Nos |  | 10A Three Pole MCB L&T Exora BB30100C |  | 0 | 0 | 1 | 1 | 1 | 0.0 | 0.0 | 0.0 | 0 |  |  | 0.0 | Electrical Components | 10A Three Pole MCB L&T Exora BB30100C | 0 | 31-12-2099 | Material Transfer |  | 0.0 |  | 0 | 0 |  | 0 | 0 | 0 | 0 |  | 0 | Item Attribute | 1 | Nos | 0.0 | 0.0 | 0 | 0.0 | 0 | L&T | BB30100C | India |  |  | 0 | 0.0 |  | 0 | 0 |  | 0 | 0 | 0 | 0 |  |  | 0 | 0 | 0 |  | 0 | [5 empty] | 0 |  |  | 0 | [13 empty] | Nos | 1.0 | [10 empty] | Ringlus Electro Controls & Automation PVT LTD | [18 empty] | CGST - RNG | 9.0
[120 empty] | SGST - RNG | 9.0
| 16A Three Pole MCB L&T Exora BB30160C | 16A Three Pole MCB L&T Exora BB30160C | LTMCB | Nos |  | 16A Three Pole MCB L&T Exora BB30160C |  | 0 | 0 | 1 | 1 | 1 | 0.0 | 0.0 | 0.0 | 0 |  |  | 0.0 | Electrical Components | 16A Three Pole MCB L&T Exora BB30160C | 0 | 31-12-2099 | Material Transfer |  | 0.0 |  | 0 | 0 |  | 0 | 0 | 0 | 0 |  | 0 | Item Attribute | 1 | Nos | 0.0 | 0.0 | 0 | 0.0 | 0 | L&T | BB30160C | India |  |  | 0 | 0.0 |  | 0 | 0 |  | 0 | 0 | 0 | 0 |  |  | 0 | 0 | 0 |  | 0 | [5 empty] | 0 |  |  | 0 | [13 empty] | Nos | 1.0 | [10 empty] | Ringlus Electro Controls & Automation PVT LTD | [18 empty] | CGST - RNG | 9.0
[120 empty] | SGST - RNG | 9.0
| 20A Three Pole MCB L&T Exora BB30200C | 20A Three Pole MCB L&T Exora BB30200C | LTMCB | Nos |  | 20A Three Pole MCB L&T Exora BB30200C |  | 0 | 0 | 1 | 1 | 1 | 0.0 | 0.0 | 0.0 | 0 |  |  | 0.0 | Electrical Components | 20A Three Pole MCB L&T Exora BB30200C | 0 | 31-12-2099 | Material Transfer |  | 0.0 |  | 0 | 0 |  | 0 | 0 | 0 | 0 |  | 0 | Item Attribute | 1 | Nos | 0.0 | 0.0 | 0 | 0.0 | 0 | L&T | BB30200C | India |  |  | 0 | 0.0 |  | 0 | 0 |  | 0 | 0 | 0 | 0 |  |  | 0 | 0 | 0 |  | 0 | [5 empty] | 0 |  |  | 0 | [13 empty] | Nos | 1.0 | [10 empty] | Ringlus Electro Controls & Automation PVT LTD | [18 empty] | CGST - RNG | 9.0
[120 empty] | SGST - RNG | 9.0
| 25A Three Pole MCB L&T Exora BB30250C | 25A Three Pole MCB L&T Exora BB30250C | LTMCB | Nos |  | 25A Three Pole MCB L&T Exora BB30250C |  | 0 | 0 | 1 | 1 | 1 | 0.0 | 0.0 | 0.0 | 0 |  |  | 0.0 | Electrical Components | 25A Three Pole MCB L&T Exora BB30250C | 0 | 31-12-2099 | Material Transfer |  | 0.0 |  | 0 | 0 |  | 0 | 0 | 0 | 0 |  | 0 | Item Attribute | 1 | Nos | 0.0 | 0.0 | 0 | 0.0 | 0 | L&T | BB30250C | India |  |  | 0 | 0.0 |  | 0 | 0 |  | 0 | 0 | 0 | 0 |  |  | 0 | 0 | 0 |  | 0 | [5 empty] | 0 |  |  | 0 | [13 empty] | Nos | 1.0 | [10 empty] | Ringlus Electro Controls & Automation PVT LTD | [18 empty] | CGST - RNG | 9.0
[120 empty] | SGST - RNG | 9.0
| 32A Three Pole MCB L&T Exora BB30320C | 32A Three Pole MCB L&T Exora BB30320C | LTMCB | Nos |  | 32A Three Pole MCB L&T Exora BB30320C |  | 0 | 0 | 1 | 1 | 1 | 0.0 | 0.0 | 0.0 | 0 |  |  | 0.0 | Electrical Components | 32A Three Pole MCB L&T Exora BB30320C | 0 | 31-12-2099 | Material Transfer |  | 0.0 |  | 0 | 0 |  | 0 | 0 | 0 | 0 |  | 0 | Item Attribute | 1 | Nos | 0.0 | 0.0 | 0 | 0.0 | 0 | L&T | BB30320C | India |  |  | 0 | 0.0 |  | 0 | 0 |  | 0 | 0 | 0 | 0 |  |  | 0 | 0 | 0 |  | 0 | [5 empty] | 0 |  |  | 0 | [13 empty] | Nos | 1.0 | [10 empty] | Ringlus Electro Controls & Automation PVT LTD | [18 empty] | CGST - RNG | 9.0
[120 empty] | SGST - RNG | 9.0
| 40A Three Pole MCB L&T Exora BB30400C | 40A Three Pole MCB L&T Exora BB30400C | LTMCB | Nos |  | 40A Three Pole MCB L&T Exora BB30400C |  | 0 | 0 | 1 | 1 | 1 | 0.0 | 0.0 | 0.0 | 0 |  |  | 0.0 | Electrical Components | 40A Three Pole MCB L&T Exora BB30400C | 0 | 31-12-2099 | Material Transfer |  | 0.0 |  | 0 | 0 |  | 0 | 0 | 0 | 0 |  | 0 | Item Attribute | 1 | Nos | 0.0 | 0.0 | 0 | 0.0 | 0 | L&T | BB30400C | India |  |  | 0 | 0.0 |  | 0 | 0 |  | 0 | 0 | 0 | 0 |  |  | 0 | 0 | 0 |  | 0 | [5 empty] | 0 |  |  | 0 | [13 empty] | Nos | 1.0 | [10 empty] | Ringlus Electro Controls & Automation PVT LTD | [18 empty] | CGST - RNG | 9.0
[120 empty] | SGST - RNG | 9.0
| 50A Three Pole MCB L&T Exora BB30500C | 50A Three Pole MCB L&T Exora BB30500C | LTMCB | Nos |  | 50A Three Pole MCB L&T Exora BB30500C |  | 0 | 0 | 1 | 1 | 1 | 0.0 | 0.0 | 0.0 | 0 |  |  | 0.0 | Electrical Components | 50A Three Pole MCB L&T Exora BB30500C | 0 | 31-12-2099 | Material Transfer |  | 0.0 |  | 0 | 0 |  | 0 | 0 | 0 | 0 |  | 0 | Item Attribute | 1 | Nos | 0.0 | 0.0 | 0 | 0.0 | 0 | L&T | BB30500C | India |  |  | 0 | 0.0 |  | 0 | 0 |  | 0 | 0 | 0 | 0 |  |  | 0 | 0 | 0 |  | 0 | [5 empty] | 0 |  |  | 0 | [13 empty] | Nos | 1.0 | [10 empty] | Ringlus Electro Controls & Automation PVT LTD | [18 empty] | CGST - RNG | 9.0
[120 empty] | SGST - RNG | 9.0
| 63A Three Pole MCB L&T Exora BB30630C | 63A Three Pole MCB L&T Exora BB30630C | LTMCB | Nos |  | 63A Three Pole MCB L&T Exora BB30630C |  | 0 | 0 | 1 | 1 | 1 | 0.0 | 0.0 | 0.0 | 0 |  |  | 0.0 | Electrical Components | 63A Three Pole MCB L&T Exora BB30630C | 0 | 31-12-2099 | Material Transfer |  | 0.0 |  | 0 | 0 |  | 0 | 0 | 0 | 0 |  | 0 | Item Attribute | 1 | Nos | 0.0 | 0.0 | 0 | 0.0 | 0 | L&T | BB30630C | India |  |  | 0 | 0.0 |  | 0 | 0 |  | 0 | 0 | 0 | 0 |  |  | 0 | 0 | 0 |  | 0 | [5 empty] | 0 |  |  | 0 | [13 empty] | Nos | 1.0 | [10 empty] | Ringlus Electro Controls & Automation PVT LTD | [18 empty] | CGST - RNG | 9.0
[120 empty] | SGST - RNG | 9.0
| 2A Four Pole MCB L&T Exora BB40020C | 2A Four Pole MCB L&T Exora BB40020C | LTMCB | Nos |  | 2A Four Pole MCB L&T Exora BB40020C |  | 0 | 0 | 1 | 1 | 1 | 0.0 | 0.0 | 0.0 | 0 |  |  | 0.0 | Electrical Components | 2A Four Pole MCB L&T Exora BB40020C | 0 | 31-12-2099 | Material Transfer |  | 0.0 |  | 0 | 0 |  | 0 | 0 | 0 | 0 |  | 0 | Item Attribute | 1 | Nos | 0.0 | 0.0 | 0 | 0.0 | 0 | L&T | BB40020C | India |  |  | 0 | 0.0 |  | 0 | 0 |  | 0 | 0 | 0 | 0 |  |  | 0 | 0 | 0 |  | 0 | [5 empty] | 0 |  |  | 0 | [13 empty] | Nos | 1.0 | [10 empty] | Ringlus Electro Controls & Automation PVT LTD | [18 empty] | CGST - RNG | 9.0
[120 empty] | SGST - RNG | 9.0
| 4A Four Pole MCB L&T Exora BB40040C | 4A Four Pole MCB L&T Exora BB40040C | LTMCB | Nos |  | 4A Four Pole MCB L&T Exora BB40040C |  | 0 | 0 | 1 | 1 | 1 | 0.0 | 0.0 | 0.0 | 0 |  |  | 0.0 | Electrical Components | 4A Four Pole MCB L&T Exora BB40040C | 0 | 31-12-2099 | Material Transfer |  | 0.0 |  | 0 | 0 |  | 0 | 0 | 0 | 0 |  | 0 | Item Attribute | 1 | Nos | 0.0 | 0.0 | 0 | 0.0 | 0 | L&T | BB40040C | India |  |  | 0 | 0.0 |  | 0 | 0 |  | 0 | 0 | 0 | 0 |  |  | 0 | 0 | 0 |  | 0 | [5 empty] | 0 |  |  | 0 | [13 empty] | Nos | 1.0 | [10 empty] | Ringlus Electro Controls & Automation PVT LTD | [18 empty] | CGST - RNG | 9.0
[120 empty] | SGST - RNG | 9.0
| 6A Four Pole MCB L&T Exora BB40060C | 6A Four Pole MCB L&T Exora BB40060C | LTMCB | Nos |  | 6A Four Pole MCB L&T Exora BB40060C |  | 0 | 0 | 1 | 1 | 1 | 0.0 | 0.0 | 0.0 | 0 |  |  | 0.0 | Electrical Components | 6A Four Pole MCB L&T Exora BB40060C | 0 | 31-12-2099 | Material Transfer |  | 0.0 |  | 0 | 0 |  | 0 | 0 | 0 | 0 |  | 0 | Item Attribute | 1 | Nos | 0.0 | 0.0 | 0 | 0.0 | 0 | L&T | BB40060C | India |  |  | 0 | 0.0 |  | 0 | 0 |  | 0 | 0 | 0 | 0 |  |  | 0 | 0 | 0 |  | 0 | [5 empty] | 0 |  |  | 0 | [13 empty] | Nos | 1.0 | [10 empty] | Ringlus Electro Controls & Automation PVT LTD | [18 empty] | CGST - RNG | 9.0
[120 empty] | SGST - RNG | 9.0
| 10A Four Pole MCB L&T Exora BB40100C | 10A Four Pole MCB L&T Exora BB40100C | LTMCB | Nos |  | 10A Four Pole MCB L&T Exora BB40100C |  | 0 | 0 | 1 | 1 | 1 | 0.0 | 0.0 | 0.0 | 0 |  |  | 0.0 | Electrical Components | 10A Four Pole MCB L&T Exora BB40100C | 0 | 31-12-2099 | Material Transfer |  | 0.0 |  | 0 | 0 |  | 0 | 0 | 0 | 0 |  | 0 | Item Attribute | 1 | Nos | 0.0 | 0.0 | 0 | 0.0 | 0 | L&T | BB40100C | India |  |  | 0 | 0.0 |  | 0 | 0 |  | 0 | 0 | 0 | 0 |  |  | 0 | 0 | 0 |  | 0 | [5 empty] | 0 |  |  | 0 | [13 empty] | Nos | 1.0 | [10 empty] | Ringlus Electro Controls & Automation PVT LTD | [18 empty] | CGST - RNG | 9.0
[120 empty] | SGST - RNG | 9.0
| 16A Four Pole MCB L&T Exora BB40160C | 16A Four Pole MCB L&T Exora BB40160C | LTMCB | Nos |  | 16A Four Pole MCB L&T Exora BB40160C |  | 0 | 0 | 1 | 1 | 1 | 0.0 | 0.0 | 0.0 | 0 |  |  | 0.0 | Electrical Components | 16A Four Pole MCB L&T Exora BB40160C | 0 | 31-12-2099 | Material Transfer |  | 0.0 |  | 0 | 0 |  | 0 | 0 | 0 | 0 |  | 0 | Item Attribute | 1 | Nos | 0.0 | 0.0 | 0 | 0.0 | 0 | L&T | BB40160C | India |  |  | 0 | 0.0 |  | 0 | 0 |  | 0 | 0 | 0 | 0 |  |  | 0 | 0 | 0 |  | 0 | [5 empty] | 0 |  |  | 0 | [13 empty] | Nos | 1.0 | [10 empty] | Ringlus Electro Controls & Automation PVT LTD | [18 empty] | CGST - RNG | 9.0
[120 empty] | SGST - RNG | 9.0
| 20A Four Pole MCB L&T Exora BB40200C | 20A Four Pole MCB L&T Exora BB40200C | LTMCB | Nos |  | 20A Four Pole MCB L&T Exora BB40200C |  | 0 | 0 | 1 | 1 | 1 | 0.0 | 0.0 | 0.0 | 0 |  |  | 0.0 | Electrical Components | 20A Four Pole MCB L&T Exora BB40200C | 0 | 31-12-2099 | Material Transfer |  | 0.0 |  | 0 | 0 |  | 0 | 0 | 0 | 0 |  | 0 | Item Attribute | 1 | Nos | 0.0 | 0.0 | 0 | 0.0 | 0 | L&T | BB40200C | India |  |  | 0 | 0.0 |  | 0 | 0 |  | 0 | 0 | 0 | 0 |  |  | 0 | 0 | 0 |  | 0 | [5 empty] | 0 |  |  | 0 | [13 empty] | Nos | 1.0 | [10 empty] | Ringlus Electro Controls & Automation PVT LTD | [18 empty] | CGST - RNG | 9.0
[120 empty] | SGST - RNG | 9.0
| 25A Four Pole MCB L&T Exora BB40250C | 25A Four Pole MCB L&T Exora BB40250C | LTMCB | Nos |  | 25A Four Pole MCB L&T Exora BB40250C |  | 0 | 0 | 1 | 1 | 1 | 0.0 | 0.0 | 0.0 | 0 |  |  | 0.0 | Electrical Components | 25A Four Pole MCB L&T Exora BB40250C | 0 | 31-12-2099 | Material Transfer |  | 0.0 |  | 0 | 0 |  | 0 | 0 | 0 | 0 |  | 0 | Item Attribute | 1 | Nos | 0.0 | 0.0 | 0 | 0.0 | 0 | L&T | BB40250C | India |  |  | 0 | 0.0 |  | 0 | 0 |  | 0 | 0 | 0 | 0 |  |  | 0 | 0 | 0 |  | 0 | [5 empty] | 0 |  |  | 0 | [13 empty] | Nos | 1.0 | [10 empty] | Ringlus Electro Controls & Automation PVT LTD | [18 empty] | CGST - RNG | 9.0
[120 empty] | SGST - RNG | 9.0
| 32A Four Pole MCB L&T Exora BB40320C | 32A Four Pole MCB L&T Exora BB40320C | LTMCB | Nos |  | 32A Four Pole MCB L&T Exora BB40320C |  | 0 | 0 | 1 | 1 | 1 | 0.0 | 0.0 | 0.0 | 0 |  |  | 0.0 | Electrical Components | 32A Four Pole MCB L&T Exora BB40320C | 0 | 31-12-2099 | Material Transfer |  | 0.0 |  | 0 | 0 |  | 0 | 0 | 0 | 0 |  | 0 | Item Attribute | 1 | Nos | 0.0 | 0.0 | 0 | 0.0 | 0 | L&T | BB40320C | India |  |  | 0 | 0.0 |  | 0 | 0 |  | 0 | 0 | 0 | 0 |  |  | 0 | 0 | 0 |  | 0 | [5 empty] | 0 |  |  | 0 | [13 empty] | Nos | 1.0 | [10 empty] | Ringlus Electro Controls & Automation PVT LTD | [18 empty] | CGST - RNG | 9.0
[120 empty] | SGST - RNG | 9.0
| 40A Four Pole MCB L&T Exora BB40400C | 40A Four Pole MCB L&T Exora BB40400C | LTMCB | Nos |  | 40A Four Pole MCB L&T Exora BB40400C |  | 0 | 0 | 1 | 1 | 1 | 0.0 | 0.0 | 0.0 | 0 |  |  | 0.0 | Electrical Components | 40A Four Pole MCB L&T Exora BB40400C | 0 | 31-12-2099 | Material Transfer |  | 0.0 |  | 0 | 0 |  | 0 | 0 | 0 | 0 |  | 0 | Item Attribute | 1 | Nos | 0.0 | 0.0 | 0 | 0.0 | 0 | L&T | BB40400C | India |  |  | 0 | 0.0 |  | 0 | 0 |  | 0 | 0 | 0 | 0 |  |  | 0 | 0 | 0 |  | 0 | [5 empty] | 0 |  |  | 0 | [13 empty] | Nos | 1.0 | [10 empty] | Ringlus Electro Controls & Automation PVT LTD | [18 empty] | CGST - RNG | 9.0
[120 empty] | SGST - RNG | 9.0
| 50A Four Pole MCB L&T Exora BB40500C | 50A Four Pole MCB L&T Exora BB40500C | LTMCB | Nos |  | 50A Four Pole MCB L&T Exora BB40500C |  | 0 | 0 | 1 | 1 | 1 | 0.0 | 0.0 | 0.0 | 0 |  |  | 0.0 | Electrical Components | 50A Four Pole MCB L&T Exora BB40500C | 0 | 31-12-2099 | Material Transfer |  | 0.0 |  | 0 | 0 |  | 0 | 0 | 0 | 0 |  | 0 | Item Attribute | 1 | Nos | 0.0 | 0.0 | 0 | 0.0 | 0 | L&T | BB40500C | India |  |  | 0 | 0.0 |  | 0 | 0 |  | 0 | 0 | 0 | 0 |  |  | 0 | 0 | 0 |  | 0 | [5 empty] | 0 |  |  | 0 | [13 empty] | Nos | 1.0 | [10 empty] | Ringlus Electro Controls & Automation PVT LTD | [18 empty] | CGST - RNG | 9.0
[120 empty] | SGST - RNG | 9.0
| 63A Four Pole MCB L&T Exora BB40630C | 63A Four Pole MCB L&T Exora BB40630C | LTMCB | Nos |  | 63A Four Pole MCB L&T Exora BB40630C |  | 0 | 0 | 1 | 1 | 1 | 0.0 | 0.0 | 0.0 | 0 |  |  | 0.0 | Electrical Components | 63A Four Pole MCB L&T Exora BB40630C | 0 | 31-12-2099 | Material Transfer |  | 0.0 |  | 0 | 0 |  | 0 | 0 | 0 | 0 |  | 0 | Item Attribute | 1 | Nos | 0.0 | 0.0 | 0 | 0.0 | 0 | L&T | BB40630C | India |  |  | 0 | 0.0 |  | 0 | 0 |  | 0 | 0 | 0 | 0 |  |  | 0 | 0 | 0 |  | 0 | [5 empty] | 0 |  |  | 0 | [13 empty] | Nos | 1.0 | [10 empty] | Ringlus Electro Controls & Automation PVT LTD | [18 empty] | CGST - RNG | 9.0
[120 empty] | SGST - RNG | 9.0
| 40A Double Pole MCB Isolator L&T Exora BF204000 | 40A Double Pole MCB Isolator L&T Exora BF204000 | LTMCB | Nos |  | 40A Double Pole MCB Isolator L&T Exora BF204000 |  | 0 | 0 | 1 | 1 | 1 | 0.0 | 0.0 | 0.0 | 0 |  |  | 0.0 | Electrical Components | 40A Double Pole MCB Isolator L&T Exora BF204000 | 0 | 31-12-2099 | Material Transfer |  | 0.0 |  | 0 | 0 |  | 0 | 0 | 0 | 0 |  | 0 | Item Attribute | 1 | Nos | 0.0 | 0.0 | 0 | 0.0 | 0 | L&T | BF204000 | India |  |  | 0 | 0.0 |  | 0 | 0 |  | 0 | 0 | 0 | 0 |  |  | 0 | 0 | 0 |  | 0 | [5 empty] | 0 |  |  | 0 | [13 empty] | Nos | 1.0 | [10 empty] | Ringlus Electro Controls & Automation PVT LTD | [18 empty] | CGST - RNG | 9.0
[120 empty] | SGST - RNG | 9.0
| 63A Double Pole MCB Isolator L&T Exora BF206300 | 63A Double Pole MCB Isolator L&T Exora BF206300 | LTMCB | Nos |  | 63A Double Pole MCB Isolator L&T Exora BF206300 |  | 0 | 0 | 1 | 1 | 1 | 0.0 | 0.0 | 0.0 | 0 |  |  | 0.0 | Electrical Components | 63A Double Pole MCB Isolator L&T Exora BF206300 | 0 | 31-12-2099 | Material Transfer |  | 0.0 |  | 0 | 0 |  | 0 | 0 | 0 | 0 |  | 0 | Item Attribute | 1 | Nos | 0.0 | 0.0 | 0 | 0.0 | 0 | L&T | BF206300 | India |  |  | 0 | 0.0 |  | 0 | 0 |  | 0 | 0 | 0 | 0 |  |  | 0 | 0 | 0 |  | 0 | [5 empty] | 0 |  |  | 0 | [13 empty] | Nos | 1.0 | [10 empty] | Ringlus Electro Controls & Automation PVT LTD | [18 empty] | CGST - RNG | 9.0
[120 empty] | SGST - RNG | 9.0
| 80A Double Pole MCB Isolator L&T Exora BF208000 | 80A Double Pole MCB Isolator L&T Exora BF208000 | LTMCB | Nos |  | 80A Double Pole MCB Isolator L&T Exora BF208000 |  | 0 | 0 | 1 | 1 | 1 | 0.0 | 0.0 | 0.0 | 0 |  |  | 0.0 | Electrical Components | 80A Double Pole MCB Isolator L&T Exora BF208000 | 0 | 31-12-2099 | Material Transfer |  | 0.0 |  | 0 | 0 |  | 0 | 0 | 0 | 0 |  | 0 | Item Attribute | 1 | Nos | 0.0 | 0.0 | 0 | 0.0 | 0 | L&T | BF208000 | India |  |  | 0 | 0.0 |  | 0 | 0 |  | 0 | 0 | 0 | 0 |  |  | 0 | 0 | 0 |  | 0 | [5 empty] | 0 |  |  | 0 | [13 empty] | Nos | 1.0 | [10 empty] | Ringlus Electro Controls & Automation PVT LTD | [18 empty] | CGST - RNG | 9.0
[120 empty] | SGST - RNG | 9.0
| 100A Double Pole MCB Isolator L&T Exora BF210000 | 100A Double Pole MCB Isolator L&T Exora BF210000 | LTMCB | Nos |  | 100A Double Pole MCB Isolator L&T Exora BF210000 |  | 0 | 0 | 1 | 1 | 1 | 0.0 | 0.0 | 0.0 | 0 |  |  | 0.0 | Electrical Components | 100A Double Pole MCB Isolator L&T Exora BF210000 | 0 | 31-12-2099 | Material Transfer |  | 0.0 |  | 0 | 0 |  | 0 | 0 | 0 | 0 |  | 0 | Item Attribute | 1 | Nos | 0.0 | 0.0 | 0 | 0.0 | 0 | L&T | BF210000 | India |  |  | 0 | 0.0 |  | 0 | 0 |  | 0 | 0 | 0 | 0 |  |  | 0 | 0 | 0 |  | 0 | [5 empty] | 0 |  |  | 0 | [13 empty] | Nos | 1.0 | [10 empty] | Ringlus Electro Controls & Automation PVT LTD | [18 empty] | CGST - RNG | 9.0
[120 empty] | SGST - RNG | 9.0
| 40A Triple Pole MCB Isolator L&T Exora BF304000 | 40A Triple Pole MCB Isolator L&T Exora BF304000 | LTMCB | Nos |  | 40A Triple Pole MCB Isolator L&T Exora BF304000 |  | 0 | 0 | 1 | 1 | 1 | 0.0 | 0.0 | 0.0 | 0 |  |  | 0.0 | Electrical Components | 40A Triple Pole MCB Isolator L&T Exora BF304000 | 0 | 31-12-2099 | Material Transfer |  | 0.0 |  | 0 | 0 |  | 0 | 0 | 0 | 0 |  | 0 | Item Attribute | 1 | Nos | 0.0 | 0.0 | 0 | 0.0 | 0 | L&T | BF304000 | India |  |  | 0 | 0.0 |  | 0 | 0 |  | 0 | 0 | 0 | 0 |  |  | 0 | 0 | 0 |  | 0 | [5 empty] | 0 |  |  | 0 | [13 empty] | Nos | 1.0 | [10 empty] | Ringlus Electro Controls & Automation PVT LTD | [18 empty] | CGST - RNG | 9.0
[120 empty] | SGST - RNG | 9.0
| 63A Triple Pole MCB Isolator L&T Exora BF306300 | 63A Triple Pole MCB Isolator L&T Exora BF306300 | LTMCB | Nos |  | 63A Triple Pole MCB Isolator L&T Exora BF306300 |  | 0 | 0 | 1 | 1 | 1 | 0.0 | 0.0 | 0.0 | 0 |  |  | 0.0 | Electrical Components | 63A Triple Pole MCB Isolator L&T Exora BF306300 | 0 | 31-12-2099 | Material Transfer |  | 0.0 |  | 0 | 0 |  | 0 | 0 | 0 | 0 |  | 0 | Item Attribute | 1 | Nos | 0.0 | 0.0 | 0 | 0.0 | 0 | L&T | BF306300 | India |  |  | 0 | 0.0 |  | 0 | 0 |  | 0 | 0 | 0 | 0 |  |  | 0 | 0 | 0 |  | 0 | [5 empty] | 0 |  |  | 0 | [13 empty] | Nos | 1.0 | [10 empty] | Ringlus Electro Controls & Automation PVT LTD | [18 empty] | CGST - RNG | 9.0
[120 empty] | SGST - RNG | 9.0
| 80A Triple Pole MCB Isolator L&T Exora BF308000 | 80A Triple Pole MCB Isolator L&T Exora BF308000 | LTMCB | Nos |  | 80A Triple Pole MCB Isolator L&T Exora BF308000 |  | 0 | 0 | 1 | 1 | 1 | 0.0 | 0.0 | 0.0 | 0 |  |  | 0.0 | Electrical Components | 80A Triple Pole MCB Isolator L&T Exora BF308000 | 0 | 31-12-2099 | Material Transfer |  | 0.0 |  | 0 | 0 |  | 0 | 0 | 0 | 0 |  | 0 | Item Attribute | 1 | Nos | 0.0 | 0.0 | 0 | 0.0 | 0 | L&T | BF308000 | India |  |  | 0 | 0.0 |  | 0 | 0 |  | 0 | 0 | 0 | 0 |  |  | 0 | 0 | 0 |  | 0 | [5 empty] | 0 |  |  | 0 | [13 empty] | Nos | 1.0 | [10 empty] | Ringlus Electro Controls & Automation PVT LTD | [18 empty] | CGST - RNG | 9.0
[120 empty] | SGST - RNG | 9.0
| 100A Triple Pole MCB Isolator L&T Exora BF310000 | 100A Triple Pole MCB Isolator L&T Exora BF310000 | LTMCB | Nos |  | 100A Triple Pole MCB Isolator L&T Exora BF310000 |  | 0 | 0 | 1 | 1 | 1 | 0.0 | 0.0 | 0.0 | 0 |  |  | 0.0 | Electrical Components | 100A Triple Pole MCB Isolator L&T Exora BF310000 | 0 | 31-12-2099 | Material Transfer |  | 0.0 |  | 0 | 0 |  | 0 | 0 | 0 | 0 |  | 0 | Item Attribute | 1 | Nos | 0.0 | 0.0 | 0 | 0.0 | 0 | L&T | BF310000 | India |  |  | 0 | 0.0 |  | 0 | 0 |  | 0 | 0 | 0 | 0 |  |  | 0 | 0 | 0 |  | 0 | [5 empty] | 0 |  |  | 0 | [13 empty] | Nos | 1.0 | [10 empty] | Ringlus Electro Controls & Automation PVT LTD | [18 empty] | CGST - RNG | 9.0
[120 empty] | SGST - RNG | 9.0
| 40A Four Pole MCB Isolator L&T Exora BF404000 | 40A Four Pole MCB Isolator L&T Exora BF404000 | LTMCB | Nos |  | 40A Four Pole MCB Isolator L&T Exora BF404000 |  | 0 | 0 | 1 | 1 | 1 | 0.0 | 0.0 | 0.0 | 0 |  |  | 0.0 | Electrical Components | 40A Four Pole MCB Isolator L&T Exora BF404000 | 0 | 31-12-2099 | Material Transfer |  | 0.0 |  | 0 | 0 |  | 0 | 0 | 0 | 0 |  | 0 | Item Attribute | 1 | Nos | 0.0 | 0.0 | 0 | 0.0 | 0 | L&T | BF404000 | India |  |  | 0 | 0.0 |  | 0 | 0 |  | 0 | 0 | 0 | 0 |  |  | 0 | 0 | 0 |  | 0 | [5 empty] | 0 |  |  | 0 | [13 empty] | Nos | 1.0 | [10 empty] | Ringlus Electro Controls & Automation PVT LTD | [18 empty] | CGST - RNG | 9.0
[120 empty] | SGST - RNG | 9.0
| 63A Four Pole MCB Isolator L&T Exora BF406300 | 63A Four Pole MCB Isolator L&T Exora BF406300 | LTMCB | Nos |  | 63A Four Pole MCB Isolator L&T Exora BF406300 |  | 0 | 0 | 1 | 1 | 1 | 0.0 | 0.0 | 0.0 | 0 |  |  | 0.0 | Electrical Components | 63A Four Pole MCB Isolator L&T Exora BF406300 | 0 | 31-12-2099 | Material Transfer |  | 0.0 |  | 0 | 0 |  | 0 | 0 | 0 | 0 |  | 0 | Item Attribute | 1 | Nos | 0.0 | 0.0 | 0 | 0.0 | 0 | L&T | BF406300 | India |  |  | 0 | 0.0 |  | 0 | 0 |  | 0 | 0 | 0 | 0 |  |  | 0 | 0 | 0 |  | 0 | [5 empty] | 0 |  |  | 0 | [13 empty] | Nos | 1.0 | [10 empty] | Ringlus Electro Controls & Automation PVT LTD | [18 empty] | CGST - RNG | 9.0
[120 empty] | SGST - RNG | 9.0
| 80A Four Pole MCB Isolator L&T Exora BF408000 | 80A Four Pole MCB Isolator L&T Exora BF408000 | LTMCB | Nos |  | 80A Four Pole MCB Isolator L&T Exora BF408000 |  | 0 | 0 | 1 | 1 | 1 | 0.0 | 0.0 | 0.0 | 0 |  |  | 0.0 | Electrical Components | 80A Four Pole MCB Isolator L&T Exora BF408000 | 0 | 31-12-2099 | Material Transfer |  | 0.0 |  | 0 | 0 |  | 0 | 0 | 0 | 0 |  | 0 | Item Attribute | 1 | Nos | 0.0 | 0.0 | 0 | 0.0 | 0 | L&T | BF408000 | India |  |  | 0 | 0.0 |  | 0 | 0 |  | 0 | 0 | 0 | 0 |  |  | 0 | 0 | 0 |  | 0 | [5 empty] | 0 |  |  | 0 | [13 empty] | Nos | 1.0 | [10 empty] | Ringlus Electro Controls & Automation PVT LTD | [18 empty] | CGST - RNG | 9.0
[120 empty] | SGST - RNG | 9.0
| 100A Four Pole MCB Isolator L&T Exora BF410000 | 100A Four Pole MCB Isolator L&T Exora BF410000 | LTMCB | Nos |  | 100A Four Pole MCB Isolator L&T Exora BF410000 |  | 0 | 0 | 1 | 1 | 1 | 0.0 | 0.0 | 0.0 | 0 |  |  | 0.0 | Electrical Components | 100A Four Pole MCB Isolator L&T Exora BF410000 | 0 | 31-12-2099 | Material Transfer |  | 0.0 |  | 0 | 0 |  | 0 | 0 | 0 | 0 |  | 0 | Item Attribute | 1 | Nos | 0.0 | 0.0 | 0 | 0.0 | 0 | L&T | BF410000 | India |  |  | 0 | 0.0 |  | 0 | 0 |  | 0 | 0 | 0 | 0 |  |  | 0 | 0 | 0 |  | 0 | [5 empty] | 0 |  |  | 0 | [13 empty] | Nos | 1.0 | [10 empty] | Ringlus Electro Controls & Automation PVT LTD | [18 empty] | CGST - RNG | 9.0
[120 empty] | SGST - RNG | 9.0
| 25A Double Pole 30mA ELCB L&T Exora BG202503 | 25A Double Pole 30mA ELCB L&T Exora BG202503 | LTMCB | Nos |  | 25A Double Pole 30mA ELCB L&T Exora BG202503 |  | 0 | 0 | 1 | 1 | 1 | 0.0 | 0.0 | 0.0 | 0 |  |  | 0.0 | Electrical Components | 25A Double Pole 30mA ELCB L&T Exora BG202503 | 0 | 31-12-2099 | Material Transfer |  | 0.0 |  | 0 | 0 |  | 0 | 0 | 0 | 0 |  | 0 | Item Attribute | 1 | Nos | 0.0 | 0.0 | 0 | 0.0 | 0 | L&T | BG202503 | India |  |  | 0 | 0.0 |  | 0 | 0 |  | 0 | 0 | 0 | 0 |  |  | 0 | 0 | 0 |  | 0 | [5 empty] | 0 |  |  | 0 | [13 empty] | Nos | 1.0 | [10 empty] | Ringlus Electro Controls & Automation PVT LTD | [18 empty] | CGST - RNG | 9.0
[120 empty] | SGST - RNG | 9.0
| 25A Double Pole 100mA ELCB L&T Exora BG202510 | 25A Double Pole 100mA ELCB L&T Exora BG202510 | LTMCB | Nos |  | 25A Double Pole 100mA ELCB L&T Exora BG202510 |  | 0 | 0 | 1 | 1 | 1 | 0.0 | 0.0 | 0.0 | 0 |  |  | 0.0 | Electrical Components | 25A Double Pole 100mA ELCB L&T Exora BG202510 | 0 | 31-12-2099 | Material Transfer |  | 0.0 |  | 0 | 0 |  | 0 | 0 | 0 | 0 |  | 0 | Item Attribute | 1 | Nos | 0.0 | 0.0 | 0 | 0.0 | 0 | L&T | BG202510 | India |  |  | 0 | 0.0 |  | 0 | 0 |  | 0 | 0 | 0 | 0 |  |  | 0 | 0 | 0 |  | 0 | [5 empty] | 0 |  |  | 0 | [13 empty] | Nos | 1.0 | [10 empty] | Ringlus Electro Controls & Automation PVT LTD | [18 empty] | CGST - RNG | 9.0
[120 empty] | SGST - RNG | 9.0
| 25A Double Pole 300mA ELCB L&T Exora BG202530 | 25A Double Pole 300mA ELCB L&T Exora BG202530 | LTMCB | Nos |  | 25A Double Pole 300mA ELCB L&T Exora BG202530 |  | 0 | 0 | 1 | 1 | 1 | 0.0 | 0.0 | 0.0 | 0 |  |  | 0.0 | Electrical Components | 25A Double Pole 300mA ELCB L&T Exora BG202530 | 0 | 31-12-2099 | Material Transfer |  | 0.0 |  | 0 | 0 |  | 0 | 0 | 0 | 0 |  | 0 | Item Attribute | 1 | Nos | 0.0 | 0.0 | 0 | 0.0 | 0 | L&T | BG202530 | India |  |  | 0 | 0.0 |  | 0 | 0 |  | 0 | 0 | 0 | 0 |  |  | 0 | 0 | 0 |  | 0 | [5 empty] | 0 |  |  | 0 | [13 empty] | Nos | 1.0 | [10 empty] | Ringlus Electro Controls & Automation PVT LTD | [18 empty] | CGST - RNG | 9.0
[120 empty] | SGST - RNG | 9.0
| 40A Double Pole 30mA ELCB L&T Exora BG204003 | 40A Double Pole 30mA ELCB L&T Exora BG204003 | LTMCB | Nos |  | 40A Double Pole 30mA ELCB L&T Exora BG204003 |  | 0 | 0 | 1 | 1 | 1 | 0.0 | 0.0 | 0.0 | 0 |  |  | 0.0 | Electrical Components | 40A Double Pole 30mA ELCB L&T Exora BG204003 | 0 | 31-12-2099 | Material Transfer |  | 0.0 |  | 0 | 0 |  | 0 | 0 | 0 | 0 |  | 0 | Item Attribute | 1 | Nos | 0.0 | 0.0 | 0 | 0.0 | 0 | L&T | BG204003 | India |  |  | 0 | 0.0 |  | 0 | 0 |  | 0 | 0 | 0 | 0 |  |  | 0 | 0 | 0 |  | 0 | [5 empty] | 0 |  |  | 0 | [13 empty] | Nos | 1.0 | [10 empty] | Ringlus Electro Controls & Automation PVT LTD | [18 empty] | CGST - RNG | 9.0
[120 empty] | SGST - RNG | 9.0
| 40A Double Pole 100mA ELCB L&T Exora BG204010 | 40A Double Pole 100mA ELCB L&T Exora BG204010 | LTMCB | Nos |  | 40A Double Pole 100mA ELCB L&T Exora BG204010 |  | 0 | 0 | 1 | 1 | 1 | 0.0 | 0.0 | 0.0 | 0 |  |  | 0.0 | Electrical Components | 40A Double Pole 100mA ELCB L&T Exora BG204010 | 0 | 31-12-2099 | Material Transfer |  | 0.0 |  | 0 | 0 |  | 0 | 0 | 0 | 0 |  | 0 | Item Attribute | 1 | Nos | 0.0 | 0.0 | 0 | 0.0 | 0 | L&T | BG204010 | India |  |  | 0 | 0.0 |  | 0 | 0 |  | 0 | 0 | 0 | 0 |  |  | 0 | 0 | 0 |  | 0 | [5 empty] | 0 |  |  | 0 | [13 empty] | Nos | 1.0 | [10 empty] | Ringlus Electro Controls & Automation PVT LTD | [18 empty] | CGST - RNG | 9.0
[120 empty] | SGST - RNG | 9.0
| 40A Double Pole 300mA ELCB L&T Exora BG204030 | 40A Double Pole 300mA ELCB L&T Exora BG204030 | LTMCB | Nos |  | 40A Double Pole 300mA ELCB L&T Exora BG204030 |  | 0 | 0 | 1 | 1 | 1 | 0.0 | 0.0 | 0.0 | 0 |  |  | 0.0 | Electrical Components | 40A Double Pole 300mA ELCB L&T Exora BG204030 | 0 | 31-12-2099 | Material Transfer |  | 0.0 |  | 0 | 0 |  | 0 | 0 | 0 | 0 |  | 0 | Item Attribute | 1 | Nos | 0.0 | 0.0 | 0 | 0.0 | 0 | L&T | BG204030 | India |  |  | 0 | 0.0 |  | 0 | 0 |  | 0 | 0 | 0 | 0 |  |  | 0 | 0 | 0 |  | 0 | [5 empty] | 0 |  |  | 0 | [13 empty] | Nos | 1.0 | [10 empty] | Ringlus Electro Controls & Automation PVT LTD | [18 empty] | CGST - RNG | 9.0
[120 empty] | SGST - RNG | 9.0
| 63A Double Pole 30mA ELCB L&T Exora BG206303 | 63A Double Pole 30mA ELCB L&T Exora BG206303 | LTMCB | Nos |  | 63A Double Pole 30mA ELCB L&T Exora BG206303 |  | 0 | 0 | 1 | 1 | 1 | 0.0 | 0.0 | 0.0 | 0 |  |  | 0.0 | Electrical Components | 63A Double Pole 30mA ELCB L&T Exora BG206303 | 0 | 31-12-2099 | Material Transfer |  | 0.0 |  | 0 | 0 |  | 0 | 0 | 0 | 0 |  | 0 | Item Attribute | 1 | Nos | 0.0 | 0.0 | 0 | 0.0 | 0 | L&T | BG206303 | India |  |  | 0 | 0.0 |  | 0 | 0 |  | 0 | 0 | 0 | 0 |  |  | 0 | 0 | 0 |  | 0 | [5 empty] | 0 |  |  | 0 | [13 empty] | Nos | 1.0 | [10 empty] | Ringlus Electro Controls & Automation PVT LTD | [18 empty] | CGST - RNG | 9.0
[120 empty] | SGST - RNG | 9.0
| 63A Double Pole 100mA ELCB L&T Exora BG206310 | 63A Double Pole 100mA ELCB L&T Exora BG206310 | LTMCB | Nos |  | 63A Double Pole 100mA ELCB L&T Exora BG206310 |  | 0 | 0 | 1 | 1 | 1 | 0.0 | 0.0 | 0.0 | 0 |  |  | 0.0 | Electrical Components | 63A Double Pole 100mA ELCB L&T Exora BG206310 | 0 | 31-12-2099 | Material Transfer |  | 0.0 |  | 0 | 0 |  | 0 | 0 | 0 | 0 |  | 0 | Item Attribute | 1 | Nos | 0.0 | 0.0 | 0 | 0.0 | 0 | L&T | BG206310 | India |  |  | 0 | 0.0 |  | 0 | 0 |  | 0 | 0 | 0 | 0 |  |  | 0 | 0 | 0 |  | 0 | [5 empty] | 0 |  |  | 0 | [13 empty] | Nos | 1.0 | [10 empty] | Ringlus Electro Controls & Automation PVT LTD | [18 empty] | CGST - RNG | 9.0
[120 empty] | SGST - RNG | 9.0
| 63A Double Pole 300mA ELCB L&T Exora BG206330 | 63A Double Pole 300mA ELCB L&T Exora BG206330 | LTMCB | Nos |  | 63A Double Pole 300mA ELCB L&T Exora BG206330 |  | 0 | 0 | 1 | 1 | 1 | 0.0 | 0.0 | 0.0 | 0 |  |  | 0.0 | Electrical Components | 63A Double Pole 300mA ELCB L&T Exora BG206330 | 0 | 31-12-2099 | Material Transfer |  | 0.0 |  | 0 | 0 |  | 0 | 0 | 0 | 0 |  | 0 | Item Attribute | 1 | Nos | 0.0 | 0.0 | 0 | 0.0 | 0 | L&T | BG206330 | India |  |  | 0 | 0.0 |  | 0 | 0 |  | 0 | 0 | 0 | 0 |  |  | 0 | 0 | 0 |  | 0 | [5 empty] | 0 |  |  | 0 | [13 empty] | Nos | 1.0 | [10 empty] | Ringlus Electro Controls & Automation PVT LTD | [18 empty] | CGST - RNG | 9.0
[120 empty] | SGST - RNG | 9.0
| 100A Double Pole 30mA ELCB L&T Exora BG210003 | 100A Double Pole 30mA ELCB L&T Exora BG210003 | LTMCB | Nos |  | 100A Double Pole 30mA ELCB L&T Exora BG210003 |  | 0 | 0 | 1 | 1 | 1 | 0.0 | 0.0 | 0.0 | 0 |  |  | 0.0 | Electrical Components | 100A Double Pole 30mA ELCB L&T Exora BG210003 | 0 | 31-12-2099 | Material Transfer |  | 0.0 |  | 0 | 0 |  | 0 | 0 | 0 | 0 |  | 0 | Item Attribute | 1 | Nos | 0.0 | 0.0 | 0 | 0.0 | 0 | L&T | BG210003 | India |  |  | 0 | 0.0 |  | 0 | 0 |  | 0 | 0 | 0 | 0 |  |  | 0 | 0 | 0 |  | 0 | [5 empty] | 0 |  |  | 0 | [13 empty] | Nos | 1.0 | [10 empty] | Ringlus Electro Controls & Automation PVT LTD | [18 empty] | CGST - RNG | 9.0
[120 empty] | SGST - RNG | 9.0
| 100A Double Pole 100mA ELCB L&T Exora BG210010 | 100A Double Pole 100mA ELCB L&T Exora BG210010 | LTMCB | Nos |  | 100A Double Pole 100mA ELCB L&T Exora BG210010 |  | 0 | 0 | 1 | 1 | 1 | 0.0 | 0.0 | 0.0 | 0 |  |  | 0.0 | Electrical Components | 100A Double Pole 100mA ELCB L&T Exora BG210010 | 0 | 31-12-2099 | Material Transfer |  | 0.0 |  | 0 | 0 |  | 0 | 0 | 0 | 0 |  | 0 | Item Attribute | 1 | Nos | 0.0 | 0.0 | 0 | 0.0 | 0 | L&T | BG210010 | India |  |  | 0 | 0.0 |  | 0 | 0 |  | 0 | 0 | 0 | 0 |  |  | 0 | 0 | 0 |  | 0 | [5 empty] | 0 |  |  | 0 | [13 empty] | Nos | 1.0 | [10 empty] | Ringlus Electro Controls & Automation PVT LTD | [18 empty] | CGST - RNG | 9.0
[120 empty] | SGST - RNG | 9.0
| 100A Double Pole 300mA ELCB L&T Exora BG210030 | 100A Double Pole 300mA ELCB L&T Exora BG210030 | LTMCB | Nos |  | 100A Double Pole 300mA ELCB L&T Exora BG210030 |  | 0 | 0 | 1 | 1 | 1 | 0.0 | 0.0 | 0.0 | 0 |  |  | 0.0 | Electrical Components | 100A Double Pole 300mA ELCB L&T Exora BG210030 | 0 | 31-12-2099 | Material Transfer |  | 0.0 |  | 0 | 0 |  | 0 | 0 | 0 | 0 |  | 0 | Item Attribute | 1 | Nos | 0.0 | 0.0 | 0 | 0.0 | 0 | L&T | BG210030 | India |  |  | 0 | 0.0 |  | 0 | 0 |  | 0 | 0 | 0 | 0 |  |  | 0 | 0 | 0 |  | 0 | [5 empty] | 0 |  |  | 0 | [13 empty] | Nos | 1.0 | [10 empty] | Ringlus Electro Controls & Automation PVT LTD | [18 empty] | CGST - RNG | 9.0
[120 empty] | SGST - RNG | 9.0
| 25A Four Pole 30mA ELCB L&T Exora BG402503 | 25A Four Pole 30mA ELCB L&T Exora BG402503 | LTMCB | Nos |  | 25A Four Pole 30mA ELCB L&T Exora BG402503 |  | 0 | 0 | 1 | 1 | 1 | 0.0 | 0.0 | 0.0 | 0 |  |  | 0.0 | Electrical Components | 25A Four Pole 30mA ELCB L&T Exora BG402503 | 0 | 31-12-2099 | Material Transfer |  | 0.0 |  | 0 | 0 |  | 0 | 0 | 0 | 0 |  | 0 | Item Attribute | 1 | Nos | 0.0 | 0.0 | 0 | 0.0 | 0 | L&T | BG402503 | India |  |  | 0 | 0.0 |  | 0 | 0 |  | 0 | 0 | 0 | 0 |  |  | 0 | 0 | 0 |  | 0 | [5 empty] | 0 |  |  | 0 | [13 empty] | Nos | 1.0 | [10 empty] | Ringlus Electro Controls & Automation PVT LTD | [18 empty] | CGST - RNG | 9.0
[120 empty] | SGST - RNG | 9.0
| 25A Four Pole 100mA ELCB L&T Exora BG402510 | 25A Four Pole 100mA ELCB L&T Exora BG402510 | LTMCB | Nos |  | 25A Four Pole 100mA ELCB L&T Exora BG402510 |  | 0 | 0 | 1 | 1 | 1 | 0.0 | 0.0 | 0.0 | 0 |  |  | 0.0 | Electrical Components | 25A Four Pole 100mA ELCB L&T Exora BG402510 | 0 | 31-12-2099 | Material Transfer |  | 0.0 |  | 0 | 0 |  | 0 | 0 | 0 | 0 |  | 0 | Item Attribute | 1 | Nos | 0.0 | 0.0 | 0 | 0.0 | 0 | L&T | BG402510 | India |  |  | 0 | 0.0 |  | 0 | 0 |  | 0 | 0 | 0 | 0 |  |  | 0 | 0 | 0 |  | 0 | [5 empty] | 0 |  |  | 0 | [13 empty] | Nos | 1.0 | [10 empty] | Ringlus Electro Controls & Automation PVT LTD | [18 empty] | CGST - RNG | 9.0
[120 empty] | SGST - RNG | 9.0
| 25A Four Pole 300mA ELCB L&T Exora BG402530 | 25A Four Pole 300mA ELCB L&T Exora BG402530 | LTMCB | Nos |  | 25A Four Pole 300mA ELCB L&T Exora BG402530 |  | 0 | 0 | 1 | 1 | 1 | 0.0 | 0.0 | 0.0 | 0 |  |  | 0.0 | Electrical Components | 25A Four Pole 300mA ELCB L&T Exora BG402530 | 0 | 31-12-2099 | Material Transfer |  | 0.0 |  | 0 | 0 |  | 0 | 0 | 0 | 0 |  | 0 | Item Attribute | 1 | Nos | 0.0 | 0.0 | 0 | 0.0 | 0 | L&T | BG402530 | India |  |  | 0 | 0.0 |  | 0 | 0 |  | 0 | 0 | 0 | 0 |  |  | 0 | 0 | 0 |  | 0 | [5 empty] | 0 |  |  | 0 | [13 empty] | Nos | 1.0 | [10 empty] | Ringlus Electro Controls & Automation PVT LTD | [18 empty] | CGST - RNG | 9.0
[120 empty] | SGST - RNG | 9.0
| 40A Four Pole 30mA ELCB L&T Exora BG404003 | 40A Four Pole 30mA ELCB L&T Exora BG404003 | LTMCB | Nos |  | 40A Four Pole 30mA ELCB L&T Exora BG404003 |  | 0 | 0 | 1 | 1 | 1 | 0.0 | 0.0 | 0.0 | 0 |  |  | 0.0 | Electrical Components | 40A Four Pole 30mA ELCB L&T Exora BG404003 | 0 | 31-12-2099 | Material Transfer |  | 0.0 |  | 0 | 0 |  | 0 | 0 | 0 | 0 |  | 0 | Item Attribute | 1 | Nos | 0.0 | 0.0 | 0 | 0.0 | 0 | L&T | BG404003 | India |  |  | 0 | 0.0 |  | 0 | 0 |  | 0 | 0 | 0 | 0 |  |  | 0 | 0 | 0 |  | 0 | [5 empty] | 0 |  |  | 0 | [13 empty] | Nos | 1.0 | [10 empty] | Ringlus Electro Controls & Automation PVT LTD | [18 empty] | CGST - RNG | 9.0
[120 empty] | SGST - RNG | 9.0
| 40A Four Pole 100mA ELCB L&T Exora BG404010 | 40A Four Pole 100mA ELCB L&T Exora BG404010 | LTMCB | Nos |  | 40A Four Pole 100mA ELCB L&T Exora BG404010 |  | 0 | 0 | 1 | 1 | 1 | 0.0 | 0.0 | 0.0 | 0 |  |  | 0.0 | Electrical Components | 40A Four Pole 100mA ELCB L&T Exora BG404010 | 0 | 31-12-2099 | Material Transfer |  | 0.0 |  | 0 | 0 |  | 0 | 0 | 0 | 0 |  | 0 | Item Attribute | 1 | Nos | 0.0 | 0.0 | 0 | 0.0 | 0 | L&T | BG404010 | India |  |  | 0 | 0.0 |  | 0 | 0 |  | 0 | 0 | 0 | 0 |  |  | 0 | 0 | 0 |  | 0 | [5 empty] | 0 |  |  | 0 | [13 empty] | Nos | 1.0 | [10 empty] | Ringlus Electro Controls & Automation PVT LTD | [18 empty] | CGST - RNG | 9.0
[120 empty] | SGST - RNG | 9.0
| 40A Four Pole 300mA ELCB L&T Exora BG404030 | 40A Four Pole 300mA ELCB L&T Exora BG404030 | LTMCB | Nos |  | 40A Four Pole 300mA ELCB L&T Exora BG404030 |  | 0 | 0 | 1 | 1 | 1 | 0.0 | 0.0 | 0.0 | 0 |  |  | 0.0 | Electrical Components | 40A Four Pole 300mA ELCB L&T Exora BG404030 | 0 | 31-12-2099 | Material Transfer |  | 0.0 |  | 0 | 0 |  | 0 | 0 | 0 | 0 |  | 0 | Item Attribute | 1 | Nos | 0.0 | 0.0 | 0 | 0.0 | 0 | L&T | BG404030 | India |  |  | 0 | 0.0 |  | 0 | 0 |  | 0 | 0 | 0 | 0 |  |  | 0 | 0 | 0 |  | 0 | [5 empty] | 0 |  |  | 0 | [13 empty] | Nos | 1.0 | [10 empty] | Ringlus Electro Controls & Automation PVT LTD | [18 empty] | CGST - RNG | 9.0
[120 empty] | SGST - RNG | 9.0
| 63A Four Pole 30mA ELCB L&T Exora BG406303 | 63A Four Pole 30mA ELCB L&T Exora BG406303 | LTMCB | Nos |  | 63A Four Pole 30mA ELCB L&T Exora BG406303 |  | 0 | 0 | 1 | 1 | 1 | 0.0 | 0.0 | 0.0 | 0 |  |  | 0.0 | Electrical Components | 63A Four Pole 30mA ELCB L&T Exora BG406303 | 0 | 31-12-2099 | Material Transfer |  | 0.0 |  | 0 | 0 |  | 0 | 0 | 0 | 0 |  | 0 | Item Attribute | 1 | Nos | 0.0 | 0.0 | 0 | 0.0 | 0 | L&T | BG406303 | India |  |  | 0 | 0.0 |  | 0 | 0 |  | 0 | 0 | 0 | 0 |  |  | 0 | 0 | 0 |  | 0 | [5 empty] | 0 |  |  | 0 | [13 empty] | Nos | 1.0 | [10 empty] | Ringlus Electro Controls & Automation PVT LTD | [18 empty] | CGST - RNG | 9.0
[120 empty] | SGST - RNG | 9.0
| 63A Four Pole 100mA ELCB L&T Exora BG406310 | 63A Four Pole 100mA ELCB L&T Exora BG406310 | LTMCB | Nos |  | 63A Four Pole 100mA ELCB L&T Exora BG406310 |  | 0 | 0 | 1 | 1 | 1 | 0.0 | 0.0 | 0.0 | 0 |  |  | 0.0 | Electrical Components | 63A Four Pole 100mA ELCB L&T Exora BG406310 | 0 | 31-12-2099 | Material Transfer |  | 0.0 |  | 0 | 0 |  | 0 | 0 | 0 | 0 |  | 0 | Item Attribute | 1 | Nos | 0.0 | 0.0 | 0 | 0.0 | 0 | L&T | BG406310 | India |  |  | 0 | 0.0 |  | 0 | 0 |  | 0 | 0 | 0 | 0 |  |  | 0 | 0 | 0 |  | 0 | [5 empty] | 0 |  |  | 0 | [13 empty] | Nos | 1.0 | [10 empty] | Ringlus Electro Controls & Automation PVT LTD | [18 empty] | CGST - RNG | 9.0
[120 empty] | SGST - RNG | 9.0
| 63A Four Pole 300mA ELCB L&T Exora BG406330 | 63A Four Pole 300mA ELCB L&T Exora BG406330 | LTMCB | Nos |  | 63A Four Pole 300mA ELCB L&T Exora BG406330 |  | 0 | 0 | 1 | 1 | 1 | 0.0 | 0.0 | 0.0 | 0 |  |  | 0.0 | Electrical Components | 63A Four Pole 300mA ELCB L&T Exora BG406330 | 0 | 31-12-2099 | Material Transfer |  | 0.0 |  | 0 | 0 |  | 0 | 0 | 0 | 0 |  | 0 | Item Attribute | 1 | Nos | 0.0 | 0.0 | 0 | 0.0 | 0 | L&T | BG406330 | India |  |  | 0 | 0.0 |  | 0 | 0 |  | 0 | 0 | 0 | 0 |  |  | 0 | 0 | 0 |  | 0 | [5 empty] | 0 |  |  | 0 | [13 empty] | Nos | 1.0 | [10 empty] | Ringlus Electro Controls & Automation PVT LTD | [18 empty] | CGST - RNG | 9.0
[120 empty] | SGST - RNG | 9.0
| 100A Four Pole 30mA ELCB L&T Exora BG410003 | 100A Four Pole 30mA ELCB L&T Exora BG410003 | LTMCB | Nos |  | 100A Four Pole 30mA ELCB L&T Exora BG410003 |  | 0 | 0 | 1 | 1 | 1 | 0.0 | 0.0 | 0.0 | 0 |  |  | 0.0 | Electrical Components | 100A Four Pole 30mA ELCB L&T Exora BG410003 | 0 | 31-12-2099 | Material Transfer |  | 0.0 |  | 0 | 0 |  | 0 | 0 | 0 | 0 |  | 0 | Item Attribute | 1 | Nos | 0.0 | 0.0 | 0 | 0.0 | 0 | L&T | BG410003 | India |  |  | 0 | 0.0 |  | 0 | 0 |  | 0 | 0 | 0 | 0 |  |  | 0 | 0 | 0 |  | 0 | [5 empty] | 0 |  |  | 0 | [13 empty] | Nos | 1.0 | [10 empty] | Ringlus Electro Controls & Automation PVT LTD | [18 empty] | CGST - RNG | 9.0
[120 empty] | SGST - RNG | 9.0
| 100A Four Pole 100mA ELCB L&T Exora BG410010 | 100A Four Pole 100mA ELCB L&T Exora BG410010 | LTMCB | Nos |  | 100A Four Pole 100mA ELCB L&T Exora BG410010 |  | 0 | 0 | 1 | 1 | 1 | 0.0 | 0.0 | 0.0 | 0 |  |  | 0.0 | Electrical Components | 100A Four Pole 100mA ELCB L&T Exora BG410010 | 0 | 31-12-2099 | Material Transfer |  | 0.0 |  | 0 | 0 |  | 0 | 0 | 0 | 0 |  | 0 | Item Attribute | 1 | Nos | 0.0 | 0.0 | 0 | 0.0 | 0 | L&T | BG410010 | India |  |  | 0 | 0.0 |  | 0 | 0 |  | 0 | 0 | 0 | 0 |  |  | 0 | 0 | 0 |  | 0 | [5 empty] | 0 |  |  | 0 | [13 empty] | Nos | 1.0 | [10 empty] | Ringlus Electro Controls & Automation PVT LTD | [18 empty] | CGST - RNG | 9.0
[120 empty] | SGST - RNG | 9.0
| 100A Four Pole 300mA ELCB L&T Exora BG410030 | 100A Four Pole 300mA ELCB L&T Exora BG410030 | LTMCB | Nos |  | 100A Four Pole 300mA ELCB L&T Exora BG410030 |  | 0 | 0 | 1 | 1 | 1 | 0.0 | 0.0 | 0.0 | 0 |  |  | 0.0 | Electrical Components | 100A Four Pole 300mA ELCB L&T Exora BG410030 | 0 | 31-12-2099 | Material Transfer |  | 0.0 |  | 0 | 0 |  | 0 | 0 | 0 | 0 |  | 0 | Item Attribute | 1 | Nos | 0.0 | 0.0 | 0 | 0.0 | 0 | L&T | BG410030 | India |  |  | 0 | 0.0 |  | 0 | 0 |  | 0 | 0 | 0 | 0 |  |  | 0 | 0 | 0 |  | 0 | [5 empty] | 0 |  |  | 0 | [13 empty] | Nos | 1.0 | [10 empty] | Ringlus Electro Controls & Automation PVT LTD | [18 empty] | CGST - RNG | 9.0
[120 empty] | SGST - RNG | 9.0
| 6A Double Pole 10mA RCBO L&T Exora AUF3C200601 | 6A Double Pole 10mA RCBO L&T Exora AUF3C200601 | LTMCB | Nos |  | 6A Double Pole 10mA RCBO L&T Exora AUF3C200601 |  | 0 | 0 | 1 | 1 | 1 | 0.0 | 0.0 | 0.0 | 0 |  |  | 0.0 | Electrical Components | 6A Double Pole 10mA RCBO L&T Exora AUF3C200601 | 0 | 31-12-2099 | Material Transfer |  | 0.0 |  | 0 | 0 |  | 0 | 0 | 0 | 0 |  | 0 | Item Attribute | 1 | Nos | 0.0 | 0.0 | 0 | 0.0 | 0 | L&T | AUF3C200601 | India |  |  | 0 | 0.0 |  | 0 | 0 |  | 0 | 0 | 0 | 0 |  |  | 0 | 0 | 0 |  | 0 | [5 empty] | 0 |  |  | 0 | [13 empty] | Nos | 1.0 | [10 empty] | Ringlus Electro Controls & Automation PVT LTD | [18 empty] | CGST - RNG | 9.0
[120 empty] | SGST - RNG | 9.0
| 6A Double Pole 30mA RCBO L&T Exora AUF3C200603 | 6A Double Pole 30mA RCBO L&T Exora AUF3C200603 | LTMCB | Nos |  | 6A Double Pole 30mA RCBO L&T Exora AUF3C200603 |  | 0 | 0 | 1 | 1 | 1 | 0.0 | 0.0 | 0.0 | 0 |  |  | 0.0 | Electrical Components | 6A Double Pole 30mA RCBO L&T Exora AUF3C200603 | 0 | 31-12-2099 | Material Transfer |  | 0.0 |  | 0 | 0 |  | 0 | 0 | 0 | 0 |  | 0 | Item Attribute | 1 | Nos | 0.0 | 0.0 | 0 | 0.0 | 0 | L&T | AUF3C200603 | India |  |  | 0 | 0.0 |  | 0 | 0 |  | 0 | 0 | 0 | 0 |  |  | 0 | 0 | 0 |  | 0 | [5 empty] | 0 |  |  | 0 | [13 empty] | Nos | 1.0 | [10 empty] | Ringlus Electro Controls & Automation PVT LTD | [18 empty] | CGST - RNG | 9.0
[120 empty] | SGST - RNG | 9.0
| 6A Double Pole 100mA RCBO L&T Exora AUF3C200610 | 6A Double Pole 100mA RCBO L&T Exora AUF3C200610 | LTMCB | Nos |  | 6A Double Pole 100mA RCBO L&T Exora AUF3C200610 |  | 0 | 0 | 1 | 1 | 1 | 0.0 | 0.0 | 0.0 | 0 |  |  | 0.0 | Electrical Components | 6A Double Pole 100mA RCBO L&T Exora AUF3C200610 | 0 | 31-12-2099 | Material Transfer |  | 0.0 |  | 0 | 0 |  | 0 | 0 | 0 | 0 |  | 0 | Item Attribute | 1 | Nos | 0.0 | 0.0 | 0 | 0.0 | 0 | L&T | AUF3C200610 | India |  |  | 0 | 0.0 |  | 0 | 0 |  | 0 | 0 | 0 | 0 |  |  | 0 | 0 | 0 |  | 0 | [5 empty] | 0 |  |  | 0 | [13 empty] | Nos | 1.0 | [10 empty] | Ringlus Electro Controls & Automation PVT LTD | [18 empty] | CGST - RNG | 9.0
[120 empty] | SGST - RNG | 9.0
| 6A Double Pole 300mA RCBO L&T Exora AUF3C200630 | 6A Double Pole 300mA RCBO L&T Exora AUF3C200630 | LTMCB | Nos |  | 6A Double Pole 300mA RCBO L&T Exora AUF3C200630 |  | 0 | 0 | 1 | 1 | 1 | 0.0 | 0.0 | 0.0 | 0 |  |  | 0.0 | Electrical Components | 6A Double Pole 300mA RCBO L&T Exora AUF3C200630 | 0 | 31-12-2099 | Material Transfer |  | 0.0 |  | 0 | 0 |  | 0 | 0 | 0 | 0 |  | 0 | Item Attribute | 1 | Nos | 0.0 | 0.0 | 0 | 0.0 | 0 | L&T | AUF3C200630 | India |  |  | 0 | 0.0 |  | 0 | 0 |  | 0 | 0 | 0 | 0 |  |  | 0 | 0 | 0 |  | 0 | [5 empty] | 0 |  |  | 0 | [13 empty] | Nos | 1.0 | [10 empty] | Ringlus Electro Controls & Automation PVT LTD | [18 empty] | CGST - RNG | 9.0
[120 empty] | SGST - RNG | 9.0
| 10A Double Pole 10mA RCBO L&T Exora AUF3C201001 | 10A Double Pole 10mA RCBO L&T Exora AUF3C201001 | LTMCB | Nos |  | 10A Double Pole 10mA RCBO L&T Exora AUF3C201001 |  | 0 | 0 | 1 | 1 | 1 | 0.0 | 0.0 | 0.0 | 0 |  |  | 0.0 | Electrical Components | 10A Double Pole 10mA RCBO L&T Exora AUF3C201001 | 0 | 31-12-2099 | Material Transfer |  | 0.0 |  | 0 | 0 |  | 0 | 0 | 0 | 0 |  | 0 | Item Attribute | 1 | Nos | 0.0 | 0.0 | 0 | 0.0 | 0 | L&T | AUF3C201001 | India |  |  | 0 | 0.0 |  | 0 | 0 |  | 0 | 0 | 0 | 0 |  |  | 0 | 0 | 0 |  | 0 | [5 empty] | 0 |  |  | 0 | [13 empty] | Nos | 1.0 | [10 empty] | Ringlus Electro Controls & Automation PVT LTD | [18 empty] | CGST - RNG | 9.0
[120 empty] | SGST - RNG | 9.0
| 10A Double Pole 30mA RCBO L&T Exora AUF3C201003 | 10A Double Pole 30mA RCBO L&T Exora AUF3C201003 | LTMCB | Nos |  | 10A Double Pole 30mA RCBO L&T Exora AUF3C201003 |  | 0 | 0 | 1 | 1 | 1 | 0.0 | 0.0 | 0.0 | 0 |  |  | 0.0 | Electrical Components | 10A Double Pole 30mA RCBO L&T Exora AUF3C201003 | 0 | 31-12-2099 | Material Transfer |  | 0.0 |  | 0 | 0 |  | 0 | 0 | 0 | 0 |  | 0 | Item Attribute | 1 | Nos | 0.0 | 0.0 | 0 | 0.0 | 0 | L&T | AUF3C201003 | India |  |  | 0 | 0.0 |  | 0 | 0 |  | 0 | 0 | 0 | 0 |  |  | 0 | 0 | 0 |  | 0 | [5 empty] | 0 |  |  | 0 | [13 empty] | Nos | 1.0 | [10 empty] | Ringlus Electro Controls & Automation PVT LTD | [18 empty] | CGST - RNG | 9.0
[120 empty] | SGST - RNG | 9.0
| 10A Double Pole 100mA RCBO L&T Exora AUF3C201010 | 10A Double Pole 100mA RCBO L&T Exora AUF3C201010 | LTMCB | Nos |  | 10A Double Pole 100mA RCBO L&T Exora AUF3C201010 |  | 0 | 0 | 1 | 1 | 1 | 0.0 | 0.0 | 0.0 | 0 |  |  | 0.0 | Electrical Components | 10A Double Pole 100mA RCBO L&T Exora AUF3C201010 | 0 | 31-12-2099 | Material Transfer |  | 0.0 |  | 0 | 0 |  | 0 | 0 | 0 | 0 |  | 0 | Item Attribute | 1 | Nos | 0.0 | 0.0 | 0 | 0.0 | 0 | L&T | AUF3C201010 | India |  |  | 0 | 0.0 |  | 0 | 0 |  | 0 | 0 | 0 | 0 |  |  | 0 | 0 | 0 |  | 0 | [5 empty] | 0 |  |  | 0 | [13 empty] | Nos | 1.0 | [10 empty] | Ringlus Electro Controls & Automation PVT LTD | [18 empty] | CGST - RNG | 9.0
[120 empty] | SGST - RNG | 9.0
| 10A Double Pole 300mA RCBO L&T Exora AUF3C201030 | 10A Double Pole 300mA RCBO L&T Exora AUF3C201030 | LTMCB | Nos |  | 10A Double Pole 300mA RCBO L&T Exora AUF3C201030 |  | 0 | 0 | 1 | 1 | 1 | 0.0 | 0.0 | 0.0 | 0 |  |  | 0.0 | Electrical Components | 10A Double Pole 300mA RCBO L&T Exora AUF3C201030 | 0 | 31-12-2099 | Material Transfer |  | 0.0 |  | 0 | 0 |  | 0 | 0 | 0 | 0 |  | 0 | Item Attribute | 1 | Nos | 0.0 | 0.0 | 0 | 0.0 | 0 | L&T | AUF3C201030 | India |  |  | 0 | 0.0 |  | 0 | 0 |  | 0 | 0 | 0 | 0 |  |  | 0 | 0 | 0 |  | 0 | [5 empty] | 0 |  |  | 0 | [13 empty] | Nos | 1.0 | [10 empty] | Ringlus Electro Controls & Automation PVT LTD | [18 empty] | CGST - RNG | 9.0
[120 empty] | SGST - RNG | 9.0
| 16A Double Pole 10mA RCBO L&T Exora AUF3C201601 | 16A Double Pole 10mA RCBO L&T Exora AUF3C201601 | LTMCB | Nos |  | 16A Double Pole 10mA RCBO L&T Exora AUF3C201601 |  | 0 | 0 | 1 | 1 | 1 | 0.0 | 0.0 | 0.0 | 0 |  |  | 0.0 | Electrical Components | 16A Double Pole 10mA RCBO L&T Exora AUF3C201601 | 0 | 31-12-2099 | Material Transfer |  | 0.0 |  | 0 | 0 |  | 0 | 0 | 0 | 0 |  | 0 | Item Attribute | 1 | Nos | 0.0 | 0.0 | 0 | 0.0 | 0 | L&T | AUF3C201601 | India |  |  | 0 | 0.0 |  | 0 | 0 |  | 0 | 0 | 0 | 0 |  |  | 0 | 0 | 0 |  | 0 | [5 empty] | 0 |  |  | 0 | [13 empty] | Nos | 1.0 | [10 empty] | Ringlus Electro Controls & Automation PVT LTD | [18 empty] | CGST - RNG | 9.0
[120 empty] | SGST - RNG | 9.0
| 16A Double Pole 30mA RCBO L&T Exora AUF3C201603 | 16A Double Pole 30mA RCBO L&T Exora AUF3C201603 | LTMCB | Nos |  | 16A Double Pole 30mA RCBO L&T Exora AUF3C201603 |  | 0 | 0 | 1 | 1 | 1 | 0.0 | 0.0 | 0.0 | 0 |  |  | 0.0 | Electrical Components | 16A Double Pole 30mA RCBO L&T Exora AUF3C201603 | 0 | 31-12-2099 | Material Transfer |  | 0.0 |  | 0 | 0 |  | 0 | 0 | 0 | 0 |  | 0 | Item Attribute | 1 | Nos | 0.0 | 0.0 | 0 | 0.0 | 0 | L&T | AUF3C201603 | India |  |  | 0 | 0.0 |  | 0 | 0 |  | 0 | 0 | 0 | 0 |  |  | 0 | 0 | 0 |  | 0 | [5 empty] | 0 |  |  | 0 | [13 empty] | Nos | 1.0 | [10 empty] | Ringlus Electro Controls & Automation PVT LTD | [18 empty] | CGST - RNG | 9.0
[120 empty] | SGST - RNG | 9.0
| 16A Double Pole 100mA RCBO L&T Exora AUF3C201610 | 16A Double Pole 100mA RCBO L&T Exora AUF3C201610 | LTMCB | Nos |  | 16A Double Pole 100mA RCBO L&T Exora AUF3C201610 |  | 0 | 0 | 1 | 1 | 1 | 0.0 | 0.0 | 0.0 | 0 |  |  | 0.0 | Electrical Components | 16A Double Pole 100mA RCBO L&T Exora AUF3C201610 | 0 | 31-12-2099 | Material Transfer |  | 0.0 |  | 0 | 0 |  | 0 | 0 | 0 | 0 |  | 0 | Item Attribute | 1 | Nos | 0.0 | 0.0 | 0 | 0.0 | 0 | L&T | AUF3C201610 | India |  |  | 0 | 0.0 |  | 0 | 0 |  | 0 | 0 | 0 | 0 |  |  | 0 | 0 | 0 |  | 0 | [5 empty] | 0 |  |  | 0 | [13 empty] | Nos | 1.0 | [10 empty] | Ringlus Electro Controls & Automation PVT LTD | [18 empty] | CGST - RNG | 9.0
[120 empty] | SGST - RNG | 9.0
| 16A Double Pole 300mA RCBO L&T Exora AUF3C201630 | 16A Double Pole 300mA RCBO L&T Exora AUF3C201630 | LTMCB | Nos |  | 16A Double Pole 300mA RCBO L&T Exora AUF3C201630 |  | 0 | 0 | 1 | 1 | 1 | 0.0 | 0.0 | 0.0 | 0 |  |  | 0.0 | Electrical Components | 16A Double Pole 300mA RCBO L&T Exora AUF3C201630 | 0 | 31-12-2099 | Material Transfer |  | 0.0 |  | 0 | 0 |  | 0 | 0 | 0 | 0 |  | 0 | Item Attribute | 1 | Nos | 0.0 | 0.0 | 0 | 0.0 | 0 | L&T | AUF3C201630 | India |  |  | 0 | 0.0 |  | 0 | 0 |  | 0 | 0 | 0 | 0 |  |  | 0 | 0 | 0 |  | 0 | [5 empty] | 0 |  |  | 0 | [13 empty] | Nos | 1.0 | [10 empty] | Ringlus Electro Controls & Automation PVT LTD | [18 empty] | CGST - RNG | 9.0
[120 empty] | SGST - RNG | 9.0
| 20A Double Pole 30mA RCBO L&T Exora AUF3C202003 | 20A Double Pole 30mA RCBO L&T Exora AUF3C202003 | LTMCB | Nos |  | 20A Double Pole 30mA RCBO L&T Exora AUF3C202003 |  | 0 | 0 | 1 | 1 | 1 | 0.0 | 0.0 | 0.0 | 0 |  |  | 0.0 | Electrical Components | 20A Double Pole 30mA RCBO L&T Exora AUF3C202003 | 0 | 31-12-2099 | Material Transfer |  | 0.0 |  | 0 | 0 |  | 0 | 0 | 0 | 0 |  | 0 | Item Attribute | 1 | Nos | 0.0 | 0.0 | 0 | 0.0 | 0 | L&T | AUF3C202003 | India |  |  | 0 | 0.0 |  | 0 | 0 |  | 0 | 0 | 0 | 0 |  |  | 0 | 0 | 0 |  | 0 | [5 empty] | 0 |  |  | 0 | [13 empty] | Nos | 1.0 | [10 empty] | Ringlus Electro Controls & Automation PVT LTD | [18 empty] | CGST - RNG | 9.0
[120 empty] | SGST - RNG | 9.0
| 20A Double Pole 100mA RCBO L&T Exora AUF3C202010 | 20A Double Pole 100mA RCBO L&T Exora AUF3C202010 | LTMCB | Nos |  | 20A Double Pole 100mA RCBO L&T Exora AUF3C202010 |  | 0 | 0 | 1 | 1 | 1 | 0.0 | 0.0 | 0.0 | 0 |  |  | 0.0 | Electrical Components | 20A Double Pole 100mA RCBO L&T Exora AUF3C202010 | 0 | 31-12-2099 | Material Transfer |  | 0.0 |  | 0 | 0 |  | 0 | 0 | 0 | 0 |  | 0 | Item Attribute | 1 | Nos | 0.0 | 0.0 | 0 | 0.0 | 0 | L&T | AUF3C202010 | India |  |  | 0 | 0.0 |  | 0 | 0 |  | 0 | 0 | 0 | 0 |  |  | 0 | 0 | 0 |  | 0 | [5 empty] | 0 |  |  | 0 | [13 empty] | Nos | 1.0 | [10 empty] | Ringlus Electro Controls & Automation PVT LTD | [18 empty] | CGST - RNG | 9.0
[120 empty] | SGST - RNG | 9.0
| 20A Double Pole 300mA RCBO L&T Exora AUF3C202030 | 20A Double Pole 300mA RCBO L&T Exora AUF3C202030 | LTMCB | Nos |  | 20A Double Pole 300mA RCBO L&T Exora AUF3C202030 |  | 0 | 0 | 1 | 1 | 1 | 0.0 | 0.0 | 0.0 | 0 |  |  | 0.0 | Electrical Components | 20A Double Pole 300mA RCBO L&T Exora AUF3C202030 | 0 | 31-12-2099 | Material Transfer |  | 0.0 |  | 0 | 0 |  | 0 | 0 | 0 | 0 |  | 0 | Item Attribute | 1 | Nos | 0.0 | 0.0 | 0 | 0.0 | 0 | L&T | AUF3C202030 | India |  |  | 0 | 0.0 |  | 0 | 0 |  | 0 | 0 | 0 | 0 |  |  | 0 | 0 | 0 |  | 0 | [5 empty] | 0 |  |  | 0 | [13 empty] | Nos | 1.0 | [10 empty] | Ringlus Electro Controls & Automation PVT LTD | [18 empty] | CGST - RNG | 9.0
[120 empty] | SGST - RNG | 9.0
| 25A Double Pole 30mA RCBO L&T Exora AUF3C202503 | 25A Double Pole 30mA RCBO L&T Exora AUF3C202503 | LTMCB | Nos |  | 25A Double Pole 30mA RCBO L&T Exora AUF3C202503 |  | 0 | 0 | 1 | 1 | 1 | 0.0 | 0.0 | 0.0 | 0 |  |  | 0.0 | Electrical Components | 25A Double Pole 30mA RCBO L&T Exora AUF3C202503 | 0 | 31-12-2099 | Material Transfer |  | 0.0 |  | 0 | 0 |  | 0 | 0 | 0 | 0 |  | 0 | Item Attribute | 1 | Nos | 0.0 | 0.0 | 0 | 0.0 | 0 | L&T | AUF3C202503 | India |  |  | 0 | 0.0 |  | 0 | 0 |  | 0 | 0 | 0 | 0 |  |  | 0 | 0 | 0 |  | 0 | [5 empty] | 0 |  |  | 0 | [13 empty] | Nos | 1.0 | [10 empty] | Ringlus Electro Controls & Automation PVT LTD | [18 empty] | CGST - RNG | 9.0
[120 empty] | SGST - RNG | 9.0
| 25A Double Pole 100mA RCBO L&T Exora AUF3C202510 | 25A Double Pole 100mA RCBO L&T Exora AUF3C202510 | LTMCB | Nos |  | 25A Double Pole 100mA RCBO L&T Exora AUF3C202510 |  | 0 | 0 | 1 | 1 | 1 | 0.0 | 0.0 | 0.0 | 0 |  |  | 0.0 | Electrical Components | 25A Double Pole 100mA RCBO L&T Exora AUF3C202510 | 0 | 31-12-2099 | Material Transfer |  | 0.0 |  | 0 | 0 |  | 0 | 0 | 0 | 0 |  | 0 | Item Attribute | 1 | Nos | 0.0 | 0.0 | 0 | 0.0 | 0 | L&T | AUF3C202510 | India |  |  | 0 | 0.0 |  | 0 | 0 |  | 0 | 0 | 0 | 0 |  |  | 0 | 0 | 0 |  | 0 | [5 empty] | 0 |  |  | 0 | [13 empty] | Nos | 1.0 | [10 empty] | Ringlus Electro Controls & Automation PVT LTD | [18 empty] | CGST - RNG | 9.0
[120 empty] | SGST - RNG | 9.0
| 25A Double Pole 300mA RCBO L&T Exora AUF3C202530 | 25A Double Pole 300mA RCBO L&T Exora AUF3C202530 | LTMCB | Nos |  | 25A Double Pole 300mA RCBO L&T Exora AUF3C202530 |  | 0 | 0 | 1 | 1 | 1 | 0.0 | 0.0 | 0.0 | 0 |  |  | 0.0 | Electrical Components | 25A Double Pole 300mA RCBO L&T Exora AUF3C202530 | 0 | 31-12-2099 | Material Transfer |  | 0.0 |  | 0 | 0 |  | 0 | 0 | 0 | 0 |  | 0 | Item Attribute | 1 | Nos | 0.0 | 0.0 | 0 | 0.0 | 0 | L&T | AUF3C202530 | India |  |  | 0 | 0.0 |  | 0 | 0 |  | 0 | 0 | 0 | 0 |  |  | 0 | 0 | 0 |  | 0 | [5 empty] | 0 |  |  | 0 | [13 empty] | Nos | 1.0 | [10 empty] | Ringlus Electro Controls & Automation PVT LTD | [18 empty] | CGST - RNG | 9.0
[120 empty] | SGST - RNG | 9.0
| 32A Double Pole 30mA RCBO L&T Exora AUF3C203203 | 32A Double Pole 30mA RCBO L&T Exora AUF3C203203 | LTMCB | Nos |  | 32A Double Pole 30mA RCBO L&T Exora AUF3C203203 |  | 0 | 0 | 1 | 1 | 1 | 0.0 | 0.0 | 0.0 | 0 |  |  | 0.0 | Electrical Components | 32A Double Pole 30mA RCBO L&T Exora AUF3C203203 | 0 | 31-12-2099 | Material Transfer |  | 0.0 |  | 0 | 0 |  | 0 | 0 | 0 | 0 |  | 0 | Item Attribute | 1 | Nos | 0.0 | 0.0 | 0 | 0.0 | 0 | L&T | AUF3C203203 | India |  |  | 0 | 0.0 |  | 0 | 0 |  | 0 | 0 | 0 | 0 |  |  | 0 | 0 | 0 |  | 0 | [5 empty] | 0 |  |  | 0 | [13 empty] | Nos | 1.0 | [10 empty] | Ringlus Electro Controls & Automation PVT LTD | [18 empty] | CGST - RNG | 9.0
[120 empty] | SGST - RNG | 9.0
| 32A Double Pole 100mA RCBO L&T Exora AUF3C203210 | 32A Double Pole 100mA RCBO L&T Exora AUF3C203210 | LTMCB | Nos |  | 32A Double Pole 100mA RCBO L&T Exora AUF3C203210 |  | 0 | 0 | 1 | 1 | 1 | 0.0 | 0.0 | 0.0 | 0 |  |  | 0.0 | Electrical Components | 32A Double Pole 100mA RCBO L&T Exora AUF3C203210 | 0 | 31-12-2099 | Material Transfer |  | 0.0 |  | 0 | 0 |  | 0 | 0 | 0 | 0 |  | 0 | Item Attribute | 1 | Nos | 0.0 | 0.0 | 0 | 0.0 | 0 | L&T | AUF3C203210 | India |  |  | 0 | 0.0 |  | 0 | 0 |  | 0 | 0 | 0 | 0 |  |  | 0 | 0 | 0 |  | 0 | [5 empty] | 0 |  |  | 0 | [13 empty] | Nos | 1.0 | [10 empty] | Ringlus Electro Controls & Automation PVT LTD | [18 empty] | CGST - RNG | 9.0
[120 empty] | SGST - RNG | 9.0
| 32A Double Pole 300mA RCBO L&T Exora AUF3C203230 | 32A Double Pole 300mA RCBO L&T Exora AUF3C203230 | LTMCB | Nos |  | 32A Double Pole 300mA RCBO L&T Exora AUF3C203230 |  | 0 | 0 | 1 | 1 | 1 | 0.0 | 0.0 | 0.0 | 0 |  |  | 0.0 | Electrical Components | 32A Double Pole 300mA RCBO L&T Exora AUF3C203230 | 0 | 31-12-2099 | Material Transfer |  | 0.0 |  | 0 | 0 |  | 0 | 0 | 0 | 0 |  | 0 | Item Attribute | 1 | Nos | 0.0 | 0.0 | 0 | 0.0 | 0 | L&T | AUF3C203230 | India |  |  | 0 | 0.0 |  | 0 | 0 |  | 0 | 0 | 0 | 0 |  |  | 0 | 0 | 0 |  | 0 | [5 empty] | 0 |  |  | 0 | [13 empty] | Nos | 1.0 | [10 empty] | Ringlus Electro Controls & Automation PVT LTD | [18 empty] | CGST - RNG | 9.0
[120 empty] | SGST - RNG | 9.0
| 40A Double Pole 30mA RCBO L&T Exora AUF3C204003 | 40A Double Pole 30mA RCBO L&T Exora AUF3C204003 | LTMCB | Nos |  | 40A Double Pole 30mA RCBO L&T Exora AUF3C204003 |  | 0 | 0 | 1 | 1 | 1 | 0.0 | 0.0 | 0.0 | 0 |  |  | 0.0 | Electrical Components | 40A Double Pole 30mA RCBO L&T Exora AUF3C204003 | 0 | 31-12-2099 | Material Transfer |  | 0.0 |  | 0 | 0 |  | 0 | 0 | 0 | 0 |  | 0 | Item Attribute | 1 | Nos | 0.0 | 0.0 | 0 | 0.0 | 0 | L&T | AUF3C204003 | India |  |  | 0 | 0.0 |  | 0 | 0 |  | 0 | 0 | 0 | 0 |  |  | 0 | 0 | 0 |  | 0 | [5 empty] | 0 |  |  | 0 | [13 empty] | Nos | 1.0 | [10 empty] | Ringlus Electro Controls & Automation PVT LTD | [18 empty] | CGST - RNG | 9.0
[120 empty] | SGST - RNG | 9.0
| 40A Double Pole 100mA RCBO L&T Exora AUF3C204010 | 40A Double Pole 100mA RCBO L&T Exora AUF3C204010 | LTMCB | Nos |  | 40A Double Pole 100mA RCBO L&T Exora AUF3C204010 |  | 0 | 0 | 1 | 1 | 1 | 0.0 | 0.0 | 0.0 | 0 |  |  | 0.0 | Electrical Components | 40A Double Pole 100mA RCBO L&T Exora AUF3C204010 | 0 | 31-12-2099 | Material Transfer |  | 0.0 |  | 0 | 0 |  | 0 | 0 | 0 | 0 |  | 0 | Item Attribute | 1 | Nos | 0.0 | 0.0 | 0 | 0.0 | 0 | L&T | AUF3C204010 | India |  |  | 0 | 0.0 |  | 0 | 0 |  | 0 | 0 | 0 | 0 |  |  | 0 | 0 | 0 |  | 0 | [5 empty] | 0 |  |  | 0 | [13 empty] | Nos | 1.0 | [10 empty] | Ringlus Electro Controls & Automation PVT LTD | [18 empty] | CGST - RNG | 9.0
[120 empty] | SGST - RNG | 9.0
| 40A Double Pole 300mA RCBO L&T Exora AUF3C204030 | 40A Double Pole 300mA RCBO L&T Exora AUF3C204030 | LTMCB | Nos |  | 40A Double Pole 300mA RCBO L&T Exora AUF3C204030 |  | 0 | 0 | 1 | 1 | 1 | 0.0 | 0.0 | 0.0 | 0 |  |  | 0.0 | Electrical Components | 40A Double Pole 300mA RCBO L&T Exora AUF3C204030 | 0 | 31-12-2099 | Material Transfer |  | 0.0 |  | 0 | 0 |  | 0 | 0 | 0 | 0 |  | 0 | Item Attribute | 1 | Nos | 0.0 | 0.0 | 0 | 0.0 | 0 | L&T | AUF3C204030 | India |  |  | 0 | 0.0 |  | 0 | 0 |  | 0 | 0 | 0 | 0 |  |  | 0 | 0 | 0 |  | 0 | [5 empty] | 0 |  |  | 0 | [13 empty] | Nos | 1.0 | [10 empty] | Ringlus Electro Controls & Automation PVT LTD | [18 empty] | CGST - RNG | 9.0
[120 empty] | SGST - RNG | 9.0
| 63A Double Pole 30mA RCBO L&T Exora AUF3C206303 | 63A Double Pole 30mA RCBO L&T Exora AUF3C206303 | LTMCB | Nos |  | 63A Double Pole 30mA RCBO L&T Exora AUF3C206303 |  | 0 | 0 | 1 | 1 | 1 | 0.0 | 0.0 | 0.0 | 0 |  |  | 0.0 | Electrical Components | 63A Double Pole 30mA RCBO L&T Exora AUF3C206303 | 0 | 31-12-2099 | Material Transfer |  | 0.0 |  | 0 | 0 |  | 0 | 0 | 0 | 0 |  | 0 | Item Attribute | 1 | Nos | 0.0 | 0.0 | 0 | 0.0 | 0 | L&T | AUF3C206303 | India |  |  | 0 | 0.0 |  | 0 | 0 |  | 0 | 0 | 0 | 0 |  |  | 0 | 0 | 0 |  | 0 | [5 empty] | 0 |  |  | 0 | [13 empty] | Nos | 1.0 | [10 empty] | Ringlus Electro Controls & Automation PVT LTD | [18 empty] | CGST - RNG | 9.0
[120 empty] | SGST - RNG | 9.0
| 63A Double Pole 100mA RCBO L&T Exora AUF3C206310 | 63A Double Pole 100mA RCBO L&T Exora AUF3C206310 | LTMCB | Nos |  | 63A Double Pole 100mA RCBO L&T Exora AUF3C206310 |  | 0 | 0 | 1 | 1 | 1 | 0.0 | 0.0 | 0.0 | 0 |  |  | 0.0 | Electrical Components | 63A Double Pole 100mA RCBO L&T Exora AUF3C206310 | 0 | 31-12-2099 | Material Transfer |  | 0.0 |  | 0 | 0 |  | 0 | 0 | 0 | 0 |  | 0 | Item Attribute | 1 | Nos | 0.0 | 0.0 | 0 | 0.0 | 0 | L&T | AUF3C206310 | India |  |  | 0 | 0.0 |  | 0 | 0 |  | 0 | 0 | 0 | 0 |  |  | 0 | 0 | 0 |  | 0 | [5 empty] | 0 |  |  | 0 | [13 empty] | Nos | 1.0 | [10 empty] | Ringlus Electro Controls & Automation PVT LTD | [18 empty] | CGST - RNG | 9.0
[120 empty] | SGST - RNG | 9.0
| 63A Double Pole 300mA RCBO L&T Exora AUF3C206330 | 63A Double Pole 300mA RCBO L&T Exora AUF3C206330 | LTMCB | Nos |  | 63A Double Pole 300mA RCBO L&T Exora AUF3C206330 |  | 0 | 0 | 1 | 1 | 1 | 0.0 | 0.0 | 0.0 | 0 |  |  | 0.0 | Electrical Components | 63A Double Pole 300mA RCBO L&T Exora AUF3C206330 | 0 | 31-12-2099 | Material Transfer |  | 0.0 |  | 0 | 0 |  | 0 | 0 | 0 | 0 |  | 0 | Item Attribute | 1 | Nos | 0.0 | 0.0 | 0 | 0.0 | 0 | L&T | AUF3C206330 | India |  |  | 0 | 0.0 |  | 0 | 0 |  | 0 | 0 | 0 | 0 |  |  | 0 | 0 | 0 |  | 0 | [5 empty] | 0 |  |  | 0 | [13 empty] | Nos | 1.0 | [10 empty] | Ringlus Electro Controls & Automation PVT LTD | [18 empty] | CGST - RNG | 9.0
[120 empty] | SGST - RNG | 9.0
| 16A Four Pole 30mA RCBO L&T Exora AUF3C401603 | 16A Four Pole 30mA RCBO L&T Exora AUF3C401603 | LTMCB | Nos |  | 16A Four Pole 30mA RCBO L&T Exora AUF3C401603 |  | 0 | 0 | 1 | 1 | 1 | 0.0 | 0.0 | 0.0 | 0 |  |  | 0.0 | Electrical Components | 16A Four Pole 30mA RCBO L&T Exora AUF3C401603 | 0 | 31-12-2099 | Material Transfer |  | 0.0 |  | 0 | 0 |  | 0 | 0 | 0 | 0 |  | 0 | Item Attribute | 1 | Nos | 0.0 | 0.0 | 0 | 0.0 | 0 | L&T | AUF3C401603 | India |  |  | 0 | 0.0 |  | 0 | 0 |  | 0 | 0 | 0 | 0 |  |  | 0 | 0 | 0 |  | 0 | [5 empty] | 0 |  |  | 0 | [13 empty] | Nos | 1.0 | [10 empty] | Ringlus Electro Controls & Automation PVT LTD | [18 empty] | CGST - RNG | 9.0
[120 empty] | SGST - RNG | 9.0
| 16A Four Pole 100mA RCBO L&T Exora AUF3C401610 | 16A Four Pole 100mA RCBO L&T Exora AUF3C401610 | LTMCB | Nos |  | 16A Four Pole 100mA RCBO L&T Exora AUF3C401610 |  | 0 | 0 | 1 | 1 | 1 | 0.0 | 0.0 | 0.0 | 0 |  |  | 0.0 | Electrical Components | 16A Four Pole 100mA RCBO L&T Exora AUF3C401610 | 0 | 31-12-2099 | Material Transfer |  | 0.0 |  | 0 | 0 |  | 0 | 0 | 0 | 0 |  | 0 | Item Attribute | 1 | Nos | 0.0 | 0.0 | 0 | 0.0 | 0 | L&T | AUF3C401610 | India |  |  | 0 | 0.0 |  | 0 | 0 |  | 0 | 0 | 0 | 0 |  |  | 0 | 0 | 0 |  | 0 | [5 empty] | 0 |  |  | 0 | [13 empty] | Nos | 1.0 | [10 empty] | Ringlus Electro Controls & Automation PVT LTD | [18 empty] | CGST - RNG | 9.0
[120 empty] | SGST - RNG | 9.0
| 16A Four Pole 300mA RCBO L&T Exora AUF3C401630 | 16A Four Pole 300mA RCBO L&T Exora AUF3C401630 | LTMCB | Nos |  | 16A Four Pole 300mA RCBO L&T Exora AUF3C401630 |  | 0 | 0 | 1 | 1 | 1 | 0.0 | 0.0 | 0.0 | 0 |  |  | 0.0 | Electrical Components | 16A Four Pole 300mA RCBO L&T Exora AUF3C401630 | 0 | 31-12-2099 | Material Transfer |  | 0.0 |  | 0 | 0 |  | 0 | 0 | 0 | 0 |  | 0 | Item Attribute | 1 | Nos | 0.0 | 0.0 | 0 | 0.0 | 0 | L&T | AUF3C401630 | India |  |  | 0 | 0.0 |  | 0 | 0 |  | 0 | 0 | 0 | 0 |  |  | 0 | 0 | 0 |  | 0 | [5 empty] | 0 |  |  | 0 | [13 empty] | Nos | 1.0 | [10 empty] | Ringlus Electro Controls & Automation PVT LTD | [18 empty] | CGST - RNG | 9.0
[120 empty] | SGST - RNG | 9.0
| 20A Four Pole 30mA RCBO L&T Exora AUF3C402003 | 20A Four Pole 30mA RCBO L&T Exora AUF3C402003 | LTMCB | Nos |  | 20A Four Pole 30mA RCBO L&T Exora AUF3C402003 |  | 0 | 0 | 1 | 1 | 1 | 0.0 | 0.0 | 0.0 | 0 |  |  | 0.0 | Electrical Components | 20A Four Pole 30mA RCBO L&T Exora AUF3C402003 | 0 | 31-12-2099 | Material Transfer |  | 0.0 |  | 0 | 0 |  | 0 | 0 | 0 | 0 |  | 0 | Item Attribute | 1 | Nos | 0.0 | 0.0 | 0 | 0.0 | 0 | L&T | AUF3C402003 | India |  |  | 0 | 0.0 |  | 0 | 0 |  | 0 | 0 | 0 | 0 |  |  | 0 | 0 | 0 |  | 0 | [5 empty] | 0 |  |  | 0 | [13 empty] | Nos | 1.0 | [10 empty] | Ringlus Electro Controls & Automation PVT LTD | [18 empty] | CGST - RNG | 9.0
[120 empty] | SGST - RNG | 9.0
| 20A Four Pole 100mA RCBO L&T Exora AUF3C402010 | 20A Four Pole 100mA RCBO L&T Exora AUF3C402010 | LTMCB | Nos |  | 20A Four Pole 100mA RCBO L&T Exora AUF3C402010 |  | 0 | 0 | 1 | 1 | 1 | 0.0 | 0.0 | 0.0 | 0 |  |  | 0.0 | Electrical Components | 20A Four Pole 100mA RCBO L&T Exora AUF3C402010 | 0 | 31-12-2099 | Material Transfer |  | 0.0 |  | 0 | 0 |  | 0 | 0 | 0 | 0 |  | 0 | Item Attribute | 1 | Nos | 0.0 | 0.0 | 0 | 0.0 | 0 | L&T | AUF3C402010 | India |  |  | 0 | 0.0 |  | 0 | 0 |  | 0 | 0 | 0 | 0 |  |  | 0 | 0 | 0 |  | 0 | [5 empty] | 0 |  |  | 0 | [13 empty] | Nos | 1.0 | [10 empty] | Ringlus Electro Controls & Automation PVT LTD | [18 empty] | CGST - RNG | 9.0
[120 empty] | SGST - RNG | 9.0
| 20A Four Pole 300mA RCBO L&T Exora AUF3C402030 | 20A Four Pole 300mA RCBO L&T Exora AUF3C402030 | LTMCB | Nos |  | 20A Four Pole 300mA RCBO L&T Exora AUF3C402030 |  | 0 | 0 | 1 | 1 | 1 | 0.0 | 0.0 | 0.0 | 0 |  |  | 0.0 | Electrical Components | 20A Four Pole 300mA RCBO L&T Exora AUF3C402030 | 0 | 31-12-2099 | Material Transfer |  | 0.0 |  | 0 | 0 |  | 0 | 0 | 0 | 0 |  | 0 | Item Attribute | 1 | Nos | 0.0 | 0.0 | 0 | 0.0 | 0 | L&T | AUF3C402030 | India |  |  | 0 | 0.0 |  | 0 | 0 |  | 0 | 0 | 0 | 0 |  |  | 0 | 0 | 0 |  | 0 | [5 empty] | 0 |  |  | 0 | [13 empty] | Nos | 1.0 | [10 empty] | Ringlus Electro Controls & Automation PVT LTD | [18 empty] | CGST - RNG | 9.0
[120 empty] | SGST - RNG | 9.0
| 25A Four Pole 30mA RCBO L&T Exora AUF3C402503 | 25A Four Pole 30mA RCBO L&T Exora AUF3C402503 | LTMCB | Nos |  | 25A Four Pole 30mA RCBO L&T Exora AUF3C402503 |  | 0 | 0 | 1 | 1 | 1 | 0.0 | 0.0 | 0.0 | 0 |  |  | 0.0 | Electrical Components | 25A Four Pole 30mA RCBO L&T Exora AUF3C402503 | 0 | 31-12-2099 | Material Transfer |  | 0.0 |  | 0 | 0 |  | 0 | 0 | 0 | 0 |  | 0 | Item Attribute | 1 | Nos | 0.0 | 0.0 | 0 | 0.0 | 0 | L&T | AUF3C402503 | India |  |  | 0 | 0.0 |  | 0 | 0 |  | 0 | 0 | 0 | 0 |  |  | 0 | 0 | 0 |  | 0 | [5 empty] | 0 |  |  | 0 | [13 empty] | Nos | 1.0 | [10 empty] | Ringlus Electro Controls & Automation PVT LTD | [18 empty] | CGST - RNG | 9.0
[120 empty] | SGST - RNG | 9.0
| 25A Four Pole 100mA RCBO L&T Exora AUF3C402510 | 25A Four Pole 100mA RCBO L&T Exora AUF3C402510 | LTMCB | Nos |  | 25A Four Pole 100mA RCBO L&T Exora AUF3C402510 |  | 0 | 0 | 1 | 1 | 1 | 0.0 | 0.0 | 0.0 | 0 |  |  | 0.0 | Electrical Components | 25A Four Pole 100mA RCBO L&T Exora AUF3C402510 | 0 | 31-12-2099 | Material Transfer |  | 0.0 |  | 0 | 0 |  | 0 | 0 | 0 | 0 |  | 0 | Item Attribute | 1 | Nos | 0.0 | 0.0 | 0 | 0.0 | 0 | L&T | AUF3C402510 | India |  |  | 0 | 0.0 |  | 0 | 0 |  | 0 | 0 | 0 | 0 |  |  | 0 | 0 | 0 |  | 0 | [5 empty] | 0 |  |  | 0 | [13 empty] | Nos | 1.0 | [10 empty] | Ringlus Electro Controls & Automation PVT LTD | [18 empty] | CGST - RNG | 9.0
[120 empty] | SGST - RNG | 9.0
| 25A Four Pole 300mA RCBO L&T Exora AUF3C402530 | 25A Four Pole 300mA RCBO L&T Exora AUF3C402530 | LTMCB | Nos |  | 25A Four Pole 300mA RCBO L&T Exora AUF3C402530 |  | 0 | 0 | 1 | 1 | 1 | 0.0 | 0.0 | 0.0 | 0 |  |  | 0.0 | Electrical Components | 25A Four Pole 300mA RCBO L&T Exora AUF3C402530 | 0 | 31-12-2099 | Material Transfer |  | 0.0 |  | 0 | 0 |  | 0 | 0 | 0 | 0 |  | 0 | Item Attribute | 1 | Nos | 0.0 | 0.0 | 0 | 0.0 | 0 | L&T | AUF3C402530 | India |  |  | 0 | 0.0 |  | 0 | 0 |  | 0 | 0 | 0 | 0 |  |  | 0 | 0 | 0 |  | 0 | [5 empty] | 0 |  |  | 0 | [13 empty] | Nos | 1.0 | [10 empty] | Ringlus Electro Controls & Automation PVT LTD | [18 empty] | CGST - RNG | 9.0
[120 empty] | SGST - RNG | 9.0
| 32A Four Pole 30mA RCBO L&T Exora AUF3C403203 | 32A Four Pole 30mA RCBO L&T Exora AUF3C403203 | LTMCB | Nos |  | 32A Four Pole 30mA RCBO L&T Exora AUF3C403203 |  | 0 | 0 | 1 | 1 | 1 | 0.0 | 0.0 | 0.0 | 0 |  |  | 0.0 | Electrical Components | 32A Four Pole 30mA RCBO L&T Exora AUF3C403203 | 0 | 31-12-2099 | Material Transfer |  | 0.0 |  | 0 | 0 |  | 0 | 0 | 0 | 0 |  | 0 | Item Attribute | 1 | Nos | 0.0 | 0.0 | 0 | 0.0 | 0 | L&T | AUF3C403203 | India |  |  | 0 | 0.0 |  | 0 | 0 |  | 0 | 0 | 0 | 0 |  |  | 0 | 0 | 0 |  | 0 | [5 empty] | 0 |  |  | 0 | [13 empty] | Nos | 1.0 | [10 empty] | Ringlus Electro Controls & Automation PVT LTD | [18 empty] | CGST - RNG | 9.0
[120 empty] | SGST - RNG | 9.0
| 32A Four Pole 100mA RCBO L&T Exora AUF3C403210 | 32A Four Pole 100mA RCBO L&T Exora AUF3C403210 | LTMCB | Nos |  | 32A Four Pole 100mA RCBO L&T Exora AUF3C403210 |  | 0 | 0 | 1 | 1 | 1 | 0.0 | 0.0 | 0.0 | 0 |  |  | 0.0 | Electrical Components | 32A Four Pole 100mA RCBO L&T Exora AUF3C403210 | 0 | 31-12-2099 | Material Transfer |  | 0.0 |  | 0 | 0 |  | 0 | 0 | 0 | 0 |  | 0 | Item Attribute | 1 | Nos | 0.0 | 0.0 | 0 | 0.0 | 0 | L&T | AUF3C403210 | India |  |  | 0 | 0.0 |  | 0 | 0 |  | 0 | 0 | 0 | 0 |  |  | 0 | 0 | 0 |  | 0 | [5 empty] | 0 |  |  | 0 | [13 empty] | Nos | 1.0 | [10 empty] | Ringlus Electro Controls & Automation PVT LTD | [18 empty] | CGST - RNG | 9.0
[120 empty] | SGST - RNG | 9.0
| 32A Four Pole 300mA RCBO L&T Exora AUF3C403230 | 32A Four Pole 300mA RCBO L&T Exora AUF3C403230 | LTMCB | Nos |  | 32A Four Pole 300mA RCBO L&T Exora AUF3C403230 |  | 0 | 0 | 1 | 1 | 1 | 0.0 | 0.0 | 0.0 | 0 |  |  | 0.0 | Electrical Components | 32A Four Pole 300mA RCBO L&T Exora AUF3C403230 | 0 | 31-12-2099 | Material Transfer |  | 0.0 |  | 0 | 0 |  | 0 | 0 | 0 | 0 |  | 0 | Item Attribute | 1 | Nos | 0.0 | 0.0 | 0 | 0.0 | 0 | L&T | AUF3C403230 | India |  |  | 0 | 0.0 |  | 0 | 0 |  | 0 | 0 | 0 | 0 |  |  | 0 | 0 | 0 |  | 0 | [5 empty] | 0 |  |  | 0 | [13 empty] | Nos | 1.0 | [10 empty] | Ringlus Electro Controls & Automation PVT LTD | [18 empty] | CGST - RNG | 9.0
[120 empty] | SGST - RNG | 9.0
| 40A Four Pole 30mA RCBO L&T Exora AUF3C404003 | 40A Four Pole 30mA RCBO L&T Exora AUF3C404003 | LTMCB | Nos |  | 40A Four Pole 30mA RCBO L&T Exora AUF3C404003 |  | 0 | 0 | 1 | 1 | 1 | 0.0 | 0.0 | 0.0 | 0 |  |  | 0.0 | Electrical Components | 40A Four Pole 30mA RCBO L&T Exora AUF3C404003 | 0 | 31-12-2099 | Material Transfer |  | 0.0 |  | 0 | 0 |  | 0 | 0 | 0 | 0 |  | 0 | Item Attribute | 1 | Nos | 0.0 | 0.0 | 0 | 0.0 | 0 | L&T | AUF3C404003 | India |  |  | 0 | 0.0 |  | 0 | 0 |  | 0 | 0 | 0 | 0 |  |  | 0 | 0 | 0 |  | 0 | [5 empty] | 0 |  |  | 0 | [13 empty] | Nos | 1.0 | [10 empty] | Ringlus Electro Controls & Automation PVT LTD | [18 empty] | CGST - RNG | 9.0
[120 empty] | SGST - RNG | 9.0
| 40A Four Pole 100mA RCBO L&T Exora AUF3C404010 | 40A Four Pole 100mA RCBO L&T Exora AUF3C404010 | LTMCB | Nos |  | 40A Four Pole 100mA RCBO L&T Exora AUF3C404010 |  | 0 | 0 | 1 | 1 | 1 | 0.0 | 0.0 | 0.0 | 0 |  |  | 0.0 | Electrical Components | 40A Four Pole 100mA RCBO L&T Exora AUF3C404010 | 0 | 31-12-2099 | Material Transfer |  | 0.0 |  | 0 | 0 |  | 0 | 0 | 0 | 0 |  | 0 | Item Attribute | 1 | Nos | 0.0 | 0.0 | 0 | 0.0 | 0 | L&T | AUF3C404010 | India |  |  | 0 | 0.0 |  | 0 | 0 |  | 0 | 0 | 0 | 0 |  |  | 0 | 0 | 0 |  | 0 | [5 empty] | 0 |  |  | 0 | [13 empty] | Nos | 1.0 | [10 empty] | Ringlus Electro Controls & Automation PVT LTD | [18 empty] | CGST - RNG | 9.0
[120 empty] | SGST - RNG | 9.0
| 40A Four Pole 300mA RCBO L&T Exora AUF3C404030 | 40A Four Pole 300mA RCBO L&T Exora AUF3C404030 | LTMCB | Nos |  | 40A Four Pole 300mA RCBO L&T Exora AUF3C404030 |  | 0 | 0 | 1 | 1 | 1 | 0.0 | 0.0 | 0.0 | 0 |  |  | 0.0 | Electrical Components | 40A Four Pole 300mA RCBO L&T Exora AUF3C404030 | 0 | 31-12-2099 | Material Transfer |  | 0.0 |  | 0 | 0 |  | 0 | 0 | 0 | 0 |  | 0 | Item Attribute | 1 | Nos | 0.0 | 0.0 | 0 | 0.0 | 0 | L&T | AUF3C404030 | India |  |  | 0 | 0.0 |  | 0 | 0 |  | 0 | 0 | 0 | 0 |  |  | 0 | 0 | 0 |  | 0 | [5 empty] | 0 |  |  | 0 | [13 empty] | Nos | 1.0 | [10 empty] | Ringlus Electro Controls & Automation PVT LTD | [18 empty] | CGST - RNG | 9.0
[120 empty] | SGST - RNG | 9.0
| 63A Four Pole 30mA RCBO L&T Exora AUF3C406303 | 63A Four Pole 30mA RCBO L&T Exora AUF3C406303 | LTMCB | Nos |  | 63A Four Pole 30mA RCBO L&T Exora AUF3C406303 |  | 0 | 0 | 1 | 1 | 1 | 0.0 | 0.0 | 0.0 | 0 |  |  | 0.0 | Electrical Components | 63A Four Pole 30mA RCBO L&T Exora AUF3C406303 | 0 | 31-12-2099 | Material Transfer |  | 0.0 |  | 0 | 0 |  | 0 | 0 | 0 | 0 |  | 0 | Item Attribute | 1 | Nos | 0.0 | 0.0 | 0 | 0.0 | 0 | L&T | AUF3C406303 | India |  |  | 0 | 0.0 |  | 0 | 0 |  | 0 | 0 | 0 | 0 |  |  | 0 | 0 | 0 |  | 0 | [5 empty] | 0 |  |  | 0 | [13 empty] | Nos | 1.0 | [10 empty] | Ringlus Electro Controls & Automation PVT LTD | [18 empty] | CGST - RNG | 9.0
[120 empty] | SGST - RNG | 9.0
| 63A Four Pole 100mA RCBO L&T Exora AUF3C406310 | 63A Four Pole 100mA RCBO L&T Exora AUF3C406310 | LTMCB | Nos |  | 63A Four Pole 100mA RCBO L&T Exora AUF3C406310 |  | 0 | 0 | 1 | 1 | 1 | 0.0 | 0.0 | 0.0 | 0 |  |  | 0.0 | Electrical Components | 63A Four Pole 100mA RCBO L&T Exora AUF3C406310 | 0 | 31-12-2099 | Material Transfer |  | 0.0 |  | 0 | 0 |  | 0 | 0 | 0 | 0 |  | 0 | Item Attribute | 1 | Nos | 0.0 | 0.0 | 0 | 0.0 | 0 | L&T | AUF3C406310 | India |  |  | 0 | 0.0 |  | 0 | 0 |  | 0 | 0 | 0 | 0 |  |  | 0 | 0 | 0 |  | 0 | [5 empty] | 0 |  |  | 0 | [13 empty] | Nos | 1.0 | [10 empty] | Ringlus Electro Controls & Automation PVT LTD | [18 empty] | CGST - RNG | 9.0
[120 empty] | SGST - RNG | 9.0
| 63A Four Pole 300mA RCBO L&T Exora AUF3C406330 | 63A Four Pole 300mA RCBO L&T Exora AUF3C406330 | LTMCB | Nos |  | 63A Four Pole 300mA RCBO L&T Exora AUF3C406330 |  | 0 | 0 | 1 | 1 | 1 | 0.0 | 0.0 | 0.0 | 0 |  |  | 0.0 | Electrical Components | 63A Four Pole 300mA RCBO L&T Exora AUF3C406330 | 0 | 31-12-2099 | Material Transfer |  | 0.0 |  | 0 | 0 |  | 0 | 0 | 0 | 0 |  | 0 | Item Attribute | 1 | Nos | 0.0 | 0.0 | 0 | 0.0 | 0 | L&T | AUF3C406330 | India |  |  | 0 | 0.0 |  | 0 | 0 |  | 0 | 0 | 0 | 0 |  |  | 0 | 0 | 0 |  | 0 | [5 empty] | 0 |  |  | 0 | [13 empty] | Nos | 1.0 | [10 empty] | Ringlus Electro Controls & Automation PVT LTD | [18 empty] | CGST - RNG | 9.0
[120 empty] | SGST - RNG | 9.0
| 25A Double Pole Changeover Switch L&T AUC00202500 | 25A Double Pole Changeover Switch L&T AUC00202500 | LTMCB | Nos |  | 25A Double Pole Changeover Switch L&T AUC00202500 |  | 0 | 0 | 1 | 1 | 1 | 0.0 | 0.0 | 0.0 | 0 |  |  | 0.0 | Electrical Components | 25A Double Pole Changeover Switch L&T AUC00202500 | 0 | 31-12-2099 | Material Transfer |  | 0.0 |  | 0 | 0 |  | 0 | 0 | 0 | 0 |  | 0 | Item Attribute | 1 | Nos | 0.0 | 0.0 | 0 | 0.0 | 0 | L&T | AUC00202500 | India |  |  | 0 | 0.0 |  | 0 | 0 |  | 0 | 0 | 0 | 0 |  |  | 0 | 0 | 0 |  | 0 | [5 empty] | 0 |  |  | 0 | [13 empty] | Nos | 1.0 | [10 empty] | Ringlus Electro Controls & Automation PVT LTD | [18 empty] | CGST - RNG | 9.0
[120 empty] | SGST - RNG | 9.0
| 40A Double Pole Changeover Switch L&T AUC00204000 | 40A Double Pole Changeover Switch L&T AUC00204000 | LTMCB | Nos |  | 40A Double Pole Changeover Switch L&T AUC00204000 |  | 0 | 0 | 1 | 1 | 1 | 0.0 | 0.0 | 0.0 | 0 |  |  | 0.0 | Electrical Components | 40A Double Pole Changeover Switch L&T AUC00204000 | 0 | 31-12-2099 | Material Transfer |  | 0.0 |  | 0 | 0 |  | 0 | 0 | 0 | 0 |  | 0 | Item Attribute | 1 | Nos | 0.0 | 0.0 | 0 | 0.0 | 0 | L&T | AUC00204000 | India |  |  | 0 | 0.0 |  | 0 | 0 |  | 0 | 0 | 0 | 0 |  |  | 0 | 0 | 0 |  | 0 | [5 empty] | 0 |  |  | 0 | [13 empty] | Nos | 1.0 | [10 empty] | Ringlus Electro Controls & Automation PVT LTD | [18 empty] | CGST - RNG | 9.0
[120 empty] | SGST - RNG | 9.0
| 63A Double Pole Changeover Switch L&T AUC00206300 | 63A Double Pole Changeover Switch L&T AUC00206300 | LTMCB | Nos |  | 63A Double Pole Changeover Switch L&T AUC00206300 |  | 0 | 0 | 1 | 1 | 1 | 0.0 | 0.0 | 0.0 | 0 |  |  | 0.0 | Electrical Components | 63A Double Pole Changeover Switch L&T AUC00206300 | 0 | 31-12-2099 | Material Transfer |  | 0.0 |  | 0 | 0 |  | 0 | 0 | 0 | 0 |  | 0 | Item Attribute | 1 | Nos | 0.0 | 0.0 | 0 | 0.0 | 0 | L&T | AUC00206300 | India |  |  | 0 | 0.0 |  | 0 | 0 |  | 0 | 0 | 0 | 0 |  |  | 0 | 0 | 0 |  | 0 | [5 empty] | 0 |  |  | 0 | [13 empty] | Nos | 1.0 | [10 empty] | Ringlus Electro Controls & Automation PVT LTD | [18 empty] | CGST - RNG | 9.0
[120 empty] | SGST - RNG | 9.0
| 40A Four Pole Chengeover Switch L&T AUC00404000 | 40A Four Pole Chengeover Switch L&T AUC00404000 | LTMCB | Nos |  | 40A Four Pole Chengeover Switch L&T AUC00404000 |  | 0 | 0 | 1 | 1 | 1 | 0.0 | 0.0 | 0.0 | 0 |  |  | 0.0 | Electrical Components | 40A Four Pole Chengeover Switch L&T AUC00404000 | 0 | 31-12-2099 | Material Transfer |  | 0.0 |  | 0 | 0 |  | 0 | 0 | 0 | 0 |  | 0 | Item Attribute | 1 | Nos | 0.0 | 0.0 | 0 | 0.0 | 0 | L&T | AUC00404000 | India |  |  | 0 | 0.0 |  | 0 | 0 |  | 0 | 0 | 0 | 0 |  |  | 0 | 0 | 0 |  | 0 | [5 empty] | 0 |  |  | 0 | [13 empty] | Nos | 1.0 | [10 empty] | Ringlus Electro Controls & Automation PVT LTD | [18 empty] | CGST - RNG | 9.0
[120 empty] | SGST - RNG | 9.0
| 63A Four Pole Chengeover Switch L&T AUC00406300 | 63A Four Pole Chengeover Switch L&T AUC00406300 | LTMCB | Nos |  | 63A Four Pole Chengeover Switch L&T AUC00406300 |  | 0 | 0 | 1 | 1 | 1 | 0.0 | 0.0 | 0.0 | 0 |  |  | 0.0 | Electrical Components | 63A Four Pole Chengeover Switch L&T AUC00406300 | 0 | 31-12-2099 | Material Transfer |  | 0.0 |  | 0 | 0 |  | 0 | 0 | 0 | 0 |  | 0 | Item Attribute | 1 | Nos | 0.0 | 0.0 | 0 | 0.0 | 0 | L&T | AUC00406300 | India |  |  | 0 | 0.0 |  | 0 | 0 |  | 0 | 0 | 0 | 0 |  |  | 0 | 0 | 0 |  | 0 | [5 empty] | 0 |  |  | 0 | [13 empty] | Nos | 1.0 | [10 empty] | Ringlus Electro Controls & Automation PVT LTD | [18 empty] | CGST - RNG | 9.0
[120 empty] | SGST - RNG | 9.0
| Analog Time Switch Module 1 L&T AUTS01ANA00 | Analog Time Switch Module 1 L&T AUTS01ANA00 | LTMTR | Nos |  | Analog Time Switch Module 1 L&T AUTS01ANA00 |  | 0 | 0 | 1 | 1 | 1 | 0.0 | 0.0 | 0.0 | 0 |  |  | 0.0 | Electrical Components | Analog Time Switch Module 1 L&T AUTS01ANA00 | 0 | 31-12-2099 | Material Transfer |  | 0.0 |  | 0 | 0 |  | 0 | 0 | 0 | 0 |  | 0 | Item Attribute | 1 | Nos | 0.0 | 0.0 | 0 | 0.0 | 0 | L&T | AUTS01ANA00 | India |  |  | 0 | 0.0 |  | 0 | 0 |  | 0 | 0 | 0 | 0 |  |  | 0 | 0 | 0 |  | 0 | [5 empty] | 0 |  |  | 0 | [13 empty] | Nos | 1.0 | [10 empty] | Ringlus Electro Controls & Automation PVT LTD | [18 empty] | CGST - RNG | 9.0
[120 empty] | SGST - RNG | 9.0
| Analog Time Switch Module 3 L&T AUTS03ANA00 | Analog Time Switch Module 3 L&T AUTS03ANA00 | LTMTR | Nos |  | Analog Time Switch Module 3 L&T AUTS03ANA00 |  | 0 | 0 | 1 | 1 | 1 | 0.0 | 0.0 | 0.0 | 0 |  |  | 0.0 | Electrical Components | Analog Time Switch Module 3 L&T AUTS03ANA00 | 0 | 31-12-2099 | Material Transfer |  | 0.0 |  | 0 | 0 |  | 0 | 0 | 0 | 0 |  | 0 | Item Attribute | 1 | Nos | 0.0 | 0.0 | 0 | 0.0 | 0 | L&T | AUTS03ANA00 | India |  |  | 0 | 0.0 |  | 0 | 0 |  | 0 | 0 | 0 | 0 |  |  | 0 | 0 | 0 |  | 0 | [5 empty] | 0 |  |  | 0 | [13 empty] | Nos | 1.0 | [10 empty] | Ringlus Electro Controls & Automation PVT LTD | [18 empty] | CGST - RNG | 9.0
[120 empty] | SGST - RNG | 9.0
| Digital Time Switch Module 2 L&T AUTS02DIG00 | Digital Time Switch Module 2 L&T AUTS02DIG00 | LTMTR | Nos |  | Digital Time Switch Module 2 L&T AUTS02DIG00 |  | 0 | 0 | 1 | 1 | 1 | 0.0 | 0.0 | 0.0 | 0 |  |  | 0.0 | Electrical Components | Digital Time Switch Module 2 L&T AUTS02DIG00 | 0 | 31-12-2099 | Material Transfer |  | 0.0 |  | 0 | 0 |  | 0 | 0 | 0 | 0 |  | 0 | Item Attribute | 1 | Nos | 0.0 | 0.0 | 0 | 0.0 | 0 | L&T | AUTS02DIG00 | India |  |  | 0 | 0.0 |  | 0 | 0 |  | 0 | 0 | 0 | 0 |  |  | 0 | 0 | 0 |  | 0 | [5 empty] | 0 |  |  | 0 | [13 empty] | Nos | 1.0 | [10 empty] | Ringlus Electro Controls & Automation PVT LTD | [18 empty] | CGST - RNG | 9.0
[120 empty] | SGST - RNG | 9.0
| Astro time Switch 2 L&T AUTS02AST00 | Astro time Switch 2 L&T AUTS02AST00 | LTMTR | Nos |  | Astro time Switch 2 L&T AUTS02AST00 |  | 0 | 0 | 1 | 1 | 1 | 0.0 | 0.0 | 0.0 | 0 |  |  | 0.0 | Electrical Components | Astro time Switch 2 L&T AUTS02AST00 | 0 | 31-12-2099 | Material Transfer |  | 0.0 |  | 0 | 0 |  | 0 | 0 | 0 | 0 |  | 0 | Item Attribute | 1 | Nos | 0.0 | 0.0 | 0 | 0.0 | 0 | L&T | AUTS02AST00 | India |  |  | 0 | 0.0 |  | 0 | 0 |  | 0 | 0 | 0 | 0 |  |  | 0 | 0 | 0 |  | 0 | [5 empty] | 0 |  |  | 0 | [13 empty] | Nos | 1.0 | [10 empty] | Ringlus Electro Controls & Automation PVT LTD | [18 empty] | CGST - RNG | 9.0
[120 empty] | SGST - RNG | 9.0
| Single Phase (5-40A)Energy Meter WD4000101OOO | Single Phase (5-40A)Energy Meter WD4000101OOO | LTMTR | Nos |  | Single Phase (5-40A)Energy Meter WD4000101OOO |  | 0 | 0 | 1 | 1 | 1 | 0.0 | 0.0 | 0.0 | 0 |  |  | 0.0 | Electrical Components | Single Phase (5-40A)Energy Meter WD4000101OOO | 0 | 31-12-2099 | Material Transfer |  | 0.0 |  | 0 | 0 |  | 0 | 0 | 0 | 0 |  | 0 | Item Attribute | 1 | Nos | 0.0 | 0.0 | 0 | 0.0 | 0 | L&T | WD4000101OOO | India |  |  | 0 | 0.0 |  | 0 | 0 |  | 0 | 0 | 0 | 0 |  |  | 0 | 0 | 0 |  | 0 | [5 empty] | 0 |  |  | 0 | [13 empty] | Nos | 1.0 | [10 empty] | Ringlus Electro Controls & Automation PVT LTD | [18 empty] | CGST - RNG | 9.0
[120 empty] | SGST - RNG | 9.0
| Single Phase (10-60A)Energy Meter WD4000103OOO | Single Phase (10-60A)Energy Meter WD4000103OOO | LTMTR | Nos |  | Single Phase (10-60A)Energy Meter WD4000103OOO |  | 0 | 0 | 1 | 1 | 1 | 0.0 | 0.0 | 0.0 | 0 |  |  | 0.0 | Electrical Components | Single Phase (10-60A)Energy Meter WD4000103OOO | 0 | 31-12-2099 | Material Transfer |  | 0.0 |  | 0 | 0 |  | 0 | 0 | 0 | 0 |  | 0 | Item Attribute | 1 | Nos | 0.0 | 0.0 | 0 | 0.0 | 0 | L&T | WD4000103OOO | India |  |  | 0 | 0.0 |  | 0 | 0 |  | 0 | 0 | 0 | 0 |  |  | 0 | 0 | 0 |  | 0 | [5 empty] | 0 |  |  | 0 | [13 empty] | Nos | 1.0 | [10 empty] | Ringlus Electro Controls & Automation PVT LTD | [18 empty] | CGST - RNG | 9.0
[120 empty] | SGST - RNG | 9.0
| 630A 50KA MDO TP MPR ACB L&T SL96041 | 630A 50KA MDO TP MPR ACB L&T SL96041 | LTCPACB | Nos |  | 630A 50KA MDO TP MPR ACB L&T SL96041 |  | 0 | 0 | 1 | 1 | 1 | 0.0 | 0.0 | 0.0 | 0 |  |  | 0.0 | Electrical Components | 630A 50KA MDO TP MPR ACB L&T SL96041 | 0 | 31-12-2099 | Material Transfer |  | 0.0 |  | 0 | 0 |  | 0 | 0 | 0 | 0 |  | 0 | Item Attribute | 1 | Nos | 0.0 | 0.0 | 0 | 0.0 | 0 | L&T | SL96041 | India |  |  | 0 | 0.0 |  | 0 | 0 |  | 0 | 0 | 0 | 0 |  |  | 0 | 0 | 0 |  | 0 | [5 empty] | 0 |  |  | 0 | [13 empty] | Nos | 1.0 | [10 empty] | Ringlus Electro Controls & Automation PVT LTD | [18 empty] | CGST - RNG | 9.0
[120 empty] | SGST - RNG | 9.0
| 630A 50KA EDO TP MPR ACB L&T SL96051 | 630A 50KA EDO TP MPR ACB L&T SL96051 | LTCPACB | Nos |  | 630A 50KA EDO TP MPR ACB L&T SL96051 |  | 0 | 0 | 1 | 1 | 1 | 0.0 | 0.0 | 0.0 | 0 |  |  | 0.0 | Electrical Components | 630A 50KA EDO TP MPR ACB L&T SL96051 | 0 | 31-12-2099 | Material Transfer |  | 0.0 |  | 0 | 0 |  | 0 | 0 | 0 | 0 |  | 0 | Item Attribute | 1 | Nos | 0.0 | 0.0 | 0 | 0.0 | 0 | L&T | SL96051 | India |  |  | 0 | 0.0 |  | 0 | 0 |  | 0 | 0 | 0 | 0 |  |  | 0 | 0 | 0 |  | 0 | [5 empty] | 0 |  |  | 0 | [13 empty] | Nos | 1.0 | [10 empty] | Ringlus Electro Controls & Automation PVT LTD | [18 empty] | CGST - RNG | 9.0
[120 empty] | SGST - RNG | 9.0
| 800A 50KA MDO TP MPR ACB L&T SL96042 | 800A 50KA MDO TP MPR ACB L&T SL96042 | LTCPACB | Nos |  | 800A 50KA MDO TP MPR ACB L&T SL96042 |  | 0 | 0 | 1 | 1 | 1 | 0.0 | 0.0 | 0.0 | 0 |  |  | 0.0 | Electrical Components | 800A 50KA MDO TP MPR ACB L&T SL96042 | 0 | 31-12-2099 | Material Transfer |  | 0.0 |  | 0 | 0 |  | 0 | 0 | 0 | 0 |  | 0 | Item Attribute | 1 | Nos | 0.0 | 0.0 | 0 | 0.0 | 0 | L&T | SL96042 | India |  |  | 0 | 0.0 |  | 0 | 0 |  | 0 | 0 | 0 | 0 |  |  | 0 | 0 | 0 |  | 0 | [5 empty] | 0 |  |  | 0 | [13 empty] | Nos | 1.0 | [10 empty] | Ringlus Electro Controls & Automation PVT LTD | [18 empty] | CGST - RNG | 9.0
[120 empty] | SGST - RNG | 9.0
| 800A 50KA EDO TP MPR ACB L&T SL96052 | 800A 50KA EDO TP MPR ACB L&T SL96052 | LTCPACB | Nos |  | 800A 50KA EDO TP MPR ACB L&T SL96052 |  | 0 | 0 | 1 | 1 | 1 | 0.0 | 0.0 | 0.0 | 0 |  |  | 0.0 | Electrical Components | 800A 50KA EDO TP MPR ACB L&T SL96052 | 0 | 31-12-2099 | Material Transfer |  | 0.0 |  | 0 | 0 |  | 0 | 0 | 0 | 0 |  | 0 | Item Attribute | 1 | Nos | 0.0 | 0.0 | 0 | 0.0 | 0 | L&T | SL96052 | India |  |  | 0 | 0.0 |  | 0 | 0 |  | 0 | 0 | 0 | 0 |  |  | 0 | 0 | 0 |  | 0 | [5 empty] | 0 |  |  | 0 | [13 empty] | Nos | 1.0 | [10 empty] | Ringlus Electro Controls & Automation PVT LTD | [18 empty] | CGST - RNG | 9.0
[120 empty] | SGST - RNG | 9.0
| 1000A 50KA MDO TP MPR ACB L&T SL96043 | 1000A 50KA MDO TP MPR ACB L&T SL96043 | LTCPACB | Nos |  | 1000A 50KA MDO TP MPR ACB L&T SL96043 |  | 0 | 0 | 1 | 1 | 1 | 0.0 | 0.0 | 0.0 | 0 |  |  | 0.0 | Electrical Components | 1000A 50KA MDO TP MPR ACB L&T SL96043 | 0 | 31-12-2099 | Material Transfer |  | 0.0 |  | 0 | 0 |  | 0 | 0 | 0 | 0 |  | 0 | Item Attribute | 1 | Nos | 0.0 | 0.0 | 0 | 0.0 | 0 | L&T | SL96043 | India |  |  | 0 | 0.0 |  | 0 | 0 |  | 0 | 0 | 0 | 0 |  |  | 0 | 0 | 0 |  | 0 | [5 empty] | 0 |  |  | 0 | [13 empty] | Nos | 1.0 | [10 empty] | Ringlus Electro Controls & Automation PVT LTD | [18 empty] | CGST - RNG | 9.0
[120 empty] | SGST - RNG | 9.0
| 1000A 50KA EDO TP MPR ACB L&T SL96053 | 1000A 50KA EDO TP MPR ACB L&T SL96053 | LTCPACB | Nos |  | 1000A 50KA EDO TP MPR ACB L&T SL96053 |  | 0 | 0 | 1 | 1 | 1 | 0.0 | 0.0 | 0.0 | 0 |  |  | 0.0 | Electrical Components | 1000A 50KA EDO TP MPR ACB L&T SL96053 | 0 | 31-12-2099 | Material Transfer |  | 0.0 |  | 0 | 0 |  | 0 | 0 | 0 | 0 |  | 0 | Item Attribute | 1 | Nos | 0.0 | 0.0 | 0 | 0.0 | 0 | L&T | SL96053 | India |  |  | 0 | 0.0 |  | 0 | 0 |  | 0 | 0 | 0 | 0 |  |  | 0 | 0 | 0 |  | 0 | [5 empty] | 0 |  |  | 0 | [13 empty] | Nos | 1.0 | [10 empty] | Ringlus Electro Controls & Automation PVT LTD | [18 empty] | CGST - RNG | 9.0
[120 empty] | SGST - RNG | 9.0
| 1250A 50KA MDO TP MPR ACB L&T SL96044 | 1250A 50KA MDO TP MPR ACB L&T SL96044 | LTCPACB | Nos |  | 1250A 50KA MDO TP MPR ACB L&T SL96044 |  | 0 | 0 | 1 | 1 | 1 | 0.0 | 0.0 | 0.0 | 0 |  |  | 0.0 | Electrical Components | 1250A 50KA MDO TP MPR ACB L&T SL96044 | 0 | 31-12-2099 | Material Transfer |  | 0.0 |  | 0 | 0 |  | 0 | 0 | 0 | 0 |  | 0 | Item Attribute | 1 | Nos | 0.0 | 0.0 | 0 | 0.0 | 0 | L&T | SL96044 | India |  |  | 0 | 0.0 |  | 0 | 0 |  | 0 | 0 | 0 | 0 |  |  | 0 | 0 | 0 |  | 0 | [5 empty] | 0 |  |  | 0 | [13 empty] | Nos | 1.0 | [10 empty] | Ringlus Electro Controls & Automation PVT LTD | [18 empty] | CGST - RNG | 9.0
[120 empty] | SGST - RNG | 9.0
| 1250A 50KA EDO TP MPR ACB L&T SL96054 | 1250A 50KA EDO TP MPR ACB L&T SL96054 | LTCPACB | Nos |  | 1250A 50KA EDO TP MPR ACB L&T SL96054 |  | 0 | 0 | 1 | 1 | 1 | 0.0 | 0.0 | 0.0 | 0 |  |  | 0.0 | Electrical Components | 1250A 50KA EDO TP MPR ACB L&T SL96054 | 0 | 31-12-2099 | Material Transfer |  | 0.0 |  | 0 | 0 |  | 0 | 0 | 0 | 0 |  | 0 | Item Attribute | 1 | Nos | 0.0 | 0.0 | 0 | 0.0 | 0 | L&T | SL96054 | India |  |  | 0 | 0.0 |  | 0 | 0 |  | 0 | 0 | 0 | 0 |  |  | 0 | 0 | 0 |  | 0 | [5 empty] | 0 |  |  | 0 | [13 empty] | Nos | 1.0 | [10 empty] | Ringlus Electro Controls & Automation PVT LTD | [18 empty] | CGST - RNG | 9.0
[120 empty] | SGST - RNG | 9.0
| 1600A 50KA MDO TP MPR ACB L&T SL96045 | 1600A 50KA MDO TP MPR ACB L&T SL96045 | LTCPACB | Nos |  | 1600A 50KA MDO TP MPR ACB L&T SL96045 |  | 0 | 0 | 1 | 1 | 1 | 0.0 | 0.0 | 0.0 | 0 |  |  | 0.0 | Electrical Components | 1600A 50KA MDO TP MPR ACB L&T SL96045 | 0 | 31-12-2099 | Material Transfer |  | 0.0 |  | 0 | 0 |  | 0 | 0 | 0 | 0 |  | 0 | Item Attribute | 1 | Nos | 0.0 | 0.0 | 0 | 0.0 | 0 | L&T | SL96045 | India |  |  | 0 | 0.0 |  | 0 | 0 |  | 0 | 0 | 0 | 0 |  |  | 0 | 0 | 0 |  | 0 | [5 empty] | 0 |  |  | 0 | [13 empty] | Nos | 1.0 | [10 empty] | Ringlus Electro Controls & Automation PVT LTD | [18 empty] | CGST - RNG | 9.0
[120 empty] | SGST - RNG | 9.0
| 1600A 50KA EDO TP MPR ACB L&T SL96055 | 1600A 50KA EDO TP MPR ACB L&T SL96055 | LTCPACB | Nos |  | 1600A 50KA EDO TP MPR ACB L&T SL96055 |  | 0 | 0 | 1 | 1 | 1 | 0.0 | 0.0 | 0.0 | 0 |  |  | 0.0 | Electrical Components | 1600A 50KA EDO TP MPR ACB L&T SL96055 | 0 | 31-12-2099 | Material Transfer |  | 0.0 |  | 0 | 0 |  | 0 | 0 | 0 | 0 |  | 0 | Item Attribute | 1 | Nos | 0.0 | 0.0 | 0 | 0.0 | 0 | L&T | SL96055 | India |  |  | 0 | 0.0 |  | 0 | 0 |  | 0 | 0 | 0 | 0 |  |  | 0 | 0 | 0 |  | 0 | [5 empty] | 0 |  |  | 0 | [13 empty] | Nos | 1.0 | [10 empty] | Ringlus Electro Controls & Automation PVT LTD | [18 empty] | CGST - RNG | 9.0
[120 empty] | SGST - RNG | 9.0
| 2000A 50KA MDO TP MPR ACB L&T SL96046 | 2000A 50KA MDO TP MPR ACB L&T SL96046 | LTCPACB | Nos |  | 2000A 50KA MDO TP MPR ACB L&T SL96046 |  | 0 | 0 | 1 | 1 | 1 | 0.0 | 0.0 | 0.0 | 0 |  |  | 0.0 | Electrical Components | 2000A 50KA MDO TP MPR ACB L&T SL96046 | 0 | 31-12-2099 | Material Transfer |  | 0.0 |  | 0 | 0 |  | 0 | 0 | 0 | 0 |  | 0 | Item Attribute | 1 | Nos | 0.0 | 0.0 | 0 | 0.0 | 0 | L&T | SL96046 | India |  |  | 0 | 0.0 |  | 0 | 0 |  | 0 | 0 | 0 | 0 |  |  | 0 | 0 | 0 |  | 0 | [5 empty] | 0 |  |  | 0 | [13 empty] | Nos | 1.0 | [10 empty] | Ringlus Electro Controls & Automation PVT LTD | [18 empty] | CGST - RNG | 9.0
[120 empty] | SGST - RNG | 9.0
| 2000A 50KA EDO TP MPR ACB L&T SL96056 | 2000A 50KA EDO TP MPR ACB L&T SL96056 | LTCPACB | Nos |  | 2000A 50KA EDO TP MPR ACB L&T SL96056 |  | 0 | 0 | 1 | 1 | 1 | 0.0 | 0.0 | 0.0 | 0 |  |  | 0.0 | Electrical Components | 2000A 50KA EDO TP MPR ACB L&T SL96056 | 0 | 31-12-2099 | Material Transfer |  | 0.0 |  | 0 | 0 |  | 0 | 0 | 0 | 0 |  | 0 | Item Attribute | 1 | Nos | 0.0 | 0.0 | 0 | 0.0 | 0 | L&T | SL96056 | India |  |  | 0 | 0.0 |  | 0 | 0 |  | 0 | 0 | 0 | 0 |  |  | 0 | 0 | 0 |  | 0 | [5 empty] | 0 |  |  | 0 | [13 empty] | Nos | 1.0 | [10 empty] | Ringlus Electro Controls & Automation PVT LTD | [18 empty] | CGST - RNG | 9.0
[120 empty] | SGST - RNG | 9.0
| 2500A 60KA MDO TP MPR ACB L&T SL96047 | 2500A 60KA MDO TP MPR ACB L&T SL96047 | LTCPACB | Nos |  | 2500A 60KA MDO TP MPR ACB L&T SL96047 |  | 0 | 0 | 1 | 1 | 1 | 0.0 | 0.0 | 0.0 | 0 |  |  | 0.0 | Electrical Components | 2500A 60KA MDO TP MPR ACB L&T SL96047 | 0 | 31-12-2099 | Material Transfer |  | 0.0 |  | 0 | 0 |  | 0 | 0 | 0 | 0 |  | 0 | Item Attribute | 1 | Nos | 0.0 | 0.0 | 0 | 0.0 | 0 | L&T | SL96047 | India |  |  | 0 | 0.0 |  | 0 | 0 |  | 0 | 0 | 0 | 0 |  |  | 0 | 0 | 0 |  | 0 | [5 empty] | 0 |  |  | 0 | [13 empty] | Nos | 1.0 | [10 empty] | Ringlus Electro Controls & Automation PVT LTD | [18 empty] | CGST - RNG | 9.0
[120 empty] | SGST - RNG | 9.0
| 2500A 60KA EDO TP MPR ACB L&T SL96057 | 2500A 60KA EDO TP MPR ACB L&T SL96057 | LTCPACB | Nos |  | 2500A 60KA EDO TP MPR ACB L&T SL96057 |  | 0 | 0 | 1 | 1 | 1 | 0.0 | 0.0 | 0.0 | 0 |  |  | 0.0 | Electrical Components | 2500A 60KA EDO TP MPR ACB L&T SL96057 | 0 | 31-12-2099 | Material Transfer |  | 0.0 |  | 0 | 0 |  | 0 | 0 | 0 | 0 |  | 0 | Item Attribute | 1 | Nos | 0.0 | 0.0 | 0 | 0.0 | 0 | L&T | SL96057 | India |  |  | 0 | 0.0 |  | 0 | 0 |  | 0 | 0 | 0 | 0 |  |  | 0 | 0 | 0 |  | 0 | [5 empty] | 0 |  |  | 0 | [13 empty] | Nos | 1.0 | [10 empty] | Ringlus Electro Controls & Automation PVT LTD | [18 empty] | CGST - RNG | 9.0
[120 empty] | SGST - RNG | 9.0
| 630A 50KA MDO FP MPR ACB L&T SL96061 | 630A 50KA MDO FP MPR ACB L&T SL96061 | LTCPACB | Nos |  | 630A 50KA MDO FP MPR ACB L&T SL96061 |  | 0 | 0 | 1 | 1 | 1 | 0.0 | 0.0 | 0.0 | 0 |  |  | 0.0 | Electrical Components | 630A 50KA MDO FP MPR ACB L&T SL96061 | 0 | 31-12-2099 | Material Transfer |  | 0.0 |  | 0 | 0 |  | 0 | 0 | 0 | 0 |  | 0 | Item Attribute | 1 | Nos | 0.0 | 0.0 | 0 | 0.0 | 0 | L&T | SL96061 | India |  |  | 0 | 0.0 |  | 0 | 0 |  | 0 | 0 | 0 | 0 |  |  | 0 | 0 | 0 |  | 0 | [5 empty] | 0 |  |  | 0 | [13 empty] | Nos | 1.0 | [10 empty] | Ringlus Electro Controls & Automation PVT LTD | [18 empty] | CGST - RNG | 9.0
[120 empty] | SGST - RNG | 9.0
| 630A 50KA EDO FP MPR ACB L&T SL96071 | 630A 50KA EDO FP MPR ACB L&T SL96071 | LTCPACB | Nos |  | 630A 50KA EDO FP MPR ACB L&T SL96071 |  | 0 | 0 | 1 | 1 | 1 | 0.0 | 0.0 | 0.0 | 0 |  |  | 0.0 | Electrical Components | 630A 50KA EDO FP MPR ACB L&T SL96071 | 0 | 31-12-2099 | Material Transfer |  | 0.0 |  | 0 | 0 |  | 0 | 0 | 0 | 0 |  | 0 | Item Attribute | 1 | Nos | 0.0 | 0.0 | 0 | 0.0 | 0 | L&T | SL96071 | India |  |  | 0 | 0.0 |  | 0 | 0 |  | 0 | 0 | 0 | 0 |  |  | 0 | 0 | 0 |  | 0 | [5 empty] | 0 |  |  | 0 | [13 empty] | Nos | 1.0 | [10 empty] | Ringlus Electro Controls & Automation PVT LTD | [18 empty] | CGST - RNG | 9.0
[120 empty] | SGST - RNG | 9.0
| 800A 50KA MDO FP MPR ACB L&T SL96062 | 800A 50KA MDO FP MPR ACB L&T SL96062 | LTCPACB | Nos |  | 800A 50KA MDO FP MPR ACB L&T SL96062 |  | 0 | 0 | 1 | 1 | 1 | 0.0 | 0.0 | 0.0 | 0 |  |  | 0.0 | Electrical Components | 800A 50KA MDO FP MPR ACB L&T SL96062 | 0 | 31-12-2099 | Material Transfer |  | 0.0 |  | 0 | 0 |  | 0 | 0 | 0 | 0 |  | 0 | Item Attribute | 1 | Nos | 0.0 | 0.0 | 0 | 0.0 | 0 | L&T | SL96062 | India |  |  | 0 | 0.0 |  | 0 | 0 |  | 0 | 0 | 0 | 0 |  |  | 0 | 0 | 0 |  | 0 | [5 empty] | 0 |  |  | 0 | [13 empty] | Nos | 1.0 | [10 empty] | Ringlus Electro Controls & Automation PVT LTD | [18 empty] | CGST - RNG | 9.0
[120 empty] | SGST - RNG | 9.0
| 800A 50KA EDO FP MPR ACB L&T SL96072 | 800A 50KA EDO FP MPR ACB L&T SL96072 | LTCPACB | Nos |  | 800A 50KA EDO FP MPR ACB L&T SL96072 |  | 0 | 0 | 1 | 1 | 1 | 0.0 | 0.0 | 0.0 | 0 |  |  | 0.0 | Electrical Components | 800A 50KA EDO FP MPR ACB L&T SL96072 | 0 | 31-12-2099 | Material Transfer |  | 0.0 |  | 0 | 0 |  | 0 | 0 | 0 | 0 |  | 0 | Item Attribute | 1 | Nos | 0.0 | 0.0 | 0 | 0.0 | 0 | L&T | SL96072 | India |  |  | 0 | 0.0 |  | 0 | 0 |  | 0 | 0 | 0 | 0 |  |  | 0 | 0 | 0 |  | 0 | [5 empty] | 0 |  |  | 0 | [13 empty] | Nos | 1.0 | [10 empty] | Ringlus Electro Controls & Automation PVT LTD | [18 empty] | CGST - RNG | 9.0
[120 empty] | SGST - RNG | 9.0
| 1000A 50KA MDO FP MPR ACB L&T SL96063 | 1000A 50KA MDO FP MPR ACB L&T SL96063 | LTCPACB | Nos |  | 1000A 50KA MDO FP MPR ACB L&T SL96063 |  | 0 | 0 | 1 | 1 | 1 | 0.0 | 0.0 | 0.0 | 0 |  |  | 0.0 | Electrical Components | 1000A 50KA MDO FP MPR ACB L&T SL96063 | 0 | 31-12-2099 | Material Transfer |  | 0.0 |  | 0 | 0 |  | 0 | 0 | 0 | 0 |  | 0 | Item Attribute | 1 | Nos | 0.0 | 0.0 | 0 | 0.0 | 0 | L&T | SL96063 | India |  |  | 0 | 0.0 |  | 0 | 0 |  | 0 | 0 | 0 | 0 |  |  | 0 | 0 | 0 |  | 0 | [5 empty] | 0 |  |  | 0 | [13 empty] | Nos | 1.0 | [10 empty] | Ringlus Electro Controls & Automation PVT LTD | [18 empty] | CGST - RNG | 9.0
[120 empty] | SGST - RNG | 9.0
| 1000A 50KA EDO FP MPR ACB L&T SL96073 | 1000A 50KA EDO FP MPR ACB L&T SL96073 | LTCPACB | Nos |  | 1000A 50KA EDO FP MPR ACB L&T SL96073 |  | 0 | 0 | 1 | 1 | 1 | 0.0 | 0.0 | 0.0 | 0 |  |  | 0.0 | Electrical Components | 1000A 50KA EDO FP MPR ACB L&T SL96073 | 0 | 31-12-2099 | Material Transfer |  | 0.0 |  | 0 | 0 |  | 0 | 0 | 0 | 0 |  | 0 | Item Attribute | 1 | Nos | 0.0 | 0.0 | 0 | 0.0 | 0 | L&T | SL96073 | India |  |  | 0 | 0.0 |  | 0 | 0 |  | 0 | 0 | 0 | 0 |  |  | 0 | 0 | 0 |  | 0 | [5 empty] | 0 |  |  | 0 | [13 empty] | Nos | 1.0 | [10 empty] | Ringlus Electro Controls & Automation PVT LTD | [18 empty] | CGST - RNG | 9.0
[120 empty] | SGST - RNG | 9.0
| 1250A 50KA MDO FP MPR ACB L&T SL96064 | 1250A 50KA MDO FP MPR ACB L&T SL96064 | LTCPACB | Nos |  | 1250A 50KA MDO FP MPR ACB L&T SL96064 |  | 0 | 0 | 1 | 1 | 1 | 0.0 | 0.0 | 0.0 | 0 |  |  | 0.0 | Electrical Components | 1250A 50KA MDO FP MPR ACB L&T SL96064 | 0 | 31-12-2099 | Material Transfer |  | 0.0 |  | 0 | 0 |  | 0 | 0 | 0 | 0 |  | 0 | Item Attribute | 1 | Nos | 0.0 | 0.0 | 0 | 0.0 | 0 | L&T | SL96064 | India |  |  | 0 | 0.0 |  | 0 | 0 |  | 0 | 0 | 0 | 0 |  |  | 0 | 0 | 0 |  | 0 | [5 empty] | 0 |  |  | 0 | [13 empty] | Nos | 1.0 | [10 empty] | Ringlus Electro Controls & Automation PVT LTD | [18 empty] | CGST - RNG | 9.0
[120 empty] | SGST - RNG | 9.0
| 1250A 50KA EDO FP MPR ACB L&T SL96074 | 1250A 50KA EDO FP MPR ACB L&T SL96074 | LTCPACB | Nos |  | 1250A 50KA EDO FP MPR ACB L&T SL96074 |  | 0 | 0 | 1 | 1 | 1 | 0.0 | 0.0 | 0.0 | 0 |  |  | 0.0 | Electrical Components | 1250A 50KA EDO FP MPR ACB L&T SL96074 | 0 | 31-12-2099 | Material Transfer |  | 0.0 |  | 0 | 0 |  | 0 | 0 | 0 | 0 |  | 0 | Item Attribute | 1 | Nos | 0.0 | 0.0 | 0 | 0.0 | 0 | L&T | SL96074 | India |  |  | 0 | 0.0 |  | 0 | 0 |  | 0 | 0 | 0 | 0 |  |  | 0 | 0 | 0 |  | 0 | [5 empty] | 0 |  |  | 0 | [13 empty] | Nos | 1.0 | [10 empty] | Ringlus Electro Controls & Automation PVT LTD | [18 empty] | CGST - RNG | 9.0
[120 empty] | SGST - RNG | 9.0
| 1600A 50KA MDO FP MPR ACB L&T SL96065 | 1600A 50KA MDO FP MPR ACB L&T SL96065 | LTCPACB | Nos |  | 1600A 50KA MDO FP MPR ACB L&T SL96065 |  | 0 | 0 | 1 | 1 | 1 | 0.0 | 0.0 | 0.0 | 0 |  |  | 0.0 | Electrical Components | 1600A 50KA MDO FP MPR ACB L&T SL96065 | 0 | 31-12-2099 | Material Transfer |  | 0.0 |  | 0 | 0 |  | 0 | 0 | 0 | 0 |  | 0 | Item Attribute | 1 | Nos | 0.0 | 0.0 | 0 | 0.0 | 0 | L&T | SL96065 | India |  |  | 0 | 0.0 |  | 0 | 0 |  | 0 | 0 | 0 | 0 |  |  | 0 | 0 | 0 |  | 0 | [5 empty] | 0 |  |  | 0 | [13 empty] | Nos | 1.0 | [10 empty] | Ringlus Electro Controls & Automation PVT LTD | [18 empty] | CGST - RNG | 9.0
[120 empty] | SGST - RNG | 9.0
| 1600A 50KA EDO FP MPR ACB L&T SL96075 | 1600A 50KA EDO FP MPR ACB L&T SL96075 | LTCPACB | Nos |  | 1600A 50KA EDO FP MPR ACB L&T SL96075 |  | 0 | 0 | 1 | 1 | 1 | 0.0 | 0.0 | 0.0 | 0 |  |  | 0.0 | Electrical Components | 1600A 50KA EDO FP MPR ACB L&T SL96075 | 0 | 31-12-2099 | Material Transfer |  | 0.0 |  | 0 | 0 |  | 0 | 0 | 0 | 0 |  | 0 | Item Attribute | 1 | Nos | 0.0 | 0.0 | 0 | 0.0 | 0 | L&T | SL96075 | India |  |  | 0 | 0.0 |  | 0 | 0 |  | 0 | 0 | 0 | 0 |  |  | 0 | 0 | 0 |  | 0 | [5 empty] | 0 |  |  | 0 | [13 empty] | Nos | 1.0 | [10 empty] | Ringlus Electro Controls & Automation PVT LTD | [18 empty] | CGST - RNG | 9.0
[120 empty] | SGST - RNG | 9.0
| 2000A 50KA MDO FP MPR ACB L&T SL96066 | 2000A 50KA MDO FP MPR ACB L&T SL96066 | LTCPACB | Nos |  | 2000A 50KA MDO FP MPR ACB L&T SL96066 |  | 0 | 0 | 1 | 1 | 1 | 0.0 | 0.0 | 0.0 | 0 |  |  | 0.0 | Electrical Components | 2000A 50KA MDO FP MPR ACB L&T SL96066 | 0 | 31-12-2099 | Material Transfer |  | 0.0 |  | 0 | 0 |  | 0 | 0 | 0 | 0 |  | 0 | Item Attribute | 1 | Nos | 0.0 | 0.0 | 0 | 0.0 | 0 | L&T | SL96066 | India |  |  | 0 | 0.0 |  | 0 | 0 |  | 0 | 0 | 0 | 0 |  |  | 0 | 0 | 0 |  | 0 | [5 empty] | 0 |  |  | 0 | [13 empty] | Nos | 1.0 | [10 empty] | Ringlus Electro Controls & Automation PVT LTD | [18 empty] | CGST - RNG | 9.0
[120 empty] | SGST - RNG | 9.0
| 2000A 50KA EDO FP MPR ACB L&T SL96076 | 2000A 50KA EDO FP MPR ACB L&T SL96076 | LTCPACB | Nos |  | 2000A 50KA EDO FP MPR ACB L&T SL96076 |  | 0 | 0 | 1 | 1 | 1 | 0.0 | 0.0 | 0.0 | 0 |  |  | 0.0 | Electrical Components | 2000A 50KA EDO FP MPR ACB L&T SL96076 | 0 | 31-12-2099 | Material Transfer |  | 0.0 |  | 0 | 0 |  | 0 | 0 | 0 | 0 |  | 0 | Item Attribute | 1 | Nos | 0.0 | 0.0 | 0 | 0.0 | 0 | L&T | SL96076 | India |  |  | 0 | 0.0 |  | 0 | 0 |  | 0 | 0 | 0 | 0 |  |  | 0 | 0 | 0 |  | 0 | [5 empty] | 0 |  |  | 0 | [13 empty] | Nos | 1.0 | [10 empty] | Ringlus Electro Controls & Automation PVT LTD | [18 empty] | CGST - RNG | 9.0
[120 empty] | SGST - RNG | 9.0
| 2500A 60KA MDO FP MPR ACB L&T SL96067 | 2500A 60KA MDO FP MPR ACB L&T SL96067 | LTCPACB | Nos |  | 2500A 60KA MDO FP MPR ACB L&T SL96067 |  | 0 | 0 | 1 | 1 | 1 | 0.0 | 0.0 | 0.0 | 0 |  |  | 0.0 | Electrical Components | 2500A 60KA MDO FP MPR ACB L&T SL96067 | 0 | 31-12-2099 | Material Transfer |  | 0.0 |  | 0 | 0 |  | 0 | 0 | 0 | 0 |  | 0 | Item Attribute | 1 | Nos | 0.0 | 0.0 | 0 | 0.0 | 0 | L&T | SL96067 | India |  |  | 0 | 0.0 |  | 0 | 0 |  | 0 | 0 | 0 | 0 |  |  | 0 | 0 | 0 |  | 0 | [5 empty] | 0 |  |  | 0 | [13 empty] | Nos | 1.0 | [10 empty] | Ringlus Electro Controls & Automation PVT LTD | [18 empty] | CGST - RNG | 9.0
[120 empty] | SGST - RNG | 9.0
| 2500A 60KA EDO FP MPR ACB L&T SL96077 | 2500A 60KA EDO FP MPR ACB L&T SL96077 | LTCPACB | Nos |  | 2500A 60KA EDO FP MPR ACB L&T SL96077 |  | 0 | 0 | 1 | 1 | 1 | 0.0 | 0.0 | 0.0 | 0 |  |  | 0.0 | Electrical Components | 2500A 60KA EDO FP MPR ACB L&T SL96077 | 0 | 31-12-2099 | Material Transfer |  | 0.0 |  | 0 | 0 |  | 0 | 0 | 0 | 0 |  | 0 | Item Attribute | 1 | Nos | 0.0 | 0.0 | 0 | 0.0 | 0 | L&T | SL96077 | India |  |  | 0 | 0.0 |  | 0 | 0 |  | 0 | 0 | 0 | 0 |  |  | 0 | 0 | 0 |  | 0 | [5 empty] | 0 |  |  | 0 | [13 empty] | Nos | 1.0 | [10 empty] | Ringlus Electro Controls & Automation PVT LTD | [18 empty] | CGST - RNG | 9.0
[120 empty] | SGST - RNG | 9.0
| 630A 50KA MDO TP TMR ACB TMR L&T SL95331 | 630A 50KA MDO TP TMR ACB TMR L&T SL95331 | LTCPACB | Nos |  | 630A 50KA MDO TP TMR ACB TMR L&T SL95331 |  | 0 | 0 | 1 | 1 | 1 | 0.0 | 0.0 | 0.0 | 0 |  |  | 0.0 | Electrical Components | 630A 50KA MDO TP TMR ACB TMR L&T SL95331 | 0 | 31-12-2099 | Material Transfer |  | 0.0 |  | 0 | 0 |  | 0 | 0 | 0 | 0 |  | 0 | Item Attribute | 1 | Nos | 0.0 | 0.0 | 0 | 0.0 | 0 | L&T | SL95331 | India |  |  | 0 | 0.0 |  | 0 | 0 |  | 0 | 0 | 0 | 0 |  |  | 0 | 0 | 0 |  | 0 | [5 empty] | 0 |  |  | 0 | [13 empty] | Nos | 1.0 | [10 empty] | Ringlus Electro Controls & Automation PVT LTD | [18 empty] | CGST - RNG | 9.0
[120 empty] | SGST - RNG | 9.0
| 630A 50KA EDO TP TMR ACB L&T SL95341 | 630A 50KA EDO TP TMR ACB L&T SL95341 | LTCPACB | Nos |  | 630A 50KA EDO TP TMR ACB L&T SL95341 |  | 0 | 0 | 1 | 1 | 1 | 0.0 | 0.0 | 0.0 | 0 |  |  | 0.0 | Electrical Components | 630A 50KA EDO TP TMR ACB L&T SL95341 | 0 | 31-12-2099 | Material Transfer |  | 0.0 |  | 0 | 0 |  | 0 | 0 | 0 | 0 |  | 0 | Item Attribute | 1 | Nos | 0.0 | 0.0 | 0 | 0.0 | 0 | L&T | SL95341 | India |  |  | 0 | 0.0 |  | 0 | 0 |  | 0 | 0 | 0 | 0 |  |  | 0 | 0 | 0 |  | 0 | [5 empty] | 0 |  |  | 0 | [13 empty] | Nos | 1.0 | [10 empty] | Ringlus Electro Controls & Automation PVT LTD | [18 empty] | CGST - RNG | 9.0
[120 empty] | SGST - RNG | 9.0
| 800A 50KA MDO TP TMR ACB L&T SL95332 | 800A 50KA MDO TP TMR ACB L&T SL95332 | LTCPACB | Nos |  | 800A 50KA MDO TP TMR ACB L&T SL95332 |  | 0 | 0 | 1 | 1 | 1 | 0.0 | 0.0 | 0.0 | 0 |  |  | 0.0 | Electrical Components | 800A 50KA MDO TP TMR ACB L&T SL95332 | 0 | 31-12-2099 | Material Transfer |  | 0.0 |  | 0 | 0 |  | 0 | 0 | 0 | 0 |  | 0 | Item Attribute | 1 | Nos | 0.0 | 0.0 | 0 | 0.0 | 0 | L&T | SL95332 | India |  |  | 0 | 0.0 |  | 0 | 0 |  | 0 | 0 | 0 | 0 |  |  | 0 | 0 | 0 |  | 0 | [5 empty] | 0 |  |  | 0 | [13 empty] | Nos | 1.0 | [10 empty] | Ringlus Electro Controls & Automation PVT LTD | [18 empty] | CGST - RNG | 9.0
[120 empty] | SGST - RNG | 9.0
| 800A 50KA EDO TP TMR ACB L&T SL95342 | 800A 50KA EDO TP TMR ACB L&T SL95342 | LTCPACB | Nos |  | 800A 50KA EDO TP TMR ACB L&T SL95342 |  | 0 | 0 | 1 | 1 | 1 | 0.0 | 0.0 | 0.0 | 0 |  |  | 0.0 | Electrical Components | 800A 50KA EDO TP TMR ACB L&T SL95342 | 0 | 31-12-2099 | Material Transfer |  | 0.0 |  | 0 | 0 |  | 0 | 0 | 0 | 0 |  | 0 | Item Attribute | 1 | Nos | 0.0 | 0.0 | 0 | 0.0 | 0 | L&T | SL95342 | India |  |  | 0 | 0.0 |  | 0 | 0 |  | 0 | 0 | 0 | 0 |  |  | 0 | 0 | 0 |  | 0 | [5 empty] | 0 |  |  | 0 | [13 empty] | Nos | 1.0 | [10 empty] | Ringlus Electro Controls & Automation PVT LTD | [18 empty] | CGST - RNG | 9.0
[120 empty] | SGST - RNG | 9.0
| 1000A 50KA MDO TP TMR ACB L&T SL95333 | 1000A 50KA MDO TP TMR ACB L&T SL95333 | LTCPACB | Nos |  | 1000A 50KA MDO TP TMR ACB L&T SL95333 |  | 0 | 0 | 1 | 1 | 1 | 0.0 | 0.0 | 0.0 | 0 |  |  | 0.0 | Electrical Components | 1000A 50KA MDO TP TMR ACB L&T SL95333 | 0 | 31-12-2099 | Material Transfer |  | 0.0 |  | 0 | 0 |  | 0 | 0 | 0 | 0 |  | 0 | Item Attribute | 1 | Nos | 0.0 | 0.0 | 0 | 0.0 | 0 | L&T | SL95333 | India |  |  | 0 | 0.0 |  | 0 | 0 |  | 0 | 0 | 0 | 0 |  |  | 0 | 0 | 0 |  | 0 | [5 empty] | 0 |  |  | 0 | [13 empty] | Nos | 1.0 | [10 empty] | Ringlus Electro Controls & Automation PVT LTD | [18 empty] | CGST - RNG | 9.0
[120 empty] | SGST - RNG | 9.0
| 1000A 50KA EDO TP TMR ACB L&T SL95343 | 1000A 50KA EDO TP TMR ACB L&T SL95343 | LTCPACB | Nos |  | 1000A 50KA EDO TP TMR ACB L&T SL95343 |  | 0 | 0 | 1 | 1 | 1 | 0.0 | 0.0 | 0.0 | 0 |  |  | 0.0 | Electrical Components | 1000A 50KA EDO TP TMR ACB L&T SL95343 | 0 | 31-12-2099 | Material Transfer |  | 0.0 |  | 0 | 0 |  | 0 | 0 | 0 | 0 |  | 0 | Item Attribute | 1 | Nos | 0.0 | 0.0 | 0 | 0.0 | 0 | L&T | SL95343 | India |  |  | 0 | 0.0 |  | 0 | 0 |  | 0 | 0 | 0 | 0 |  |  | 0 | 0 | 0 |  | 0 | [5 empty] | 0 |  |  | 0 | [13 empty] | Nos | 1.0 | [10 empty] | Ringlus Electro Controls & Automation PVT LTD | [18 empty] | CGST - RNG | 9.0
[120 empty] | SGST - RNG | 9.0
| 1250A 50KA MDO TP TMR ACB L&T SL95334 | 1250A 50KA MDO TP TMR ACB L&T SL95334 | LTCPACB | Nos |  | 1250A 50KA MDO TP TMR ACB L&T SL95334 |  | 0 | 0 | 1 | 1 | 1 | 0.0 | 0.0 | 0.0 | 0 |  |  | 0.0 | Electrical Components | 1250A 50KA MDO TP TMR ACB L&T SL95334 | 0 | 31-12-2099 | Material Transfer |  | 0.0 |  | 0 | 0 |  | 0 | 0 | 0 | 0 |  | 0 | Item Attribute | 1 | Nos | 0.0 | 0.0 | 0 | 0.0 | 0 | L&T | SL95334 | India |  |  | 0 | 0.0 |  | 0 | 0 |  | 0 | 0 | 0 | 0 |  |  | 0 | 0 | 0 |  | 0 | [5 empty] | 0 |  |  | 0 | [13 empty] | Nos | 1.0 | [10 empty] | Ringlus Electro Controls & Automation PVT LTD | [18 empty] | CGST - RNG | 9.0
[120 empty] | SGST - RNG | 9.0
| 1250A 50KA EDO TP TMR ACB L&T SL95344 | 1250A 50KA EDO TP TMR ACB L&T SL95344 | LTCPACB | Nos |  | 1250A 50KA EDO TP TMR ACB L&T SL95344 |  | 0 | 0 | 1 | 1 | 1 | 0.0 | 0.0 | 0.0 | 0 |  |  | 0.0 | Electrical Components | 1250A 50KA EDO TP TMR ACB L&T SL95344 | 0 | 31-12-2099 | Material Transfer |  | 0.0 |  | 0 | 0 |  | 0 | 0 | 0 | 0 |  | 0 | Item Attribute | 1 | Nos | 0.0 | 0.0 | 0 | 0.0 | 0 | L&T | SL95344 | India |  |  | 0 | 0.0 |  | 0 | 0 |  | 0 | 0 | 0 | 0 |  |  | 0 | 0 | 0 |  | 0 | [5 empty] | 0 |  |  | 0 | [13 empty] | Nos | 1.0 | [10 empty] | Ringlus Electro Controls & Automation PVT LTD | [18 empty] | CGST - RNG | 9.0
[120 empty] | SGST - RNG | 9.0
| 1600A 50KA MDO TP TMR ACB L&T SL95335 | 1600A 50KA MDO TP TMR ACB L&T SL95335 | LTCPACB | Nos |  | 1600A 50KA MDO TP TMR ACB L&T SL95335 |  | 0 | 0 | 1 | 1 | 1 | 0.0 | 0.0 | 0.0 | 0 |  |  | 0.0 | Electrical Components | 1600A 50KA MDO TP TMR ACB L&T SL95335 | 0 | 31-12-2099 | Material Transfer |  | 0.0 |  | 0 | 0 |  | 0 | 0 | 0 | 0 |  | 0 | Item Attribute | 1 | Nos | 0.0 | 0.0 | 0 | 0.0 | 0 | L&T | SL95335 | India |  |  | 0 | 0.0 |  | 0 | 0 |  | 0 | 0 | 0 | 0 |  |  | 0 | 0 | 0 |  | 0 | [5 empty] | 0 |  |  | 0 | [13 empty] | Nos | 1.0 | [10 empty] | Ringlus Electro Controls & Automation PVT LTD | [18 empty] | CGST - RNG | 9.0
[120 empty] | SGST - RNG | 9.0
| 1600A 50KA EDO TP TMR ACB L&T SL95345 | 1600A 50KA EDO TP TMR ACB L&T SL95345 | LTCPACB | Nos |  | 1600A 50KA EDO TP TMR ACB L&T SL95345 |  | 0 | 0 | 1 | 1 | 1 | 0.0 | 0.0 | 0.0 | 0 |  |  | 0.0 | Electrical Components | 1600A 50KA EDO TP TMR ACB L&T SL95345 | 0 | 31-12-2099 | Material Transfer |  | 0.0 |  | 0 | 0 |  | 0 | 0 | 0 | 0 |  | 0 | Item Attribute | 1 | Nos | 0.0 | 0.0 | 0 | 0.0 | 0 | L&T | SL95345 | India |  |  | 0 | 0.0 |  | 0 | 0 |  | 0 | 0 | 0 | 0 |  |  | 0 | 0 | 0 |  | 0 | [5 empty] | 0 |  |  | 0 | [13 empty] | Nos | 1.0 | [10 empty] | Ringlus Electro Controls & Automation PVT LTD | [18 empty] | CGST - RNG | 9.0
[120 empty] | SGST - RNG | 9.0
| 2000A 50KA MDO TP TMR ACB L&T SL95336 | 2000A 50KA MDO TP TMR ACB L&T SL95336 | LTCPACB | Nos |  | 2000A 50KA MDO TP TMR ACB L&T SL95336 |  | 0 | 0 | 1 | 1 | 1 | 0.0 | 0.0 | 0.0 | 0 |  |  | 0.0 | Electrical Components | 2000A 50KA MDO TP TMR ACB L&T SL95336 | 0 | 31-12-2099 | Material Transfer |  | 0.0 |  | 0 | 0 |  | 0 | 0 | 0 | 0 |  | 0 | Item Attribute | 1 | Nos | 0.0 | 0.0 | 0 | 0.0 | 0 | L&T | SL95336 | India |  |  | 0 | 0.0 |  | 0 | 0 |  | 0 | 0 | 0 | 0 |  |  | 0 | 0 | 0 |  | 0 | [5 empty] | 0 |  |  | 0 | [13 empty] | Nos | 1.0 | [10 empty] | Ringlus Electro Controls & Automation PVT LTD | [18 empty] | CGST - RNG | 9.0
[120 empty] | SGST - RNG | 9.0
| 2000A 50KA EDO TP TMR ACB L&T SL95346 | 2000A 50KA EDO TP TMR ACB L&T SL95346 | LTCPACB | Nos |  | 2000A 50KA EDO TP TMR ACB L&T SL95346 |  | 0 | 0 | 1 | 1 | 1 | 0.0 | 0.0 | 0.0 | 0 |  |  | 0.0 | Electrical Components | 2000A 50KA EDO TP TMR ACB L&T SL95346 | 0 | 31-12-2099 | Material Transfer |  | 0.0 |  | 0 | 0 |  | 0 | 0 | 0 | 0 |  | 0 | Item Attribute | 1 | Nos | 0.0 | 0.0 | 0 | 0.0 | 0 | L&T | SL95346 | India |  |  | 0 | 0.0 |  | 0 | 0 |  | 0 | 0 | 0 | 0 |  |  | 0 | 0 | 0 |  | 0 | [5 empty] | 0 |  |  | 0 | [13 empty] | Nos | 1.0 | [10 empty] | Ringlus Electro Controls & Automation PVT LTD | [18 empty] | CGST - RNG | 9.0
[120 empty] | SGST - RNG | 9.0
| 2500A 60KA MDO TP TMR ACB L&T SL95337 | 2500A 60KA MDO TP TMR ACB L&T SL95337 | LTCPACB | Nos |  | 2500A 60KA MDO TP TMR ACB L&T SL95337 |  | 0 | 0 | 1 | 1 | 1 | 0.0 | 0.0 | 0.0 | 0 |  |  | 0.0 | Electrical Components | 2500A 60KA MDO TP TMR ACB L&T SL95337 | 0 | 31-12-2099 | Material Transfer |  | 0.0 |  | 0 | 0 |  | 0 | 0 | 0 | 0 |  | 0 | Item Attribute | 1 | Nos | 0.0 | 0.0 | 0 | 0.0 | 0 | L&T | SL95337 | India |  |  | 0 | 0.0 |  | 0 | 0 |  | 0 | 0 | 0 | 0 |  |  | 0 | 0 | 0 |  | 0 | [5 empty] | 0 |  |  | 0 | [13 empty] | Nos | 1.0 | [10 empty] | Ringlus Electro Controls & Automation PVT LTD | [18 empty] | CGST - RNG | 9.0
[120 empty] | SGST - RNG | 9.0
| 2500A 60KA EDO TP TMR ACB L&T SL95347 | 2500A 60KA EDO TP TMR ACB L&T SL95347 | LTCPACB | Nos |  | 2500A 60KA EDO TP TMR ACB L&T SL95347 |  | 0 | 0 | 1 | 1 | 1 | 0.0 | 0.0 | 0.0 | 0 |  |  | 0.0 | Electrical Components | 2500A 60KA EDO TP TMR ACB L&T SL95347 | 0 | 31-12-2099 | Material Transfer |  | 0.0 |  | 0 | 0 |  | 0 | 0 | 0 | 0 |  | 0 | Item Attribute | 1 | Nos | 0.0 | 0.0 | 0 | 0.0 | 0 | L&T | SL95347 | India |  |  | 0 | 0.0 |  | 0 | 0 |  | 0 | 0 | 0 | 0 |  |  | 0 | 0 | 0 |  | 0 | [5 empty] | 0 |  |  | 0 | [13 empty] | Nos | 1.0 | [10 empty] | Ringlus Electro Controls & Automation PVT LTD | [18 empty] | CGST - RNG | 9.0
[120 empty] | SGST - RNG | 9.0
| 630A 50KA MDO FP TMR ACB L&T SL95351 | 630A 50KA MDO FP TMR ACB L&T SL95351 | LTCPACB | Nos |  | 630A 50KA MDO FP TMR ACB L&T SL95351 |  | 0 | 0 | 1 | 1 | 1 | 0.0 | 0.0 | 0.0 | 0 |  |  | 0.0 | Electrical Components | 630A 50KA MDO FP TMR ACB L&T SL95351 | 0 | 31-12-2099 | Material Transfer |  | 0.0 |  | 0 | 0 |  | 0 | 0 | 0 | 0 |  | 0 | Item Attribute | 1 | Nos | 0.0 | 0.0 | 0 | 0.0 | 0 | L&T | SL95351 | India |  |  | 0 | 0.0 |  | 0 | 0 |  | 0 | 0 | 0 | 0 |  |  | 0 | 0 | 0 |  | 0 | [5 empty] | 0 |  |  | 0 | [13 empty] | Nos | 1.0 | [10 empty] | Ringlus Electro Controls & Automation PVT LTD | [18 empty] | CGST - RNG | 9.0
[120 empty] | SGST - RNG | 9.0
| 630A 50KA EDO FP TMR ACB L&T SL95361 | 630A 50KA EDO FP TMR ACB L&T SL95361 | LTCPACB | Nos |  | 630A 50KA EDO FP TMR ACB L&T SL95361 |  | 0 | 0 | 1 | 1 | 1 | 0.0 | 0.0 | 0.0 | 0 |  |  | 0.0 | Electrical Components | 630A 50KA EDO FP TMR ACB L&T SL95361 | 0 | 31-12-2099 | Material Transfer |  | 0.0 |  | 0 | 0 |  | 0 | 0 | 0 | 0 |  | 0 | Item Attribute | 1 | Nos | 0.0 | 0.0 | 0 | 0.0 | 0 | L&T | SL95361 | India |  |  | 0 | 0.0 |  | 0 | 0 |  | 0 | 0 | 0 | 0 |  |  | 0 | 0 | 0 |  | 0 | [5 empty] | 0 |  |  | 0 | [13 empty] | Nos | 1.0 | [10 empty] | Ringlus Electro Controls & Automation PVT LTD | [18 empty] | CGST - RNG | 9.0
[120 empty] | SGST - RNG | 9.0
| 800A 50KA MDO FP TMR ACB L&T SL95352 | 800A 50KA MDO FP TMR ACB L&T SL95352 | LTCPACB | Nos |  | 800A 50KA MDO FP TMR ACB L&T SL95352 |  | 0 | 0 | 1 | 1 | 1 | 0.0 | 0.0 | 0.0 | 0 |  |  | 0.0 | Electrical Components | 800A 50KA MDO FP TMR ACB L&T SL95352 | 0 | 31-12-2099 | Material Transfer |  | 0.0 |  | 0 | 0 |  | 0 | 0 | 0 | 0 |  | 0 | Item Attribute | 1 | Nos | 0.0 | 0.0 | 0 | 0.0 | 0 | L&T | SL95352 | India |  |  | 0 | 0.0 |  | 0 | 0 |  | 0 | 0 | 0 | 0 |  |  | 0 | 0 | 0 |  | 0 | [5 empty] | 0 |  |  | 0 | [13 empty] | Nos | 1.0 | [10 empty] | Ringlus Electro Controls & Automation PVT LTD | [18 empty] | CGST - RNG | 9.0
[120 empty] | SGST - RNG | 9.0
| 800A 50KA EDO FP TMR ACB L&T SL95362 | 800A 50KA EDO FP TMR ACB L&T SL95362 | LTCPACB | Nos |  | 800A 50KA EDO FP TMR ACB L&T SL95362 |  | 0 | 0 | 1 | 1 | 1 | 0.0 | 0.0 | 0.0 | 0 |  |  | 0.0 | Electrical Components | 800A 50KA EDO FP TMR ACB L&T SL95362 | 0 | 31-12-2099 | Material Transfer |  | 0.0 |  | 0 | 0 |  | 0 | 0 | 0 | 0 |  | 0 | Item Attribute | 1 | Nos | 0.0 | 0.0 | 0 | 0.0 | 0 | L&T | SL95362 | India |  |  | 0 | 0.0 |  | 0 | 0 |  | 0 | 0 | 0 | 0 |  |  | 0 | 0 | 0 |  | 0 | [5 empty] | 0 |  |  | 0 | [13 empty] | Nos | 1.0 | [10 empty] | Ringlus Electro Controls & Automation PVT LTD | [18 empty] | CGST - RNG | 9.0
[120 empty] | SGST - RNG | 9.0
| 1000A 50KA MDO FP TMR ACB L&T SL95353 | 1000A 50KA MDO FP TMR ACB L&T SL95353 | LTCPACB | Nos |  | 1000A 50KA MDO FP TMR ACB L&T SL95353 |  | 0 | 0 | 1 | 1 | 1 | 0.0 | 0.0 | 0.0 | 0 |  |  | 0.0 | Electrical Components | 1000A 50KA MDO FP TMR ACB L&T SL95353 | 0 | 31-12-2099 | Material Transfer |  | 0.0 |  | 0 | 0 |  | 0 | 0 | 0 | 0 |  | 0 | Item Attribute | 1 | Nos | 0.0 | 0.0 | 0 | 0.0 | 0 | L&T | SL95353 | India |  |  | 0 | 0.0 |  | 0 | 0 |  | 0 | 0 | 0 | 0 |  |  | 0 | 0 | 0 |  | 0 | [5 empty] | 0 |  |  | 0 | [13 empty] | Nos | 1.0 | [10 empty] | Ringlus Electro Controls & Automation PVT LTD | [18 empty] | CGST - RNG | 9.0
[120 empty] | SGST - RNG | 9.0
| 1000A 50KA EDO FP TMR ACB L&T SL95363 | 1000A 50KA EDO FP TMR ACB L&T SL95363 | LTCPACB | Nos |  | 1000A 50KA EDO FP TMR ACB L&T SL95363 |  | 0 | 0 | 1 | 1 | 1 | 0.0 | 0.0 | 0.0 | 0 |  |  | 0.0 | Electrical Components | 1000A 50KA EDO FP TMR ACB L&T SL95363 | 0 | 31-12-2099 | Material Transfer |  | 0.0 |  | 0 | 0 |  | 0 | 0 | 0 | 0 |  | 0 | Item Attribute | 1 | Nos | 0.0 | 0.0 | 0 | 0.0 | 0 | L&T | SL95363 | India |  |  | 0 | 0.0 |  | 0 | 0 |  | 0 | 0 | 0 | 0 |  |  | 0 | 0 | 0 |  | 0 | [5 empty] | 0 |  |  | 0 | [13 empty] | Nos | 1.0 | [10 empty] | Ringlus Electro Controls & Automation PVT LTD | [18 empty] | CGST - RNG | 9.0
[120 empty] | SGST - RNG | 9.0
| 1250A 50KA MDO FP TMR ACB L&T SL95354 | 1250A 50KA MDO FP TMR ACB L&T SL95354 | LTCPACB | Nos |  | 1250A 50KA MDO FP TMR ACB L&T SL95354 |  | 0 | 0 | 1 | 1 | 1 | 0.0 | 0.0 | 0.0 | 0 |  |  | 0.0 | Electrical Components | 1250A 50KA MDO FP TMR ACB L&T SL95354 | 0 | 31-12-2099 | Material Transfer |  | 0.0 |  | 0 | 0 |  | 0 | 0 | 0 | 0 |  | 0 | Item Attribute | 1 | Nos | 0.0 | 0.0 | 0 | 0.0 | 0 | L&T | SL95354 | India |  |  | 0 | 0.0 |  | 0 | 0 |  | 0 | 0 | 0 | 0 |  |  | 0 | 0 | 0 |  | 0 | [5 empty] | 0 |  |  | 0 | [13 empty] | Nos | 1.0 | [10 empty] | Ringlus Electro Controls & Automation PVT LTD | [18 empty] | CGST - RNG | 9.0
[120 empty] | SGST - RNG | 9.0
| 1250A 50KA EDO FP TMR ACB L&T SL95364 | 1250A 50KA EDO FP TMR ACB L&T SL95364 | LTCPACB | Nos |  | 1250A 50KA EDO FP TMR ACB L&T SL95364 |  | 0 | 0 | 1 | 1 | 1 | 0.0 | 0.0 | 0.0 | 0 |  |  | 0.0 | Electrical Components | 1250A 50KA EDO FP TMR ACB L&T SL95364 | 0 | 31-12-2099 | Material Transfer |  | 0.0 |  | 0 | 0 |  | 0 | 0 | 0 | 0 |  | 0 | Item Attribute | 1 | Nos | 0.0 | 0.0 | 0 | 0.0 | 0 | L&T | SL95364 | India |  |  | 0 | 0.0 |  | 0 | 0 |  | 0 | 0 | 0 | 0 |  |  | 0 | 0 | 0 |  | 0 | [5 empty] | 0 |  |  | 0 | [13 empty] | Nos | 1.0 | [10 empty] | Ringlus Electro Controls & Automation PVT LTD | [18 empty] | CGST - RNG | 9.0
[120 empty] | SGST - RNG | 9.0
| 1600A 50KA MDO FP TMR ACB L&T SL95355 | 1600A 50KA MDO FP TMR ACB L&T SL95355 | LTCPACB | Nos |  | 1600A 50KA MDO FP TMR ACB L&T SL95355 |  | 0 | 0 | 1 | 1 | 1 | 0.0 | 0.0 | 0.0 | 0 |  |  | 0.0 | Electrical Components | 1600A 50KA MDO FP TMR ACB L&T SL95355 | 0 | 31-12-2099 | Material Transfer |  | 0.0 |  | 0 | 0 |  | 0 | 0 | 0 | 0 |  | 0 | Item Attribute | 1 | Nos | 0.0 | 0.0 | 0 | 0.0 | 0 | L&T | SL95355 | India |  |  | 0 | 0.0 |  | 0 | 0 |  | 0 | 0 | 0 | 0 |  |  | 0 | 0 | 0 |  | 0 | [5 empty] | 0 |  |  | 0 | [13 empty] | Nos | 1.0 | [10 empty] | Ringlus Electro Controls & Automation PVT LTD | [18 empty] | CGST - RNG | 9.0
[120 empty] | SGST - RNG | 9.0
| 1600A 50KA EDO FP TMR ACB L&T SL95365 | 1600A 50KA EDO FP TMR ACB L&T SL95365 | LTCPACB | Nos |  | 1600A 50KA EDO FP TMR ACB L&T SL95365 |  | 0 | 0 | 1 | 1 | 1 | 0.0 | 0.0 | 0.0 | 0 |  |  | 0.0 | Electrical Components | 1600A 50KA EDO FP TMR ACB L&T SL95365 | 0 | 31-12-2099 | Material Transfer |  | 0.0 |  | 0 | 0 |  | 0 | 0 | 0 | 0 |  | 0 | Item Attribute | 1 | Nos | 0.0 | 0.0 | 0 | 0.0 | 0 | L&T | SL95365 | India |  |  | 0 | 0.0 |  | 0 | 0 |  | 0 | 0 | 0 | 0 |  |  | 0 | 0 | 0 |  | 0 | [5 empty] | 0 |  |  | 0 | [13 empty] | Nos | 1.0 | [10 empty] | Ringlus Electro Controls & Automation PVT LTD | [18 empty] | CGST - RNG | 9.0
[120 empty] | SGST - RNG | 9.0
| 2000A 50KA MDO FP TMR ACB L&T SL95356 | 2000A 50KA MDO FP TMR ACB L&T SL95356 | LTCPACB | Nos |  | 2000A 50KA MDO FP TMR ACB L&T SL95356 |  | 0 | 0 | 1 | 1 | 1 | 0.0 | 0.0 | 0.0 | 0 |  |  | 0.0 | Electrical Components | 2000A 50KA MDO FP TMR ACB L&T SL95356 | 0 | 31-12-2099 | Material Transfer |  | 0.0 |  | 0 | 0 |  | 0 | 0 | 0 | 0 |  | 0 | Item Attribute | 1 | Nos | 0.0 | 0.0 | 0 | 0.0 | 0 | L&T | SL95356 | India |  |  | 0 | 0.0 |  | 0 | 0 |  | 0 | 0 | 0 | 0 |  |  | 0 | 0 | 0 |  | 0 | [5 empty] | 0 |  |  | 0 | [13 empty] | Nos | 1.0 | [10 empty] | Ringlus Electro Controls & Automation PVT LTD | [18 empty] | CGST - RNG | 9.0
[120 empty] | SGST - RNG | 9.0
| 2000A 50KA EDO FP TMR ACB L&T SL95366 | 2000A 50KA EDO FP TMR ACB L&T SL95366 | LTCPACB | Nos |  | 2000A 50KA EDO FP TMR ACB L&T SL95366 |  | 0 | 0 | 1 | 1 | 1 | 0.0 | 0.0 | 0.0 | 0 |  |  | 0.0 | Electrical Components | 2000A 50KA EDO FP TMR ACB L&T SL95366 | 0 | 31-12-2099 | Material Transfer |  | 0.0 |  | 0 | 0 |  | 0 | 0 | 0 | 0 |  | 0 | Item Attribute | 1 | Nos | 0.0 | 0.0 | 0 | 0.0 | 0 | L&T | SL95366 | India |  |  | 0 | 0.0 |  | 0 | 0 |  | 0 | 0 | 0 | 0 |  |  | 0 | 0 | 0 |  | 0 | [5 empty] | 0 |  |  | 0 | [13 empty] | Nos | 1.0 | [10 empty] | Ringlus Electro Controls & Automation PVT LTD | [18 empty] | CGST - RNG | 9.0
[120 empty] | SGST - RNG | 9.0
| 2500A 60KA MDO FP TMR ACB L&T SL95357 | 2500A 60KA MDO FP TMR ACB L&T SL95357 | LTCPACB | Nos |  | 2500A 60KA MDO FP TMR ACB L&T SL95357 |  | 0 | 0 | 1 | 1 | 1 | 0.0 | 0.0 | 0.0 | 0 |  |  | 0.0 | Electrical Components | 2500A 60KA MDO FP TMR ACB L&T SL95357 | 0 | 31-12-2099 | Material Transfer |  | 0.0 |  | 0 | 0 |  | 0 | 0 | 0 | 0 |  | 0 | Item Attribute | 1 | Nos | 0.0 | 0.0 | 0 | 0.0 | 0 | L&T | SL95357 | India |  |  | 0 | 0.0 |  | 0 | 0 |  | 0 | 0 | 0 | 0 |  |  | 0 | 0 | 0 |  | 0 | [5 empty] | 0 |  |  | 0 | [13 empty] | Nos | 1.0 | [10 empty] | Ringlus Electro Controls & Automation PVT LTD | [18 empty] | CGST - RNG | 9.0
[120 empty] | SGST - RNG | 9.0
| 2500A 60KA EDO FP TMR ACB L&T SL95367 | 2500A 60KA EDO FP TMR ACB L&T SL95367 | LTCPACB | Nos |  | 2500A 60KA EDO FP TMR ACB L&T SL95367 |  | 0 | 0 | 1 | 1 | 1 | 0.0 | 0.0 | 0.0 | 0 |  |  | 0.0 | Electrical Components | 2500A 60KA EDO FP TMR ACB L&T SL95367 | 0 | 31-12-2099 | Material Transfer |  | 0.0 |  | 0 | 0 |  | 0 | 0 | 0 | 0 |  | 0 | Item Attribute | 1 | Nos | 0.0 | 0.0 | 0 | 0.0 | 0 | L&T | SL95367 | India |  |  | 0 | 0.0 |  | 0 | 0 |  | 0 | 0 | 0 | 0 |  |  | 0 | 0 | 0 |  | 0 | [5 empty] | 0 |  |  | 0 | [13 empty] | Nos | 1.0 | [10 empty] | Ringlus Electro Controls & Automation PVT LTD | [18 empty] | CGST - RNG | 9.0
[120 empty] | SGST - RNG | 9.0
| 630A 50KA MF TP MPR ACB L&T SL95561 | 630A 50KA MF TP MPR ACB L&T SL95561 | LTCPACB | Nos |  | 630A 50KA MF TP MPR ACB L&T SL95561 |  | 0 | 0 | 1 | 1 | 1 | 0.0 | 0.0 | 0.0 | 0 |  |  | 0.0 | Electrical Components | 630A 50KA MF TP MPR ACB L&T SL95561 | 0 | 31-12-2099 | Material Transfer |  | 0.0 |  | 0 | 0 |  | 0 | 0 | 0 | 0 |  | 0 | Item Attribute | 1 | Nos | 0.0 | 0.0 | 0 | 0.0 | 0 | L&T | SL95561 | India |  |  | 0 | 0.0 |  | 0 | 0 |  | 0 | 0 | 0 | 0 |  |  | 0 | 0 | 0 |  | 0 | [5 empty] | 0 |  |  | 0 | [13 empty] | Nos | 1.0 | [10 empty] | Ringlus Electro Controls & Automation PVT LTD | [18 empty] | CGST - RNG | 9.0
[120 empty] | SGST - RNG | 9.0
| 630A 50KA EF TP MPR ACB L&T SL95571 | 630A 50KA EF TP MPR ACB L&T SL95571 | LTCPACB | Nos |  | 630A 50KA EF TP MPR ACB L&T SL95571 |  | 0 | 0 | 1 | 1 | 1 | 0.0 | 0.0 | 0.0 | 0 |  |  | 0.0 | Electrical Components | 630A 50KA EF TP MPR ACB L&T SL95571 | 0 | 31-12-2099 | Material Transfer |  | 0.0 |  | 0 | 0 |  | 0 | 0 | 0 | 0 |  | 0 | Item Attribute | 1 | Nos | 0.0 | 0.0 | 0 | 0.0 | 0 | L&T | SL95571 | India |  |  | 0 | 0.0 |  | 0 | 0 |  | 0 | 0 | 0 | 0 |  |  | 0 | 0 | 0 |  | 0 | [5 empty] | 0 |  |  | 0 | [13 empty] | Nos | 1.0 | [10 empty] | Ringlus Electro Controls & Automation PVT LTD | [18 empty] | CGST - RNG | 9.0
[120 empty] | SGST - RNG | 9.0
| 800A 50KA MF TP MPR ACB L&T SL95562 | 800A 50KA MF TP MPR ACB L&T SL95562 | LTCPACB | Nos |  | 800A 50KA MF TP MPR ACB L&T SL95562 |  | 0 | 0 | 1 | 1 | 1 | 0.0 | 0.0 | 0.0 | 0 |  |  | 0.0 | Electrical Components | 800A 50KA MF TP MPR ACB L&T SL95562 | 0 | 31-12-2099 | Material Transfer |  | 0.0 |  | 0 | 0 |  | 0 | 0 | 0 | 0 |  | 0 | Item Attribute | 1 | Nos | 0.0 | 0.0 | 0 | 0.0 | 0 | L&T | SL95562 | India |  |  | 0 | 0.0 |  | 0 | 0 |  | 0 | 0 | 0 | 0 |  |  | 0 | 0 | 0 |  | 0 | [5 empty] | 0 |  |  | 0 | [13 empty] | Nos | 1.0 | [10 empty] | Ringlus Electro Controls & Automation PVT LTD | [18 empty] | CGST - RNG | 9.0
[120 empty] | SGST - RNG | 9.0
| 800A 50KA EF TP MPR ACB L&T SL95572 | 800A 50KA EF TP MPR ACB L&T SL95572 | LTCPACB | Nos |  | 800A 50KA EF TP MPR ACB L&T SL95572 |  | 0 | 0 | 1 | 1 | 1 | 0.0 | 0.0 | 0.0 | 0 |  |  | 0.0 | Electrical Components | 800A 50KA EF TP MPR ACB L&T SL95572 | 0 | 31-12-2099 | Material Transfer |  | 0.0 |  | 0 | 0 |  | 0 | 0 | 0 | 0 |  | 0 | Item Attribute | 1 | Nos | 0.0 | 0.0 | 0 | 0.0 | 0 | L&T | SL95572 | India |  |  | 0 | 0.0 |  | 0 | 0 |  | 0 | 0 | 0 | 0 |  |  | 0 | 0 | 0 |  | 0 | [5 empty] | 0 |  |  | 0 | [13 empty] | Nos | 1.0 | [10 empty] | Ringlus Electro Controls & Automation PVT LTD | [18 empty] | CGST - RNG | 9.0
[120 empty] | SGST - RNG | 9.0
| 1000A 50KA MF TP MPR ACB L&T SL95563 | 1000A 50KA MF TP MPR ACB L&T SL95563 | LTCPACB | Nos |  | 1000A 50KA MF TP MPR ACB L&T SL95563 |  | 0 | 0 | 1 | 1 | 1 | 0.0 | 0.0 | 0.0 | 0 |  |  | 0.0 | Electrical Components | 1000A 50KA MF TP MPR ACB L&T SL95563 | 0 | 31-12-2099 | Material Transfer |  | 0.0 |  | 0 | 0 |  | 0 | 0 | 0 | 0 |  | 0 | Item Attribute | 1 | Nos | 0.0 | 0.0 | 0 | 0.0 | 0 | L&T | SL95563 | India |  |  | 0 | 0.0 |  | 0 | 0 |  | 0 | 0 | 0 | 0 |  |  | 0 | 0 | 0 |  | 0 | [5 empty] | 0 |  |  | 0 | [13 empty] | Nos | 1.0 | [10 empty] | Ringlus Electro Controls & Automation PVT LTD | [18 empty] | CGST - RNG | 9.0
[120 empty] | SGST - RNG | 9.0
| 1000A 50KA EF TP MPR ACB L&T SL95573 | 1000A 50KA EF TP MPR ACB L&T SL95573 | LTCPACB | Nos |  | 1000A 50KA EF TP MPR ACB L&T SL95573 |  | 0 | 0 | 1 | 1 | 1 | 0.0 | 0.0 | 0.0 | 0 |  |  | 0.0 | Electrical Components | 1000A 50KA EF TP MPR ACB L&T SL95573 | 0 | 31-12-2099 | Material Transfer |  | 0.0 |  | 0 | 0 |  | 0 | 0 | 0 | 0 |  | 0 | Item Attribute | 1 | Nos | 0.0 | 0.0 | 0 | 0.0 | 0 | L&T | SL95573 | India |  |  | 0 | 0.0 |  | 0 | 0 |  | 0 | 0 | 0 | 0 |  |  | 0 | 0 | 0 |  | 0 | [5 empty] | 0 |  |  | 0 | [13 empty] | Nos | 1.0 | [10 empty] | Ringlus Electro Controls & Automation PVT LTD | [18 empty] | CGST - RNG | 9.0
[120 empty] | SGST - RNG | 9.0
| 1250A 50KA MF TP MPR ACB L&T SL95564 | 1250A 50KA MF TP MPR ACB L&T SL95564 | LTCPACB | Nos |  | 1250A 50KA MF TP MPR ACB L&T SL95564 |  | 0 | 0 | 1 | 1 | 1 | 0.0 | 0.0 | 0.0 | 0 |  |  | 0.0 | Electrical Components | 1250A 50KA MF TP MPR ACB L&T SL95564 | 0 | 31-12-2099 | Material Transfer |  | 0.0 |  | 0 | 0 |  | 0 | 0 | 0 | 0 |  | 0 | Item Attribute | 1 | Nos | 0.0 | 0.0 | 0 | 0.0 | 0 | L&T | SL95564 | India |  |  | 0 | 0.0 |  | 0 | 0 |  | 0 | 0 | 0 | 0 |  |  | 0 | 0 | 0 |  | 0 | [5 empty] | 0 |  |  | 0 | [13 empty] | Nos | 1.0 | [10 empty] | Ringlus Electro Controls & Automation PVT LTD | [18 empty] | CGST - RNG | 9.0
[120 empty] | SGST - RNG | 9.0
| 1250A 50KA EF TP MPR ACB L&T SL95574 | 1250A 50KA EF TP MPR ACB L&T SL95574 | LTCPACB | Nos |  | 1250A 50KA EF TP MPR ACB L&T SL95574 |  | 0 | 0 | 1 | 1 | 1 | 0.0 | 0.0 | 0.0 | 0 |  |  | 0.0 | Electrical Components | 1250A 50KA EF TP MPR ACB L&T SL95574 | 0 | 31-12-2099 | Material Transfer |  | 0.0 |  | 0 | 0 |  | 0 | 0 | 0 | 0 |  | 0 | Item Attribute | 1 | Nos | 0.0 | 0.0 | 0 | 0.0 | 0 | L&T | SL95574 | India |  |  | 0 | 0.0 |  | 0 | 0 |  | 0 | 0 | 0 | 0 |  |  | 0 | 0 | 0 |  | 0 | [5 empty] | 0 |  |  | 0 | [13 empty] | Nos | 1.0 | [10 empty] | Ringlus Electro Controls & Automation PVT LTD | [18 empty] | CGST - RNG | 9.0
[120 empty] | SGST - RNG | 9.0
| 1600A 50KA MF TP MPR ACB L&T SL95565 | 1600A 50KA MF TP MPR ACB L&T SL95565 | LTCPACB | Nos |  | 1600A 50KA MF TP MPR ACB L&T SL95565 |  | 0 | 0 | 1 | 1 | 1 | 0.0 | 0.0 | 0.0 | 0 |  |  | 0.0 | Electrical Components | 1600A 50KA MF TP MPR ACB L&T SL95565 | 0 | 31-12-2099 | Material Transfer |  | 0.0 |  | 0 | 0 |  | 0 | 0 | 0 | 0 |  | 0 | Item Attribute | 1 | Nos | 0.0 | 0.0 | 0 | 0.0 | 0 | L&T | SL95565 | India |  |  | 0 | 0.0 |  | 0 | 0 |  | 0 | 0 | 0 | 0 |  |  | 0 | 0 | 0 |  | 0 | [5 empty] | 0 |  |  | 0 | [13 empty] | Nos | 1.0 | [10 empty] | Ringlus Electro Controls & Automation PVT LTD | [18 empty] | CGST - RNG | 9.0
[120 empty] | SGST - RNG | 9.0
| 1600A 50KA EF TP MPR ACB L&T SL95575 | 1600A 50KA EF TP MPR ACB L&T SL95575 | LTCPACB | Nos |  | 1600A 50KA EF TP MPR ACB L&T SL95575 |  | 0 | 0 | 1 | 1 | 1 | 0.0 | 0.0 | 0.0 | 0 |  |  | 0.0 | Electrical Components | 1600A 50KA EF TP MPR ACB L&T SL95575 | 0 | 31-12-2099 | Material Transfer |  | 0.0 |  | 0 | 0 |  | 0 | 0 | 0 | 0 |  | 0 | Item Attribute | 1 | Nos | 0.0 | 0.0 | 0 | 0.0 | 0 | L&T | SL95575 | India |  |  | 0 | 0.0 |  | 0 | 0 |  | 0 | 0 | 0 | 0 |  |  | 0 | 0 | 0 |  | 0 | [5 empty] | 0 |  |  | 0 | [13 empty] | Nos | 1.0 | [10 empty] | Ringlus Electro Controls & Automation PVT LTD | [18 empty] | CGST - RNG | 9.0
[120 empty] | SGST - RNG | 9.0
| 630A 50KA MF FP MPR ACB L&T SL95581 | 630A 50KA MF FP MPR ACB L&T SL95581 | LTCPACB | Nos |  | 630A 50KA MF FP MPR ACB L&T SL95581 |  | 0 | 0 | 1 | 1 | 1 | 0.0 | 0.0 | 0.0 | 0 |  |  | 0.0 | Electrical Components | 630A 50KA MF FP MPR ACB L&T SL95581 | 0 | 31-12-2099 | Material Transfer |  | 0.0 |  | 0 | 0 |  | 0 | 0 | 0 | 0 |  | 0 | Item Attribute | 1 | Nos | 0.0 | 0.0 | 0 | 0.0 | 0 | L&T | SL95581 | India |  |  | 0 | 0.0 |  | 0 | 0 |  | 0 | 0 | 0 | 0 |  |  | 0 | 0 | 0 |  | 0 | [5 empty] | 0 |  |  | 0 | [13 empty] | Nos | 1.0 | [10 empty] | Ringlus Electro Controls & Automation PVT LTD | [18 empty] | CGST - RNG | 9.0
[120 empty] | SGST - RNG | 9.0
| 630A 50KA EF FP MPR ACB L&T SL95591 | 630A 50KA EF FP MPR ACB L&T SL95591 | LTCPACB | Nos |  | 630A 50KA EF FP MPR ACB L&T SL95591 |  | 0 | 0 | 1 | 1 | 1 | 0.0 | 0.0 | 0.0 | 0 |  |  | 0.0 | Electrical Components | 630A 50KA EF FP MPR ACB L&T SL95591 | 0 | 31-12-2099 | Material Transfer |  | 0.0 |  | 0 | 0 |  | 0 | 0 | 0 | 0 |  | 0 | Item Attribute | 1 | Nos | 0.0 | 0.0 | 0 | 0.0 | 0 | L&T | SL95591 | India |  |  | 0 | 0.0 |  | 0 | 0 |  | 0 | 0 | 0 | 0 |  |  | 0 | 0 | 0 |  | 0 | [5 empty] | 0 |  |  | 0 | [13 empty] | Nos | 1.0 | [10 empty] | Ringlus Electro Controls & Automation PVT LTD | [18 empty] | CGST - RNG | 9.0
[120 empty] | SGST - RNG | 9.0
| 800A 50KA MF FP MPR ACB L&T SL95582 | 800A 50KA MF FP MPR ACB L&T SL95582 | LTCPACB | Nos |  | 800A 50KA MF FP MPR ACB L&T SL95582 |  | 0 | 0 | 1 | 1 | 1 | 0.0 | 0.0 | 0.0 | 0 |  |  | 0.0 | Electrical Components | 800A 50KA MF FP MPR ACB L&T SL95582 | 0 | 31-12-2099 | Material Transfer |  | 0.0 |  | 0 | 0 |  | 0 | 0 | 0 | 0 |  | 0 | Item Attribute | 1 | Nos | 0.0 | 0.0 | 0 | 0.0 | 0 | L&T | SL95582 | India |  |  | 0 | 0.0 |  | 0 | 0 |  | 0 | 0 | 0 | 0 |  |  | 0 | 0 | 0 |  | 0 | [5 empty] | 0 |  |  | 0 | [13 empty] | Nos | 1.0 | [10 empty] | Ringlus Electro Controls & Automation PVT LTD | [18 empty] | CGST - RNG | 9.0
[120 empty] | SGST - RNG | 9.0
| 800A 50KA EF FP MPR ACB L&T SL95592 | 800A 50KA EF FP MPR ACB L&T SL95592 | LTCPACB | Nos |  | 800A 50KA EF FP MPR ACB L&T SL95592 |  | 0 | 0 | 1 | 1 | 1 | 0.0 | 0.0 | 0.0 | 0 |  |  | 0.0 | Electrical Components | 800A 50KA EF FP MPR ACB L&T SL95592 | 0 | 31-12-2099 | Material Transfer |  | 0.0 |  | 0 | 0 |  | 0 | 0 | 0 | 0 |  | 0 | Item Attribute | 1 | Nos | 0.0 | 0.0 | 0 | 0.0 | 0 | L&T | SL95592 | India |  |  | 0 | 0.0 |  | 0 | 0 |  | 0 | 0 | 0 | 0 |  |  | 0 | 0 | 0 |  | 0 | [5 empty] | 0 |  |  | 0 | [13 empty] | Nos | 1.0 | [10 empty] | Ringlus Electro Controls & Automation PVT LTD | [18 empty] | CGST - RNG | 9.0
[120 empty] | SGST - RNG | 9.0
| 1000A 50KA MF FP MPR ACB L&T SL95583 | 1000A 50KA MF FP MPR ACB L&T SL95583 | LTCPACB | Nos |  | 1000A 50KA MF FP MPR ACB L&T SL95583 |  | 0 | 0 | 1 | 1 | 1 | 0.0 | 0.0 | 0.0 | 0 |  |  | 0.0 | Electrical Components | 1000A 50KA MF FP MPR ACB L&T SL95583 | 0 | 31-12-2099 | Material Transfer |  | 0.0 |  | 0 | 0 |  | 0 | 0 | 0 | 0 |  | 0 | Item Attribute | 1 | Nos | 0.0 | 0.0 | 0 | 0.0 | 0 | L&T | SL95583 | India |  |  | 0 | 0.0 |  | 0 | 0 |  | 0 | 0 | 0 | 0 |  |  | 0 | 0 | 0 |  | 0 | [5 empty] | 0 |  |  | 0 | [13 empty] | Nos | 1.0 | [10 empty] | Ringlus Electro Controls & Automation PVT LTD | [18 empty] | CGST - RNG | 9.0
[120 empty] | SGST - RNG | 9.0
| 1000A 50KA EF FP MPR ACB L&T SL95593 | 1000A 50KA EF FP MPR ACB L&T SL95593 | LTCPACB | Nos |  | 1000A 50KA EF FP MPR ACB L&T SL95593 |  | 0 | 0 | 1 | 1 | 1 | 0.0 | 0.0 | 0.0 | 0 |  |  | 0.0 | Electrical Components | 1000A 50KA EF FP MPR ACB L&T SL95593 | 0 | 31-12-2099 | Material Transfer |  | 0.0 |  | 0 | 0 |  | 0 | 0 | 0 | 0 |  | 0 | Item Attribute | 1 | Nos | 0.0 | 0.0 | 0 | 0.0 | 0 | L&T | SL95593 | India |  |  | 0 | 0.0 |  | 0 | 0 |  | 0 | 0 | 0 | 0 |  |  | 0 | 0 | 0 |  | 0 | [5 empty] | 0 |  |  | 0 | [13 empty] | Nos | 1.0 | [10 empty] | Ringlus Electro Controls & Automation PVT LTD | [18 empty] | CGST - RNG | 9.0
[120 empty] | SGST - RNG | 9.0
| 1250A 50KA MF FP MPR ACB L&T SL95584 | 1250A 50KA MF FP MPR ACB L&T SL95584 | LTCPACB | Nos |  | 1250A 50KA MF FP MPR ACB L&T SL95584 |  | 0 | 0 | 1 | 1 | 1 | 0.0 | 0.0 | 0.0 | 0 |  |  | 0.0 | Electrical Components | 1250A 50KA MF FP MPR ACB L&T SL95584 | 0 | 31-12-2099 | Material Transfer |  | 0.0 |  | 0 | 0 |  | 0 | 0 | 0 | 0 |  | 0 | Item Attribute | 1 | Nos | 0.0 | 0.0 | 0 | 0.0 | 0 | L&T | SL95584 | India |  |  | 0 | 0.0 |  | 0 | 0 |  | 0 | 0 | 0 | 0 |  |  | 0 | 0 | 0 |  | 0 | [5 empty] | 0 |  |  | 0 | [13 empty] | Nos | 1.0 | [10 empty] | Ringlus Electro Controls & Automation PVT LTD | [18 empty] | CGST - RNG | 9.0
[120 empty] | SGST - RNG | 9.0
| 1250A 50KA EF FP MPR ACB L&T SL95594 | 1250A 50KA EF FP MPR ACB L&T SL95594 | LTCPACB | Nos |  | 1250A 50KA EF FP MPR ACB L&T SL95594 |  | 0 | 0 | 1 | 1 | 1 | 0.0 | 0.0 | 0.0 | 0 |  |  | 0.0 | Electrical Components | 1250A 50KA EF FP MPR ACB L&T SL95594 | 0 | 31-12-2099 | Material Transfer |  | 0.0 |  | 0 | 0 |  | 0 | 0 | 0 | 0 |  | 0 | Item Attribute | 1 | Nos | 0.0 | 0.0 | 0 | 0.0 | 0 | L&T | SL95594 | India |  |  | 0 | 0.0 |  | 0 | 0 |  | 0 | 0 | 0 | 0 |  |  | 0 | 0 | 0 |  | 0 | [5 empty] | 0 |  |  | 0 | [13 empty] | Nos | 1.0 | [10 empty] | Ringlus Electro Controls & Automation PVT LTD | [18 empty] | CGST - RNG | 9.0
[120 empty] | SGST - RNG | 9.0
| 1600A 50KA MF FP MPR ACB L&T SL95585 | 1600A 50KA MF FP MPR ACB L&T SL95585 | LTCPACB | Nos |  | 1600A 50KA MF FP MPR ACB L&T SL95585 |  | 0 | 0 | 1 | 1 | 1 | 0.0 | 0.0 | 0.0 | 0 |  |  | 0.0 | Electrical Components | 1600A 50KA MF FP MPR ACB L&T SL95585 | 0 | 31-12-2099 | Material Transfer |  | 0.0 |  | 0 | 0 |  | 0 | 0 | 0 | 0 |  | 0 | Item Attribute | 1 | Nos | 0.0 | 0.0 | 0 | 0.0 | 0 | L&T | SL95585 | India |  |  | 0 | 0.0 |  | 0 | 0 |  | 0 | 0 | 0 | 0 |  |  | 0 | 0 | 0 |  | 0 | [5 empty] | 0 |  |  | 0 | [13 empty] | Nos | 1.0 | [10 empty] | Ringlus Electro Controls & Automation PVT LTD | [18 empty] | CGST - RNG | 9.0
[120 empty] | SGST - RNG | 9.0
| 1600A 50KA EF FP MPR ACB L&T SL95595 | 1600A 50KA EF FP MPR ACB L&T SL95595 | LTCPACB | Nos |  | 1600A 50KA EF FP MPR ACB L&T SL95595 |  | 0 | 0 | 1 | 1 | 1 | 0.0 | 0.0 | 0.0 | 0 |  |  | 0.0 | Electrical Components | 1600A 50KA EF FP MPR ACB L&T SL95595 | 0 | 31-12-2099 | Material Transfer |  | 0.0 |  | 0 | 0 |  | 0 | 0 | 0 | 0 |  | 0 | Item Attribute | 1 | Nos | 0.0 | 0.0 | 0 | 0.0 | 0 | L&T | SL95595 | India |  |  | 0 | 0.0 |  | 0 | 0 |  | 0 | 0 | 0 | 0 |  |  | 0 | 0 | 0 |  | 0 | [5 empty] | 0 |  |  | 0 | [13 empty] | Nos | 1.0 | [10 empty] | Ringlus Electro Controls & Automation PVT LTD | [18 empty] | CGST - RNG | 9.0
[120 empty] | SGST - RNG | 9.0
| 630A 50KA MF TP TMR ACB L&T SL95481 | 630A 50KA MF TP TMR ACB L&T SL95481 | LTCPACB | Nos |  | 630A 50KA MF TP TMR ACB L&T SL95481 |  | 0 | 0 | 1 | 1 | 1 | 0.0 | 0.0 | 0.0 | 0 |  |  | 0.0 | Electrical Components | 630A 50KA MF TP TMR ACB L&T SL95481 | 0 | 31-12-2099 | Material Transfer |  | 0.0 |  | 0 | 0 |  | 0 | 0 | 0 | 0 |  | 0 | Item Attribute | 1 | Nos | 0.0 | 0.0 | 0 | 0.0 | 0 | L&T | SL95481 | India |  |  | 0 | 0.0 |  | 0 | 0 |  | 0 | 0 | 0 | 0 |  |  | 0 | 0 | 0 |  | 0 | [5 empty] | 0 |  |  | 0 | [13 empty] | Nos | 1.0 | [10 empty] | Ringlus Electro Controls & Automation PVT LTD | [18 empty] | CGST - RNG | 9.0
[120 empty] | SGST - RNG | 9.0
| 630A 50KA EF TP TMR ACB L&T SL95491 | 630A 50KA EF TP TMR ACB L&T SL95491 | LTCPACB | Nos |  | 630A 50KA EF TP TMR ACB L&T SL95491 |  | 0 | 0 | 1 | 1 | 1 | 0.0 | 0.0 | 0.0 | 0 |  |  | 0.0 | Electrical Components | 630A 50KA EF TP TMR ACB L&T SL95491 | 0 | 31-12-2099 | Material Transfer |  | 0.0 |  | 0 | 0 |  | 0 | 0 | 0 | 0 |  | 0 | Item Attribute | 1 | Nos | 0.0 | 0.0 | 0 | 0.0 | 0 | L&T | SL95491 | India |  |  | 0 | 0.0 |  | 0 | 0 |  | 0 | 0 | 0 | 0 |  |  | 0 | 0 | 0 |  | 0 | [5 empty] | 0 |  |  | 0 | [13 empty] | Nos | 1.0 | [10 empty] | Ringlus Electro Controls & Automation PVT LTD | [18 empty] | CGST - RNG | 9.0
[120 empty] | SGST - RNG | 9.0
| 800A 50KA MF TP TMR ACB L&T SL95482 | 800A 50KA MF TP TMR ACB L&T SL95482 | LTCPACB | Nos |  | 800A 50KA MF TP TMR ACB L&T SL95482 |  | 0 | 0 | 1 | 1 | 1 | 0.0 | 0.0 | 0.0 | 0 |  |  | 0.0 | Electrical Components | 800A 50KA MF TP TMR ACB L&T SL95482 | 0 | 31-12-2099 | Material Transfer |  | 0.0 |  | 0 | 0 |  | 0 | 0 | 0 | 0 |  | 0 | Item Attribute | 1 | Nos | 0.0 | 0.0 | 0 | 0.0 | 0 | L&T | SL95482 | India |  |  | 0 | 0.0 |  | 0 | 0 |  | 0 | 0 | 0 | 0 |  |  | 0 | 0 | 0 |  | 0 | [5 empty] | 0 |  |  | 0 | [13 empty] | Nos | 1.0 | [10 empty] | Ringlus Electro Controls & Automation PVT LTD | [18 empty] | CGST - RNG | 9.0
[120 empty] | SGST - RNG | 9.0
| 800A 50KA EF TP TMR ACB L&T SL95492 | 800A 50KA EF TP TMR ACB L&T SL95492 | LTCPACB | Nos |  | 800A 50KA EF TP TMR ACB L&T SL95492 |  | 0 | 0 | 1 | 1 | 1 | 0.0 | 0.0 | 0.0 | 0 |  |  | 0.0 | Electrical Components | 800A 50KA EF TP TMR ACB L&T SL95492 | 0 | 31-12-2099 | Material Transfer |  | 0.0 |  | 0 | 0 |  | 0 | 0 | 0 | 0 |  | 0 | Item Attribute | 1 | Nos | 0.0 | 0.0 | 0 | 0.0 | 0 | L&T | SL95492 | India |  |  | 0 | 0.0 |  | 0 | 0 |  | 0 | 0 | 0 | 0 |  |  | 0 | 0 | 0 |  | 0 | [5 empty] | 0 |  |  | 0 | [13 empty] | Nos | 1.0 | [10 empty] | Ringlus Electro Controls & Automation PVT LTD | [18 empty] | CGST - RNG | 9.0
[120 empty] | SGST - RNG | 9.0
| 1000A 50KA MF TP TMR ACB L&T SL95483 | 1000A 50KA MF TP TMR ACB L&T SL95483 | LTCPACB | Nos |  | 1000A 50KA MF TP TMR ACB L&T SL95483 |  | 0 | 0 | 1 | 1 | 1 | 0.0 | 0.0 | 0.0 | 0 |  |  | 0.0 | Electrical Components | 1000A 50KA MF TP TMR ACB L&T SL95483 | 0 | 31-12-2099 | Material Transfer |  | 0.0 |  | 0 | 0 |  | 0 | 0 | 0 | 0 |  | 0 | Item Attribute | 1 | Nos | 0.0 | 0.0 | 0 | 0.0 | 0 | L&T | SL95483 | India |  |  | 0 | 0.0 |  | 0 | 0 |  | 0 | 0 | 0 | 0 |  |  | 0 | 0 | 0 |  | 0 | [5 empty] | 0 |  |  | 0 | [13 empty] | Nos | 1.0 | [10 empty] | Ringlus Electro Controls & Automation PVT LTD | [18 empty] | CGST - RNG | 9.0
[120 empty] | SGST - RNG | 9.0
| 1000A 50KA EF TP TMR ACB L&T SL95493 | 1000A 50KA EF TP TMR ACB L&T SL95493 | LTCPACB | Nos |  | 1000A 50KA EF TP TMR ACB L&T SL95493 |  | 0 | 0 | 1 | 1 | 1 | 0.0 | 0.0 | 0.0 | 0 |  |  | 0.0 | Electrical Components | 1000A 50KA EF TP TMR ACB L&T SL95493 | 0 | 31-12-2099 | Material Transfer |  | 0.0 |  | 0 | 0 |  | 0 | 0 | 0 | 0 |  | 0 | Item Attribute | 1 | Nos | 0.0 | 0.0 | 0 | 0.0 | 0 | L&T | SL95493 | India |  |  | 0 | 0.0 |  | 0 | 0 |  | 0 | 0 | 0 | 0 |  |  | 0 | 0 | 0 |  | 0 | [5 empty] | 0 |  |  | 0 | [13 empty] | Nos | 1.0 | [10 empty] | Ringlus Electro Controls & Automation PVT LTD | [18 empty] | CGST - RNG | 9.0
[120 empty] | SGST - RNG | 9.0
| 1250A 50KA MF TP TMR ACB L&T SL95484 | 1250A 50KA MF TP TMR ACB L&T SL95484 | LTCPACB | Nos |  | 1250A 50KA MF TP TMR ACB L&T SL95484 |  | 0 | 0 | 1 | 1 | 1 | 0.0 | 0.0 | 0.0 | 0 |  |  | 0.0 | Electrical Components | 1250A 50KA MF TP TMR ACB L&T SL95484 | 0 | 31-12-2099 | Material Transfer |  | 0.0 |  | 0 | 0 |  | 0 | 0 | 0 | 0 |  | 0 | Item Attribute | 1 | Nos | 0.0 | 0.0 | 0 | 0.0 | 0 | L&T | SL95484 | India |  |  | 0 | 0.0 |  | 0 | 0 |  | 0 | 0 | 0 | 0 |  |  | 0 | 0 | 0 |  | 0 | [5 empty] | 0 |  |  | 0 | [13 empty] | Nos | 1.0 | [10 empty] | Ringlus Electro Controls & Automation PVT LTD | [18 empty] | CGST - RNG | 9.0
[120 empty] | SGST - RNG | 9.0
| 1250A 50KA EF TP TMR ACB L&T SL95494 | 1250A 50KA EF TP TMR ACB L&T SL95494 | LTCPACB | Nos |  | 1250A 50KA EF TP TMR ACB L&T SL95494 |  | 0 | 0 | 1 | 1 | 1 | 0.0 | 0.0 | 0.0 | 0 |  |  | 0.0 | Electrical Components | 1250A 50KA EF TP TMR ACB L&T SL95494 | 0 | 31-12-2099 | Material Transfer |  | 0.0 |  | 0 | 0 |  | 0 | 0 | 0 | 0 |  | 0 | Item Attribute | 1 | Nos | 0.0 | 0.0 | 0 | 0.0 | 0 | L&T | SL95494 | India |  |  | 0 | 0.0 |  | 0 | 0 |  | 0 | 0 | 0 | 0 |  |  | 0 | 0 | 0 |  | 0 | [5 empty] | 0 |  |  | 0 | [13 empty] | Nos | 1.0 | [10 empty] | Ringlus Electro Controls & Automation PVT LTD | [18 empty] | CGST - RNG | 9.0
[120 empty] | SGST - RNG | 9.0
| 1600A 50KA MF TP TMR ACB L&T SL95485 | 1600A 50KA MF TP TMR ACB L&T SL95485 | LTCPACB | Nos |  | 1600A 50KA MF TP TMR ACB L&T SL95485 |  | 0 | 0 | 1 | 1 | 1 | 0.0 | 0.0 | 0.0 | 0 |  |  | 0.0 | Electrical Components | 1600A 50KA MF TP TMR ACB L&T SL95485 | 0 | 31-12-2099 | Material Transfer |  | 0.0 |  | 0 | 0 |  | 0 | 0 | 0 | 0 |  | 0 | Item Attribute | 1 | Nos | 0.0 | 0.0 | 0 | 0.0 | 0 | L&T | SL95485 | India |  |  | 0 | 0.0 |  | 0 | 0 |  | 0 | 0 | 0 | 0 |  |  | 0 | 0 | 0 |  | 0 | [5 empty] | 0 |  |  | 0 | [13 empty] | Nos | 1.0 | [10 empty] | Ringlus Electro Controls & Automation PVT LTD | [18 empty] | CGST - RNG | 9.0
[120 empty] | SGST - RNG | 9.0
| 1600A 50KA EF TP TMR ACB L&T SL95495 | 1600A 50KA EF TP TMR ACB L&T SL95495 | LTCPACB | Nos |  | 1600A 50KA EF TP TMR ACB L&T SL95495 |  | 0 | 0 | 1 | 1 | 1 | 0.0 | 0.0 | 0.0 | 0 |  |  | 0.0 | Electrical Components | 1600A 50KA EF TP TMR ACB L&T SL95495 | 0 | 31-12-2099 | Material Transfer |  | 0.0 |  | 0 | 0 |  | 0 | 0 | 0 | 0 |  | 0 | Item Attribute | 1 | Nos | 0.0 | 0.0 | 0 | 0.0 | 0 | L&T | SL95495 | India |  |  | 0 | 0.0 |  | 0 | 0 |  | 0 | 0 | 0 | 0 |  |  | 0 | 0 | 0 |  | 0 | [5 empty] | 0 |  |  | 0 | [13 empty] | Nos | 1.0 | [10 empty] | Ringlus Electro Controls & Automation PVT LTD | [18 empty] | CGST - RNG | 9.0
[120 empty] | SGST - RNG | 9.0
| 630A 50KA MF FP TMR ACB L&T SL95501 | 630A 50KA MF FP TMR ACB L&T SL95501 | LTCPACB | Nos |  | 630A 50KA MF FP TMR ACB L&T SL95501 |  | 0 | 0 | 1 | 1 | 1 | 0.0 | 0.0 | 0.0 | 0 |  |  | 0.0 | Electrical Components | 630A 50KA MF FP TMR ACB L&T SL95501 | 0 | 31-12-2099 | Material Transfer |  | 0.0 |  | 0 | 0 |  | 0 | 0 | 0 | 0 |  | 0 | Item Attribute | 1 | Nos | 0.0 | 0.0 | 0 | 0.0 | 0 | L&T | SL95501 | India |  |  | 0 | 0.0 |  | 0 | 0 |  | 0 | 0 | 0 | 0 |  |  | 0 | 0 | 0 |  | 0 | [5 empty] | 0 |  |  | 0 | [13 empty] | Nos | 1.0 | [10 empty] | Ringlus Electro Controls & Automation PVT LTD | [18 empty] | CGST - RNG | 9.0
[120 empty] | SGST - RNG | 9.0
| 630A 50KA EF FP TMR ACB L&T SL95511 | 630A 50KA EF FP TMR ACB L&T SL95511 | LTCPACB | Nos |  | 630A 50KA EF FP TMR ACB L&T SL95511 |  | 0 | 0 | 1 | 1 | 1 | 0.0 | 0.0 | 0.0 | 0 |  |  | 0.0 | Electrical Components | 630A 50KA EF FP TMR ACB L&T SL95511 | 0 | 31-12-2099 | Material Transfer |  | 0.0 |  | 0 | 0 |  | 0 | 0 | 0 | 0 |  | 0 | Item Attribute | 1 | Nos | 0.0 | 0.0 | 0 | 0.0 | 0 | L&T | SL95511 | India |  |  | 0 | 0.0 |  | 0 | 0 |  | 0 | 0 | 0 | 0 |  |  | 0 | 0 | 0 |  | 0 | [5 empty] | 0 |  |  | 0 | [13 empty] | Nos | 1.0 | [10 empty] | Ringlus Electro Controls & Automation PVT LTD | [18 empty] | CGST - RNG | 9.0
[120 empty] | SGST - RNG | 9.0
| 800A 50KA MF FP TMR ACB L&T SL95502 | 800A 50KA MF FP TMR ACB L&T SL95502 | LTCPACB | Nos |  | 800A 50KA MF FP TMR ACB L&T SL95502 |  | 0 | 0 | 1 | 1 | 1 | 0.0 | 0.0 | 0.0 | 0 |  |  | 0.0 | Electrical Components | 800A 50KA MF FP TMR ACB L&T SL95502 | 0 | 31-12-2099 | Material Transfer |  | 0.0 |  | 0 | 0 |  | 0 | 0 | 0 | 0 |  | 0 | Item Attribute | 1 | Nos | 0.0 | 0.0 | 0 | 0.0 | 0 | L&T | SL95502 | India |  |  | 0 | 0.0 |  | 0 | 0 |  | 0 | 0 | 0 | 0 |  |  | 0 | 0 | 0 |  | 0 | [5 empty] | 0 |  |  | 0 | [13 empty] | Nos | 1.0 | [10 empty] | Ringlus Electro Controls & Automation PVT LTD | [18 empty] | CGST - RNG | 9.0
[120 empty] | SGST - RNG | 9.0
| 800A 50KA EF FP TMR ACB L&T SL95512 | 800A 50KA EF FP TMR ACB L&T SL95512 | LTCPACB | Nos |  | 800A 50KA EF FP TMR ACB L&T SL95512 |  | 0 | 0 | 1 | 1 | 1 | 0.0 | 0.0 | 0.0 | 0 |  |  | 0.0 | Electrical Components | 800A 50KA EF FP TMR ACB L&T SL95512 | 0 | 31-12-2099 | Material Transfer |  | 0.0 |  | 0 | 0 |  | 0 | 0 | 0 | 0 |  | 0 | Item Attribute | 1 | Nos | 0.0 | 0.0 | 0 | 0.0 | 0 | L&T | SL95512 | India |  |  | 0 | 0.0 |  | 0 | 0 |  | 0 | 0 | 0 | 0 |  |  | 0 | 0 | 0 |  | 0 | [5 empty] | 0 |  |  | 0 | [13 empty] | Nos | 1.0 | [10 empty] | Ringlus Electro Controls & Automation PVT LTD | [18 empty] | CGST - RNG | 9.0
[120 empty] | SGST - RNG | 9.0
| 1000A 50KA MF FP TMR ACB L&T SL95503 | 1000A 50KA MF FP TMR ACB L&T SL95503 | LTCPACB | Nos |  | 1000A 50KA MF FP TMR ACB L&T SL95503 |  | 0 | 0 | 1 | 1 | 1 | 0.0 | 0.0 | 0.0 | 0 |  |  | 0.0 | Electrical Components | 1000A 50KA MF FP TMR ACB L&T SL95503 | 0 | 31-12-2099 | Material Transfer |  | 0.0 |  | 0 | 0 |  | 0 | 0 | 0 | 0 |  | 0 | Item Attribute | 1 | Nos | 0.0 | 0.0 | 0 | 0.0 | 0 | L&T | SL95503 | India |  |  | 0 | 0.0 |  | 0 | 0 |  | 0 | 0 | 0 | 0 |  |  | 0 | 0 | 0 |  | 0 | [5 empty] | 0 |  |  | 0 | [13 empty] | Nos | 1.0 | [10 empty] | Ringlus Electro Controls & Automation PVT LTD | [18 empty] | CGST - RNG | 9.0
[120 empty] | SGST - RNG | 9.0
| 1000A 50KA EF FP TMR ACB L&T SL95513 | 1000A 50KA EF FP TMR ACB L&T SL95513 | LTCPACB | Nos |  | 1000A 50KA EF FP TMR ACB L&T SL95513 |  | 0 | 0 | 1 | 1 | 1 | 0.0 | 0.0 | 0.0 | 0 |  |  | 0.0 | Electrical Components | 1000A 50KA EF FP TMR ACB L&T SL95513 | 0 | 31-12-2099 | Material Transfer |  | 0.0 |  | 0 | 0 |  | 0 | 0 | 0 | 0 |  | 0 | Item Attribute | 1 | Nos | 0.0 | 0.0 | 0 | 0.0 | 0 | L&T | SL95513 | India |  |  | 0 | 0.0 |  | 0 | 0 |  | 0 | 0 | 0 | 0 |  |  | 0 | 0 | 0 |  | 0 | [5 empty] | 0 |  |  | 0 | [13 empty] | Nos | 1.0 | [10 empty] | Ringlus Electro Controls & Automation PVT LTD | [18 empty] | CGST - RNG | 9.0
[120 empty] | SGST - RNG | 9.0
| 1250A 50KA MF FP TMR ACB L&T SL95504 | 1250A 50KA MF FP TMR ACB L&T SL95504 | LTCPACB | Nos |  | 1250A 50KA MF FP TMR ACB L&T SL95504 |  | 0 | 0 | 1 | 1 | 1 | 0.0 | 0.0 | 0.0 | 0 |  |  | 0.0 | Electrical Components | 1250A 50KA MF FP TMR ACB L&T SL95504 | 0 | 31-12-2099 | Material Transfer |  | 0.0 |  | 0 | 0 |  | 0 | 0 | 0 | 0 |  | 0 | Item Attribute | 1 | Nos | 0.0 | 0.0 | 0 | 0.0 | 0 | L&T | SL95504 | India |  |  | 0 | 0.0 |  | 0 | 0 |  | 0 | 0 | 0 | 0 |  |  | 0 | 0 | 0 |  | 0 | [5 empty] | 0 |  |  | 0 | [13 empty] | Nos | 1.0 | [10 empty] | Ringlus Electro Controls & Automation PVT LTD | [18 empty] | CGST - RNG | 9.0
[120 empty] | SGST - RNG | 9.0
| 1250A 50KA EF FP TMR ACB L&T SL95514 | 1250A 50KA EF FP TMR ACB L&T SL95514 | LTCPACB | Nos |  | 1250A 50KA EF FP TMR ACB L&T SL95514 |  | 0 | 0 | 1 | 1 | 1 | 0.0 | 0.0 | 0.0 | 0 |  |  | 0.0 | Electrical Components | 1250A 50KA EF FP TMR ACB L&T SL95514 | 0 | 31-12-2099 | Material Transfer |  | 0.0 |  | 0 | 0 |  | 0 | 0 | 0 | 0 |  | 0 | Item Attribute | 1 | Nos | 0.0 | 0.0 | 0 | 0.0 | 0 | L&T | SL95514 | India |  |  | 0 | 0.0 |  | 0 | 0 |  | 0 | 0 | 0 | 0 |  |  | 0 | 0 | 0 |  | 0 | [5 empty] | 0 |  |  | 0 | [13 empty] | Nos | 1.0 | [10 empty] | Ringlus Electro Controls & Automation PVT LTD | [18 empty] | CGST - RNG | 9.0
[120 empty] | SGST - RNG | 9.0
| 1600A 50KA MF FP TMR ACB L&T SL95505 | 1600A 50KA MF FP TMR ACB L&T SL95505 | LTCPACB | Nos |  | 1600A 50KA MF FP TMR ACB L&T SL95505 |  | 0 | 0 | 1 | 1 | 1 | 0.0 | 0.0 | 0.0 | 0 |  |  | 0.0 | Electrical Components | 1600A 50KA MF FP TMR ACB L&T SL95505 | 0 | 31-12-2099 | Material Transfer |  | 0.0 |  | 0 | 0 |  | 0 | 0 | 0 | 0 |  | 0 | Item Attribute | 1 | Nos | 0.0 | 0.0 | 0 | 0.0 | 0 | L&T | SL95505 | India |  |  | 0 | 0.0 |  | 0 | 0 |  | 0 | 0 | 0 | 0 |  |  | 0 | 0 | 0 |  | 0 | [5 empty] | 0 |  |  | 0 | [13 empty] | Nos | 1.0 | [10 empty] | Ringlus Electro Controls & Automation PVT LTD | [18 empty] | CGST - RNG | 9.0
[120 empty] | SGST - RNG | 9.0
| 1600A 50KA EF FP TMR ACB L&T SL95515 | 1600A 50KA EF FP TMR ACB L&T SL95515 | LTCPACB | Nos |  | 1600A 50KA EF FP TMR ACB L&T SL95515 |  | 0 | 0 | 1 | 1 | 1 | 0.0 | 0.0 | 0.0 | 0 |  |  | 0.0 | Electrical Components | 1600A 50KA EF FP TMR ACB L&T SL95515 | 0 | 31-12-2099 | Material Transfer |  | 0.0 |  | 0 | 0 |  | 0 | 0 | 0 | 0 |  | 0 | Item Attribute | 1 | Nos | 0.0 | 0.0 | 0 | 0.0 | 0 | L&T | SL95515 | India |  |  | 0 | 0.0 |  | 0 | 0 |  | 0 | 0 | 0 | 0 |  |  | 0 | 0 | 0 |  | 0 | [5 empty] | 0 |  |  | 0 | [13 empty] | Nos | 1.0 | [10 empty] | Ringlus Electro Controls & Automation PVT LTD | [18 empty] | CGST - RNG | 9.0
[120 empty] | SGST - RNG | 9.0
| 32A 50KA Triple Pole MCCB DN0-100M L&T CM98944OOEO | 32A 50KA Triple Pole MCCB DN0-100M L&T CM98944OOEO | LTDNMMCCB | Nos |  | 32A 50KA Triple Pole MCCB DN0-100M L&T CM98944OOEO |  | 0 | 0 | 1 | 1 | 1 | 0.0 | 0.0 | 0.0 | 0 |  |  | 0.0 | Electrical Components | 32A 50KA Triple Pole MCCB DN0-100M L&T CM98944OOEO | 0 | 31-12-2099 | Material Transfer |  | 0.0 |  | 0 | 0 |  | 0 | 0 | 0 | 0 |  | 0 | Item Attribute | 1 | Nos | 0.0 | 0.0 | 0 | 0.0 | 0 | L&T | CM98944OOEO | India |  |  | 0 | 0.0 |  | 0 | 0 |  | 0 | 0 | 0 | 0 |  |  | 0 | 0 | 0 |  | 0 | [5 empty] | 0 |  |  | 0 | [13 empty] | Nos | 1.0 | [10 empty] | Ringlus Electro Controls & Automation PVT LTD | [18 empty] | CGST - RNG | 9.0
[120 empty] | SGST - RNG | 9.0
| 40A 50KA Triple Pole MCCB DN0-100M L&T CM98944OOFO | 40A 50KA Triple Pole MCCB DN0-100M L&T CM98944OOFO | LTDNMMCCB | Nos |  | 40A 50KA Triple Pole MCCB DN0-100M L&T CM98944OOFO |  | 0 | 0 | 1 | 1 | 1 | 0.0 | 0.0 | 0.0 | 0 |  |  | 0.0 | Electrical Components | 40A 50KA Triple Pole MCCB DN0-100M L&T CM98944OOFO | 0 | 31-12-2099 | Material Transfer |  | 0.0 |  | 0 | 0 |  | 0 | 0 | 0 | 0 |  | 0 | Item Attribute | 1 | Nos | 0.0 | 0.0 | 0 | 0.0 | 0 | L&T | CM98944OOFO | India |  |  | 0 | 0.0 |  | 0 | 0 |  | 0 | 0 | 0 | 0 |  |  | 0 | 0 | 0 |  | 0 | [5 empty] | 0 |  |  | 0 | [13 empty] | Nos | 1.0 | [10 empty] | Ringlus Electro Controls & Automation PVT LTD | [18 empty] | CGST - RNG | 9.0
[120 empty] | SGST - RNG | 9.0
| 50A 50KA Triple Pole MCCB DN0-100M L&T CM98944OOGO | 50A 50KA Triple Pole MCCB DN0-100M L&T CM98944OOGO | LTDNMMCCB | Nos |  | 50A 50KA Triple Pole MCCB DN0-100M L&T CM98944OOGO |  | 0 | 0 | 1 | 1 | 1 | 0.0 | 0.0 | 0.0 | 0 |  |  | 0.0 | Electrical Components | 50A 50KA Triple Pole MCCB DN0-100M L&T CM98944OOGO | 0 | 31-12-2099 | Material Transfer |  | 0.0 |  | 0 | 0 |  | 0 | 0 | 0 | 0 |  | 0 | Item Attribute | 1 | Nos | 0.0 | 0.0 | 0 | 0.0 | 0 | L&T | CM98944OOGO | India |  |  | 0 | 0.0 |  | 0 | 0 |  | 0 | 0 | 0 | 0 |  |  | 0 | 0 | 0 |  | 0 | [5 empty] | 0 |  |  | 0 | [13 empty] | Nos | 1.0 | [10 empty] | Ringlus Electro Controls & Automation PVT LTD | [18 empty] | CGST - RNG | 9.0
[120 empty] | SGST - RNG | 9.0
| 63A 50KA Triple Pole MCCB DN0-100M L&T CM98944OOHO | 63A 50KA Triple Pole MCCB DN0-100M L&T CM98944OOHO | LTDNMMCCB | Nos |  | 63A 50KA Triple Pole MCCB DN0-100M L&T CM98944OOHO |  | 0 | 0 | 1 | 1 | 1 | 0.0 | 0.0 | 0.0 | 0 |  |  | 0.0 | Electrical Components | 63A 50KA Triple Pole MCCB DN0-100M L&T CM98944OOHO | 0 | 31-12-2099 | Material Transfer |  | 0.0 |  | 0 | 0 |  | 0 | 0 | 0 | 0 |  | 0 | Item Attribute | 1 | Nos | 0.0 | 0.0 | 0 | 0.0 | 0 | L&T | CM98944OOHO | India |  |  | 0 | 0.0 |  | 0 | 0 |  | 0 | 0 | 0 | 0 |  |  | 0 | 0 | 0 |  | 0 | [5 empty] | 0 |  |  | 0 | [13 empty] | Nos | 1.0 | [10 empty] | Ringlus Electro Controls & Automation PVT LTD | [18 empty] | CGST - RNG | 9.0
[120 empty] | SGST - RNG | 9.0
| 80A 50KA Triple Pole MCCB DN0-100M L&T CM98944OOJO | 80A 50KA Triple Pole MCCB DN0-100M L&T CM98944OOJO | LTDNMMCCB | Nos |  | 80A 50KA Triple Pole MCCB DN0-100M L&T CM98944OOJO |  | 0 | 0 | 1 | 1 | 1 | 0.0 | 0.0 | 0.0 | 0 |  |  | 0.0 | Electrical Components | 80A 50KA Triple Pole MCCB DN0-100M L&T CM98944OOJO | 0 | 31-12-2099 | Material Transfer |  | 0.0 |  | 0 | 0 |  | 0 | 0 | 0 | 0 |  | 0 | Item Attribute | 1 | Nos | 0.0 | 0.0 | 0 | 0.0 | 0 | L&T | CM98944OOJO | India |  |  | 0 | 0.0 |  | 0 | 0 |  | 0 | 0 | 0 | 0 |  |  | 0 | 0 | 0 |  | 0 | [5 empty] | 0 |  |  | 0 | [13 empty] | Nos | 1.0 | [10 empty] | Ringlus Electro Controls & Automation PVT LTD | [18 empty] | CGST - RNG | 9.0
[120 empty] | SGST - RNG | 9.0
| 100A 50KA Triple Pole MCCB DN0-100M L&T CM98944OOKO | 100A 50KA Triple Pole MCCB DN0-100M L&T CM98944OOKO | LTDNMMCCB | Nos |  | 100A 50KA Triple Pole MCCB DN0-100M L&T CM98944OOKO |  | 0 | 0 | 1 | 1 | 1 | 0.0 | 0.0 | 0.0 | 0 |  |  | 0.0 | Electrical Components | 100A 50KA Triple Pole MCCB DN0-100M L&T CM98944OOKO | 0 | 31-12-2099 | Material Transfer |  | 0.0 |  | 0 | 0 |  | 0 | 0 | 0 | 0 |  | 0 | Item Attribute | 1 | Nos | 0.0 | 0.0 | 0 | 0.0 | 0 | L&T | CM98944OOKO | India |  |  | 0 | 0.0 |  | 0 | 0 |  | 0 | 0 | 0 | 0 |  |  | 0 | 0 | 0 |  | 0 | [5 empty] | 0 |  |  | 0 | [13 empty] | Nos | 1.0 | [10 empty] | Ringlus Electro Controls & Automation PVT LTD | [18 empty] | CGST - RNG | 9.0
[120 empty] | SGST - RNG | 9.0
| 100A 50KA Triple Pole MCCB DN1-160M L&T CM90345OOKO | 100A 50KA Triple Pole MCCB DN1-160M L&T CM90345OOKO | LTDNMMCCB | Nos |  | 100A 50KA Triple Pole MCCB DN1-160M L&T CM90345OOKO |  | 0 | 0 | 1 | 1 | 1 | 0.0 | 0.0 | 0.0 | 0 |  |  | 0.0 | Electrical Components | 100A 50KA Triple Pole MCCB DN1-160M L&T CM90345OOKO | 0 | 31-12-2099 | Material Transfer |  | 0.0 |  | 0 | 0 |  | 0 | 0 | 0 | 0 |  | 0 | Item Attribute | 1 | Nos | 0.0 | 0.0 | 0 | 0.0 | 0 | L&T | CM90345OOKO | India |  |  | 0 | 0.0 |  | 0 | 0 |  | 0 | 0 | 0 | 0 |  |  | 0 | 0 | 0 |  | 0 | [5 empty] | 0 |  |  | 0 | [13 empty] | Nos | 1.0 | [10 empty] | Ringlus Electro Controls & Automation PVT LTD | [18 empty] | CGST - RNG | 9.0
[120 empty] | SGST - RNG | 9.0
| 125A 50KA Triple Pole MCCB DN1-160M L&TCM90345OOLO | 125A 50KA Triple Pole MCCB DN1-160M L&TCM90345OOLO | LTDNMMCCB | Nos |  | 125A 50KA Triple Pole MCCB DN1-160M L&TCM90345OOLO |  | 0 | 0 | 1 | 1 | 1 | 0.0 | 0.0 | 0.0 | 0 |  |  | 0.0 | Electrical Components | 125A 50KA Triple Pole MCCB DN1-160M L&TCM90345OOLO | 0 | 31-12-2099 | Material Transfer |  | 0.0 |  | 0 | 0 |  | 0 | 0 | 0 | 0 |  | 0 | Item Attribute | 1 | Nos | 0.0 | 0.0 | 0 | 0.0 | 0 | L&T | CM90345OOLO | India |  |  | 0 | 0.0 |  | 0 | 0 |  | 0 | 0 | 0 | 0 |  |  | 0 | 0 | 0 |  | 0 | [5 empty] | 0 |  |  | 0 | [13 empty] | Nos | 1.0 | [10 empty] | Ringlus Electro Controls & Automation PVT LTD | [18 empty] | CGST - RNG | 9.0
[120 empty] | SGST - RNG | 9.0
| 125A 50KA Triple Pole MCCB DN1-160M L&T CM90345OOMO | 125A 50KA Triple Pole MCCB DN1-160M L&T CM90345OOMO | LTDNMMCCB | Nos |  | 125A 50KA Triple Pole MCCB DN1-160M L&T CM90345OOMO |  | 0 | 0 | 1 | 1 | 1 | 0.0 | 0.0 | 0.0 | 0 |  |  | 0.0 | Electrical Components | 125A 50KA Triple Pole MCCB DN1-160M L&T CM90345OOMO | 0 | 31-12-2099 | Material Transfer |  | 0.0 |  | 0 | 0 |  | 0 | 0 | 0 | 0 |  | 0 | Item Attribute | 1 | Nos | 0.0 | 0.0 | 0 | 0.0 | 0 | L&T | CM90345OOMO | India |  |  | 0 | 0.0 |  | 0 | 0 |  | 0 | 0 | 0 | 0 |  |  | 0 | 0 | 0 |  | 0 | [5 empty] | 0 |  |  | 0 | [13 empty] | Nos | 1.0 | [10 empty] | Ringlus Electro Controls & Automation PVT LTD | [18 empty] | CGST - RNG | 9.0
[120 empty] | SGST - RNG | 9.0
| 200A 50KA Triple Pole MCCB DN2-250M L&T CM92171OONOOG | 200A 50KA Triple Pole MCCB DN2-250M L&T CM92171OONOOG | LTDNMMCCB | Nos |  | 200A 50KA Triple Pole MCCB DN2-250M L&T CM92171OONOOG |  | 0 | 0 | 1 | 1 | 1 | 0.0 | 0.0 | 0.0 | 0 |  |  | 0.0 | Electrical Components | 200A 50KA Triple Pole MCCB DN2-250M L&T CM92171OONOOG | 0 | 31-12-2099 | Material Transfer |  | 0.0 |  | 0 | 0 |  | 0 | 0 | 0 | 0 |  | 0 | Item Attribute | 1 | Nos | 0.0 | 0.0 | 0 | 0.0 | 0 | L&T | CM92171OONOOG | India |  |  | 0 | 0.0 |  | 0 | 0 |  | 0 | 0 | 0 | 0 |  |  | 0 | 0 | 0 |  | 0 | [5 empty] | 0 |  |  | 0 | [13 empty] | Nos | 1.0 | [10 empty] | Ringlus Electro Controls & Automation PVT LTD | [18 empty] | CGST - RNG | 9.0
[120 empty] | SGST - RNG | 9.0
| 250A 50KA Triple Pole MCCB DN2-250M L&T CM92171OOPOOG | 250A 50KA Triple Pole MCCB DN2-250M L&T CM92171OOPOOG | LTDNMMCCB | Nos |  | 250A 50KA Triple Pole MCCB DN2-250M L&T CM92171OOPOOG |  | 0 | 0 | 1 | 1 | 1 | 0.0 | 0.0 | 0.0 | 0 |  |  | 0.0 | Electrical Components | 250A 50KA Triple Pole MCCB DN2-250M L&T CM92171OOPOOG | 0 | 31-12-2099 | Material Transfer |  | 0.0 |  | 0 | 0 |  | 0 | 0 | 0 | 0 |  | 0 | Item Attribute | 1 | Nos | 0.0 | 0.0 | 0 | 0.0 | 0 | L&T | CM92171OOPOOG | India |  |  | 0 | 0.0 |  | 0 | 0 |  | 0 | 0 | 0 | 0 |  |  | 0 | 0 | 0 |  | 0 | [5 empty] | 0 |  |  | 0 | [13 empty] | Nos | 1.0 | [10 empty] | Ringlus Electro Controls & Automation PVT LTD | [18 empty] | CGST - RNG | 9.0
[120 empty] | SGST - RNG | 9.0
| 320A 50KA Triple Pole MCCB DN3-400M L&T CM9516OOQOOG | 320A 50KA Triple Pole MCCB DN3-400M L&T CM9516OOQOOG | LTDNMMCCB | Nos |  | 320A 50KA Triple Pole MCCB DN3-400M L&T CM9516OOQOOG |  | 0 | 0 | 1 | 1 | 1 | 0.0 | 0.0 | 0.0 | 0 |  |  | 0.0 | Electrical Components | 320A 50KA Triple Pole MCCB DN3-400M L&T CM9516OOQOOG | 0 | 31-12-2099 | Material Transfer |  | 0.0 |  | 0 | 0 |  | 0 | 0 | 0 | 0 |  | 0 | Item Attribute | 1 | Nos | 0.0 | 0.0 | 0 | 0.0 | 0 | L&T | CM9516OOQOOG | India |  |  | 0 | 0.0 |  | 0 | 0 |  | 0 | 0 | 0 | 0 |  |  | 0 | 0 | 0 |  | 0 | [5 empty] | 0 |  |  | 0 | [13 empty] | Nos | 1.0 | [10 empty] | Ringlus Electro Controls & Automation PVT LTD | [18 empty] | CGST - RNG | 9.0
[120 empty] | SGST - RNG | 9.0
| 400A 50KA Triple Pole MCCB DN3-400M L&T CM9516OOROOG | 400A 50KA Triple Pole MCCB DN3-400M L&T CM9516OOROOG | LTDNMMCCB | Nos |  | 400A 50KA Triple Pole MCCB DN3-400M L&T CM9516OOROOG |  | 0 | 0 | 1 | 1 | 1 | 0.0 | 0.0 | 0.0 | 0 |  |  | 0.0 | Electrical Components | 400A 50KA Triple Pole MCCB DN3-400M L&T CM9516OOROOG | 0 | 31-12-2099 | Material Transfer |  | 0.0 |  | 0 | 0 |  | 0 | 0 | 0 | 0 |  | 0 | Item Attribute | 1 | Nos | 0.0 | 0.0 | 0 | 0.0 | 0 | L&T | CM9516OOROOG | India |  |  | 0 | 0.0 |  | 0 | 0 |  | 0 | 0 | 0 | 0 |  |  | 0 | 0 | 0 |  | 0 | [5 empty] | 0 |  |  | 0 | [13 empty] | Nos | 1.0 | [10 empty] | Ringlus Electro Controls & Automation PVT LTD | [18 empty] | CGST - RNG | 9.0
[120 empty] | SGST - RNG | 9.0
| 500A 50KA Triple Pole MCCB DN3-630M L&T CM94515OOSOOG | 500A 50KA Triple Pole MCCB DN3-630M L&T CM94515OOSOOG | LTDNMMCCB | Nos |  | 500A 50KA Triple Pole MCCB DN3-630M L&T CM94515OOSOOG |  | 0 | 0 | 1 | 1 | 1 | 0.0 | 0.0 | 0.0 | 0 |  |  | 0.0 | Electrical Components | 500A 50KA Triple Pole MCCB DN3-630M L&T CM94515OOSOOG | 0 | 31-12-2099 | Material Transfer |  | 0.0 |  | 0 | 0 |  | 0 | 0 | 0 | 0 |  | 0 | Item Attribute | 1 | Nos | 0.0 | 0.0 | 0 | 0.0 | 0 | L&T | CM94515OOSOOG | India |  |  | 0 | 0.0 |  | 0 | 0 |  | 0 | 0 | 0 | 0 |  |  | 0 | 0 | 0 |  | 0 | [5 empty] | 0 |  |  | 0 | [13 empty] | Nos | 1.0 | [10 empty] | Ringlus Electro Controls & Automation PVT LTD | [18 empty] | CGST - RNG | 9.0
[120 empty] | SGST - RNG | 9.0
| 630A 50KA Triple Pole MCCB DN3-630M L&T CM94515OOTOOG | 630A 50KA Triple Pole MCCB DN3-630M L&T CM94515OOTOOG | LTDNMMCCB | Nos |  | 630A 50KA Triple Pole MCCB DN3-630M L&T CM94515OOTOOG |  | 0 | 0 | 1 | 1 | 1 | 0.0 | 0.0 | 0.0 | 0 |  |  | 0.0 | Electrical Components | 630A 50KA Triple Pole MCCB DN3-630M L&T CM94515OOTOOG | 0 | 31-12-2099 | Material Transfer |  | 0.0 |  | 0 | 0 |  | 0 | 0 | 0 | 0 |  | 0 | Item Attribute | 1 | Nos | 0.0 | 0.0 | 0 | 0.0 | 0 | L&T | CM94515OOTOOG | India |  |  | 0 | 0.0 |  | 0 | 0 |  | 0 | 0 | 0 | 0 |  |  | 0 | 0 | 0 |  | 0 | [5 empty] | 0 |  |  | 0 | [13 empty] | Nos | 1.0 | [10 empty] | Ringlus Electro Controls & Automation PVT LTD | [18 empty] | CGST - RNG | 9.0
[120 empty] | SGST - RNG | 9.0
| VAF+PF Meter CL1 L&T WL411010OOOO | VAF+PF Meter CL1 L&T WL411010OOOO | LTMTR | Nos |  | VAF+PF Meter CL1 L&T WL411010OOOO |  | 0 | 0 | 1 | 1 | 1 | 0.0 | 0.0 | 0.0 | 0 |  |  | 0.0 | Electrical Components | VAF+PF Meter CL1 L&T WL411010OOOO | 0 | 31-12-2099 | Material Transfer |  | 0.0 |  | 0 | 0 |  | 0 | 0 | 0 | 0 |  | 0 | Item Attribute | 1 | Nos | 0.0 | 0.0 | 0 | 0.0 | 0 | L&T | WL411010OOOO | India |  |  | 0 | 0.0 |  | 0 | 0 |  | 0 | 0 | 0 | 0 |  |  | 0 | 0 | 0 |  | 0 | [5 empty] | 0 |  |  | 0 | [13 empty] | Nos | 1.0 | [10 empty] | Ringlus Electro Controls & Automation PVT LTD | [18 empty] | CGST - RNG | 9.0
[120 empty] | SGST - RNG | 9.0
| VAF +PF Meter with RS485 CL1 L&T WL411011OOOO | VAF +PF Meter with RS485 CL1 L&T WL411011OOOO | LTMTR | Nos |  | VAF +PF Meter with RS485 CL1 L&T WL411011OOOO |  | 0 | 0 | 1 | 1 | 1 | 0.0 | 0.0 | 0.0 | 0 |  |  | 0.0 | Electrical Components | VAF +PF Meter with RS485 CL1 L&T WL411011OOOO | 0 | 31-12-2099 | Material Transfer |  | 0.0 |  | 0 | 0 |  | 0 | 0 | 0 | 0 |  | 0 | Item Attribute | 1 | Nos | 0.0 | 0.0 | 0 | 0.0 | 0 | L&T | WL411011OOOO | India |  |  | 0 | 0.0 |  | 0 | 0 |  | 0 | 0 | 0 | 0 |  |  | 0 | 0 | 0 |  | 0 | [5 empty] | 0 |  |  | 0 | [13 empty] | Nos | 1.0 | [10 empty] | Ringlus Electro Controls & Automation PVT LTD | [18 empty] | CGST - RNG | 9.0
[120 empty] | SGST - RNG | 9.0
| VAF+PF Meter CL0.5 L&T WL411012OOOO | VAF+PF Meter CL0.5 L&T WL411012OOOO | LTMTR | Nos |  | VAF+PF Meter CL0.5 L&T WL411012OOOO |  | 0 | 0 | 1 | 1 | 1 | 0.0 | 0.0 | 0.0 | 0 |  |  | 0.0 | Electrical Components | VAF+PF Meter CL0.5 L&T WL411012OOOO | 0 | 31-12-2099 | Material Transfer |  | 0.0 |  | 0 | 0 |  | 0 | 0 | 0 | 0 |  | 0 | Item Attribute | 1 | Nos | 0.0 | 0.0 | 0 | 0.0 | 0 | L&T | WL411012OOOO | India |  |  | 0 | 0.0 |  | 0 | 0 |  | 0 | 0 | 0 | 0 |  |  | 0 | 0 | 0 |  | 0 | [5 empty] | 0 |  |  | 0 | [13 empty] | Nos | 1.0 | [10 empty] | Ringlus Electro Controls & Automation PVT LTD | [18 empty] | CGST - RNG | 9.0
[120 empty] | SGST - RNG | 9.0
| VAF +PF Meter with RS485 CL0.5 L&T WL411021OOOO | VAF +PF Meter with RS485 CL0.5 L&T WL411021OOOO | LTMTR | Nos |  | VAF +PF Meter with RS485 CL0.5 L&T WL411021OOOO |  | 0 | 0 | 1 | 1 | 1 | 0.0 | 0.0 | 0.0 | 0 |  |  | 0.0 | Electrical Components | VAF +PF Meter with RS485 CL0.5 L&T WL411021OOOO | 0 | 31-12-2099 | Material Transfer |  | 0.0 |  | 0 | 0 |  | 0 | 0 | 0 | 0 |  | 0 | Item Attribute | 1 | Nos | 0.0 | 0.0 | 0 | 0.0 | 0 | L&T | WL411021OOOO | India |  |  | 0 | 0.0 |  | 0 | 0 |  | 0 | 0 | 0 | 0 |  |  | 0 | 0 | 0 |  | 0 | [5 empty] | 0 |  |  | 0 | [13 empty] | Nos | 1.0 | [10 empty] | Ringlus Electro Controls & Automation PVT LTD | [18 empty] | CGST - RNG | 9.0
[120 empty] | SGST - RNG | 9.0
| 50/5A 15VA Cl 1 Ordinary Current Transformer ID 30mm Sreeganga | 50/5A 15VA Cl 1 Ordinary Current Transformer ID 30mm Sreeganga | CSM | Nos |  | 50/5A 15VA Cl 1 Ordinary Current Transformer ID 30mm Sreeganga |  | 0 | 0 | 1 | 1 | 1 | 0.0 | 0.0 | 0.0 | 0 |  |  | 0.0 | Electrical Components | 50/5A 15VA Cl 1 Ordinary Current Transformer ID 30mm Sreeganga | 0 | 31-12-2099 | Material Transfer |  | 0.0 |  | 0 | 0 |  | 0 | 0 | 0 | 0 |  | 0 | Item Attribute | 1 | Nos | 0.0 | 0.0 | 0 | 0.0 | 0 | Sree Ganga |  | India |  |  | 0 | 0.0 |  | 0 | 0 |  | 0 | 0 | 0 | 0 |  |  | 0 | 0 | 0 |  | 0 | [5 empty] | 0 |  |  | 0 | [13 empty] | Nos | 1.0 | [10 empty] | Ringlus Electro Controls & Automation PVT LTD | [18 empty] | CGST - RNG | 9.0
[120 empty] | SGST - RNG | 9.0
| 100/5A 15VA Cl 1 Ordinary Current Transformer ID 30mm Sreeganga | 100/5A 15VA Cl 1 Ordinary Current Transformer ID 30mm Sreeganga | CSM | Nos |  | 100/5A 15VA Cl 1 Ordinary Current Transformer ID 30mm Sreeganga |  | 0 | 0 | 1 | 1 | 1 | 0.0 | 0.0 | 0.0 | 0 |  |  | 0.0 | Electrical Components | 100/5A 15VA Cl 1 Ordinary Current Transformer ID 30mm Sreeganga | 0 | 31-12-2099 | Material Transfer |  | 0.0 |  | 0 | 0 |  | 0 | 0 | 0 | 0 |  | 0 | Item Attribute | 1 | Nos | 0.0 | 0.0 | 0 | 0.0 | 0 | Sree Ganga |  | India |  |  | 0 | 0.0 |  | 0 | 0 |  | 0 | 0 | 0 | 0 |  |  | 0 | 0 | 0 |  | 0 | [5 empty] | 0 |  |  | 0 | [13 empty] | Nos | 1.0 | [10 empty] | Ringlus Electro Controls & Automation PVT LTD | [18 empty] | CGST - RNG | 9.0
[120 empty] | SGST - RNG | 9.0
| 150/5A 15VA Cl 1 Ordinary Current Transformer ID 30mm Sreeganga | 150/5A 15VA Cl 1 Ordinary Current Transformer ID 30mm Sreeganga | CSM | Nos |  | 150/5A 15VA Cl 1 Ordinary Current Transformer ID 30mm Sreeganga |  | 0 | 0 | 1 | 1 | 1 | 0.0 | 0.0 | 0.0 | 0 |  |  | 0.0 | Electrical Components | 150/5A 15VA Cl 1 Ordinary Current Transformer ID 30mm Sreeganga | 0 | 31-12-2099 | Material Transfer |  | 0.0 |  | 0 | 0 |  | 0 | 0 | 0 | 0 |  | 0 | Item Attribute | 1 | Nos | 0.0 | 0.0 | 0 | 0.0 | 0 | Sree Ganga |  | India |  |  | 0 | 0.0 |  | 0 | 0 |  | 0 | 0 | 0 | 0 |  |  | 0 | 0 | 0 |  | 0 | [5 empty] | 0 |  |  | 0 | [13 empty] | Nos | 1.0 | [10 empty] | Ringlus Electro Controls & Automation PVT LTD | [18 empty] | CGST - RNG | 9.0
[120 empty] | SGST - RNG | 9.0
| 200/5A 15VA Cl 1 Ordinary Current Transformer ID 40mm Sreeganga | 200/5A 15VA Cl 1 Ordinary Current Transformer ID 40mm Sreeganga | CSM | Nos |  | 200/5A 15VA Cl 1 Ordinary Current Transformer ID 40mm Sreeganga |  | 0 | 0 | 1 | 1 | 1 | 0.0 | 0.0 | 0.0 | 0 |  |  | 0.0 | Electrical Components | 200/5A 15VA Cl 1 Ordinary Current Transformer ID 40mm Sreeganga | 0 | 31-12-2099 | Material Transfer |  | 0.0 |  | 0 | 0 |  | 0 | 0 | 0 | 0 |  | 0 | Item Attribute | 1 | Nos | 0.0 | 0.0 | 0 | 0.0 | 0 | Sree Ganga |  | India |  |  | 0 | 0.0 |  | 0 | 0 |  | 0 | 0 | 0 | 0 |  |  | 0 | 0 | 0 |  | 0 | [5 empty] | 0 |  |  | 0 | [13 empty] | Nos | 1.0 | [10 empty] | Ringlus Electro Controls & Automation PVT LTD | [18 empty] | CGST - RNG | 9.0
[120 empty] | SGST - RNG | 9.0
| 250/5A 15VA Cl 1 Ordinary Current Transformer ID 40mm Sreeganga | 250/5A 15VA Cl 1 Ordinary Current Transformer ID 40mm Sreeganga | CSM | Nos |  | 250/5A 15VA Cl 1 Ordinary Current Transformer ID 40mm Sreeganga |  | 0 | 0 | 1 | 1 | 1 | 0.0 | 0.0 | 0.0 | 0 |  |  | 0.0 | Electrical Components | 250/5A 15VA Cl 1 Ordinary Current Transformer ID 40mm Sreeganga | 0 | 31-12-2099 | Material Transfer |  | 0.0 |  | 0 | 0 |  | 0 | 0 | 0 | 0 |  | 0 | Item Attribute | 1 | Nos | 0.0 | 0.0 | 0 | 0.0 | 0 | Sree Ganga |  | India |  |  | 0 | 0.0 |  | 0 | 0 |  | 0 | 0 | 0 | 0 |  |  | 0 | 0 | 0 |  | 0 | [5 empty] | 0 |  |  | 0 | [13 empty] | Nos | 1.0 | [10 empty] | Ringlus Electro Controls & Automation PVT LTD | [18 empty] | CGST - RNG | 9.0
[120 empty] | SGST - RNG | 9.0
| 300/5A 15VA Cl 1 Ordinary Current Transformer ID 50mm Sreeganga | 300/5A 15VA Cl 1 Ordinary Current Transformer ID 50mm Sreeganga | CSM | Nos |  | 300/5A 15VA Cl 1 Ordinary Current Transformer ID 50mm Sreeganga |  | 0 | 0 | 1 | 1 | 1 | 0.0 | 0.0 | 0.0 | 0 |  |  | 0.0 | Electrical Components | 300/5A 15VA Cl 1 Ordinary Current Transformer ID 50mm Sreeganga | 0 | 31-12-2099 | Material Transfer |  | 0.0 |  | 0 | 0 |  | 0 | 0 | 0 | 0 |  | 0 | Item Attribute | 1 | Nos | 0.0 | 0.0 | 0 | 0.0 | 0 | Sree Ganga |  | India |  |  | 0 | 0.0 |  | 0 | 0 |  | 0 | 0 | 0 | 0 |  |  | 0 | 0 | 0 |  | 0 | [5 empty] | 0 |  |  | 0 | [13 empty] | Nos | 1.0 | [10 empty] | Ringlus Electro Controls & Automation PVT LTD | [18 empty] | CGST - RNG | 9.0
[120 empty] | SGST - RNG | 9.0
| 350/5A 15VA Cl 1 Ordinary Current Transformer ID 50mm Sreeganga | 350/5A 15VA Cl 1 Ordinary Current Transformer ID 50mm Sreeganga | CSM | Nos |  | 350/5A 15VA Cl 1 Ordinary Current Transformer ID 50mm Sreeganga |  | 0 | 0 | 1 | 1 | 1 | 0.0 | 0.0 | 0.0 | 0 |  |  | 0.0 | Electrical Components | 350/5A 15VA Cl 1 Ordinary Current Transformer ID 50mm Sreeganga | 0 | 31-12-2099 | Material Transfer |  | 0.0 |  | 0 | 0 |  | 0 | 0 | 0 | 0 |  | 0 | Item Attribute | 1 | Nos | 0.0 | 0.0 | 0 | 0.0 | 0 | Sree Ganga |  | India |  |  | 0 | 0.0 |  | 0 | 0 |  | 0 | 0 | 0 | 0 |  |  | 0 | 0 | 0 |  | 0 | [5 empty] | 0 |  |  | 0 | [13 empty] | Nos | 1.0 | [10 empty] | Ringlus Electro Controls & Automation PVT LTD | [18 empty] | CGST - RNG | 9.0
[120 empty] | SGST - RNG | 9.0
| 400/5A 15VA Cl 1 Ordinary Current Transformer ID 60mm Sreeganga | 400/5A 15VA Cl 1 Ordinary Current Transformer ID 60mm Sreeganga | CSM | Nos |  | 400/5A 15VA Cl 1 Ordinary Current Transformer ID 60mm Sreeganga |  | 0 | 0 | 1 | 1 | 1 | 0.0 | 0.0 | 0.0 | 0 |  |  | 0.0 | Electrical Components | 400/5A 15VA Cl 1 Ordinary Current Transformer ID 60mm Sreeganga | 0 | 31-12-2099 | Material Transfer |  | 0.0 |  | 0 | 0 |  | 0 | 0 | 0 | 0 |  | 0 | Item Attribute | 1 | Nos | 0.0 | 0.0 | 0 | 0.0 | 0 | Sree Ganga |  | India |  |  | 0 | 0.0 |  | 0 | 0 |  | 0 | 0 | 0 | 0 |  |  | 0 | 0 | 0 |  | 0 | [5 empty] | 0 |  |  | 0 | [13 empty] | Nos | 1.0 | [10 empty] | Ringlus Electro Controls & Automation PVT LTD | [18 empty] | CGST - RNG | 9.0
[120 empty] | SGST - RNG | 9.0
| 500/5A 15VA Cl 1 Ordinary Current Transformer ID 70mm Sreeganga | 500/5A 15VA Cl 1 Ordinary Current Transformer ID 70mm Sreeganga | CSM | Nos |  | 500/5A 15VA Cl 1 Ordinary Current Transformer ID 70mm Sreeganga |  | 0 | 0 | 1 | 1 | 1 | 0.0 | 0.0 | 0.0 | 0 |  |  | 0.0 | Electrical Components | 500/5A 15VA Cl 1 Ordinary Current Transformer ID 70mm Sreeganga | 0 | 31-12-2099 | Material Transfer |  | 0.0 |  | 0 | 0 |  | 0 | 0 | 0 | 0 |  | 0 | Item Attribute | 1 | Nos | 0.0 | 0.0 | 0 | 0.0 | 0 | Sree Ganga |  | India |  |  | 0 | 0.0 |  | 0 | 0 |  | 0 | 0 | 0 | 0 |  |  | 0 | 0 | 0 |  | 0 | [5 empty] | 0 |  |  | 0 | [13 empty] | Nos | 1.0 | [10 empty] | Ringlus Electro Controls & Automation PVT LTD | [18 empty] | CGST - RNG | 9.0
[120 empty] | SGST - RNG | 9.0
| 600/5A 15VA Cl 1 Ordinary Current Transformer ID 70mm Sreeganga | 600/5A 15VA Cl 1 Ordinary Current Transformer ID 70mm Sreeganga | CSM | Nos |  | 600/5A 15VA Cl 1 Ordinary Current Transformer ID 70mm Sreeganga |  | 0 | 0 | 1 | 1 | 1 | 0.0 | 0.0 | 0.0 | 0 |  |  | 0.0 | Electrical Components | 600/5A 15VA Cl 1 Ordinary Current Transformer ID 70mm Sreeganga | 0 | 31-12-2099 | Material Transfer |  | 0.0 |  | 0 | 0 |  | 0 | 0 | 0 | 0 |  | 0 | Item Attribute | 1 | Nos | 0.0 | 0.0 | 0 | 0.0 | 0 | Sree Ganga |  | India |  |  | 0 | 0.0 |  | 0 | 0 |  | 0 | 0 | 0 | 0 |  |  | 0 | 0 | 0 |  | 0 | [5 empty] | 0 |  |  | 0 | [13 empty] | Nos | 1.0 | [10 empty] | Ringlus Electro Controls & Automation PVT LTD | [18 empty] | CGST - RNG | 9.0
[120 empty] | SGST - RNG | 9.0
| LED Indication Lamp Red Esbee | LED Indication Lamp Red Esbee | CSM | Nos |  | LED Indication Lamp Red Esbee |  | 0 | 0 | 1 | 1 | 1 | 0.0 | 0.0 | 0.0 | 0 |  |  | 0.0 | Electrical Components | LED Indication Lamp Red Esbee | 0 | 31-12-2099 | Material Transfer |  | 0.0 |  | 0 | 0 |  | 0 | 0 | 0 | 0 |  | 0 | Item Attribute | 1 | Nos | 0.0 | 0.0 | 0 | 0.0 | 0 | Esbee |  | India |  |  | 0 | 0.0 |  | 0 | 0 |  | 0 | 0 | 0 | 0 |  |  | 0 | 0 | 0 |  | 0 | [5 empty] | 0 |  |  | 0 | [13 empty] | Nos | 1.0 | [10 empty] | Ringlus Electro Controls & Automation PVT LTD | [18 empty] | CGST - RNG | 9.0
[120 empty] | SGST - RNG | 9.0
| LED Indication Lamp Blue Esbee | LED Indication Lamp Blue Esbee | CSM | Nos |  | LED Indication Lamp Blue Esbee |  | 0 | 0 | 1 | 1 | 1 | 0.0 | 0.0 | 0.0 | 0 |  |  | 0.0 | Electrical Components | LED Indication Lamp Blue Esbee | 0 | 31-12-2099 | Material Transfer |  | 0.0 |  | 0 | 0 |  | 0 | 0 | 0 | 0 |  | 0 | Item Attribute | 1 | Nos | 0.0 | 0.0 | 0 | 0.0 | 0 | Esbee |  | India |  |  | 0 | 0.0 |  | 0 | 0 |  | 0 | 0 | 0 | 0 |  |  | 0 | 0 | 0 |  | 0 | [5 empty] | 0 |  |  | 0 | [13 empty] | Nos | 1.0 | [10 empty] | Ringlus Electro Controls & Automation PVT LTD | [18 empty] | CGST - RNG | 9.0
[120 empty] | SGST - RNG | 9.0
| LED Indication Lamp Yellow Esbee | LED Indication Lamp Yellow Esbee | CSM | Nos |  | LED Indication Lamp Yellow Esbee |  | 0 | 0 | 1 | 1 | 1 | 0.0 | 0.0 | 0.0 | 0 |  |  | 0.0 | Electrical Components | LED Indication Lamp Yellow Esbee | 0 | 31-12-2099 | Material Transfer |  | 0.0 |  | 0 | 0 |  | 0 | 0 | 0 | 0 |  | 0 | Item Attribute | 1 | Nos | 0.0 | 0.0 | 0 | 0.0 | 0 | Esbee |  | India |  |  | 0 | 0.0 |  | 0 | 0 |  | 0 | 0 | 0 | 0 |  |  | 0 | 0 | 0 |  | 0 | [5 empty] | 0 |  |  | 0 | [13 empty] | Nos | 1.0 | [10 empty] | Ringlus Electro Controls & Automation PVT LTD | [18 empty] | CGST - RNG | 9.0
[120 empty] | SGST - RNG | 9.0
| LED Indication Lamp Green Esbee | LED Indication Lamp Green Esbee | CSM | Nos |  | LED Indication Lamp Green Esbee |  | 0 | 0 | 1 | 1 | 1 | 0.0 | 0.0 | 0.0 | 0 |  |  | 0.0 | Electrical Components | LED Indication Lamp Green Esbee | 0 | 31-12-2099 | Material Transfer |  | 0.0 |  | 0 | 0 |  | 0 | 0 | 0 | 0 |  | 0 | Item Attribute | 1 | Nos | 0.0 | 0.0 | 0 | 0.0 | 0 | Esbee |  | India |  |  | 0 | 0.0 |  | 0 | 0 |  | 0 | 0 | 0 | 0 |  |  | 0 | 0 | 0 |  | 0 | [5 empty] | 0 |  |  | 0 | [13 empty] | Nos | 1.0 | [10 empty] | Ringlus Electro Controls & Automation PVT LTD | [18 empty] | CGST - RNG | 9.0
[120 empty] | SGST - RNG | 9.0
| LED Indication Lamp LED Amber Esbee | LED Indication Lamp LED Amber Esbee | CSM | Nos |  | LED Indication Lamp LED Amber Esbee |  | 0 | 0 | 1 | 1 | 1 | 0.0 | 0.0 | 0.0 | 0 |  |  | 0.0 | Electrical Components | LED Indication Lamp LED Amber Esbee | 0 | 31-12-2099 | Material Transfer |  | 0.0 |  | 0 | 0 |  | 0 | 0 | 0 | 0 |  | 0 | Item Attribute | 1 | Nos | 0.0 | 0.0 | 0 | 0.0 | 0 | Esbee |  | India |  |  | 0 | 0.0 |  | 0 | 0 |  | 0 | 0 | 0 | 0 |  |  | 0 | 0 | 0 |  | 0 | [5 empty] | 0 |  |  | 0 | [13 empty] | Nos | 1.0 | [10 empty] | Ringlus Electro Controls & Automation PVT LTD | [18 empty] | CGST - RNG | 9.0
[120 empty] | SGST - RNG | 9.0
| Earth Fault Relay MC12 88-264V AC/DC L&T MC12AB50X00 | Earth Fault Relay MC12 88-264V AC/DC L&T MC12AB50X00 | LTRL | Nos |  | Earth Fault Relay MC12 88-264V AC/DC L&T MC12AB50X00 |  | 0 | 0 | 1 | 1 | 1 | 0.0 | 0.0 | 0.0 | 0 |  |  | 0.0 | Electrical Components | Earth Fault Relay MC12 88-264V AC/DC L&T MC12AB50X00 | 0 | 31-12-2099 | Material Transfer |  | 0.0 |  | 0 | 0 |  | 0 | 0 | 0 | 0 |  | 0 | Item Attribute | 1 | Nos | 0.0 | 0.0 | 0 | 0.0 | 0 | L&T | MC12AB50X00 | India |  |  | 0 | 0.0 |  | 0 | 0 |  | 0 | 0 | 0 | 0 |  |  | 0 | 0 | 0 |  | 0 | [5 empty] | 0 |  |  | 0 | [13 empty] | Nos | 1.0 | [10 empty] | Ringlus Electro Controls & Automation PVT LTD | [18 empty] | CGST - RNG | 9.0
[120 empty] | SGST - RNG | 9.0
| ON Push Button Illuminated Esbee | ON Push Button Illuminated Esbee | CSM | Nos |  | ON Push Button Illuminated Esbee |  | 0 | 0 | 1 | 1 | 1 | 0.0 | 0.0 | 0.0 | 0 |  |  | 0.0 | Electrical Components | ON Push Button Illuminated Esbee | 0 | 31-12-2099 | Material Transfer |  | 0.0 |  | 0 | 0 |  | 0 | 0 | 0 | 0 |  | 0 | Item Attribute | 1 | Nos | 0.0 | 0.0 | 0 | 0.0 | 0 | Esbee |  | India |  |  | 0 | 0.0 |  | 0 | 0 |  | 0 | 0 | 0 | 0 |  |  | 0 | 0 | 0 |  | 0 | [5 empty] | 0 |  |  | 0 | [13 empty] | Nos | 1.0 | [10 empty] | Ringlus Electro Controls & Automation PVT LTD | [18 empty] | CGST - RNG | 9.0
[120 empty] | SGST - RNG | 9.0
| OFF Push Button Non Illuminated Esbee | OFF Push Button Non Illuminated Esbee | CSM | Nos |  | OFF Push Button Non Illuminated Esbee |  | 0 | 0 | 1 | 1 | 1 | 0.0 | 0.0 | 0.0 | 0 |  |  | 0.0 | Electrical Components | OFF Push Button Non Illuminated Esbee | 0 | 31-12-2099 | Material Transfer |  | 0.0 |  | 0 | 0 |  | 0 | 0 | 0 | 0 |  | 0 | Item Attribute | 1 | Nos | 0.0 | 0.0 | 0 | 0.0 | 0 | Esbee |  | India |  |  | 0 | 0.0 |  | 0 | 0 |  | 0 | 0 | 0 | 0 |  |  | 0 | 0 | 0 |  | 0 | [5 empty] | 0 |  |  | 0 | [13 empty] | Nos | 1.0 | [10 empty] | Ringlus Electro Controls & Automation PVT LTD | [18 empty] | CGST - RNG | 9.0
[120 empty] | SGST - RNG | 9.0
| NO Element Esbee | NO Element Esbee | CSM | Nos |  | NO Element Esbee |  | 0 | 0 | 1 | 1 | 1 | 0.0 | 0.0 | 0.0 | 0 |  |  | 0.0 | Electrical Components | NO Element Esbee | 0 | 31-12-2099 | Material Transfer |  | 0.0 |  | 0 | 0 |  | 0 | 0 | 0 | 0 |  | 0 | Item Attribute | 1 | Nos | 0.0 | 0.0 | 0 | 0.0 | 0 | Esbee |  | India |  |  | 0 | 0.0 |  | 0 | 0 |  | 0 | 0 | 0 | 0 |  |  | 0 | 0 | 0 |  | 0 | [5 empty] | 0 |  |  | 0 | [13 empty] | Nos | 1.0 | [10 empty] | Ringlus Electro Controls & Automation PVT LTD | [18 empty] | CGST - RNG | 9.0
[120 empty] | SGST - RNG | 9.0
| NC Element Esbee | NC Element Esbee | CSM | Nos |  | NC Element Esbee |  | 0 | 0 | 1 | 1 | 1 | 0.0 | 0.0 | 0.0 | 0 |  |  | 0.0 | Electrical Components | NC Element Esbee | 0 | 31-12-2099 | Material Transfer |  | 0.0 |  | 0 | 0 |  | 0 | 0 | 0 | 0 |  | 0 | Item Attribute | 1 | Nos | 0.0 | 0.0 | 0 | 0.0 | 0 | Esbee |  | India |  |  | 0 | 0.0 |  | 0 | 0 |  | 0 | 0 | 0 | 0 |  |  | 0 | 0 | 0 |  | 0 | [5 empty] | 0 |  |  | 0 | [13 empty] | Nos | 1.0 | [10 empty] | Ringlus Electro Controls & Automation PVT LTD | [18 empty] | CGST - RNG | 9.0
[120 empty] | SGST - RNG | 9.0
| 5KVAR Capacitors APP Type Shreem | 5KVAR Capacitors APP Type Shreem | RPM | Nos |  | 5KVAR Capacitors APP Type Shreem |  | 0 | 0 | 1 | 1 | 1 | 0.0 | 0.0 | 0.0 | 0 |  |  | 0.0 | Electrical Components | 5KVAR Capacitors APP Type Shreem | 0 | 31-12-2099 | Material Transfer |  | 0.0 |  | 0 | 0 |  | 0 | 0 | 0 | 0 |  | 0 | Item Attribute | 1 | Nos | 0.0 | 0.0 | 0 | 0.0 | 0 | Shreem |  | India |  |  | 0 | 0.0 |  | 0 | 0 |  | 0 | 0 | 0 | 0 |  |  | 0 | 0 | 0 |  | 0 | [5 empty] | 0 |  |  | 0 | [13 empty] | Nos | 1.0 | [10 empty] | Ringlus Electro Controls & Automation PVT LTD | [18 empty] | CGST - RNG | 9.0
[120 empty] | SGST - RNG | 9.0
| 10KVAR Capacitors APP Type Shreem | 10KVAR Capacitors APP Type Shreem | RPM | Nos |  | 10KVAR Capacitors APP Type Shreem |  | 0 | 0 | 1 | 1 | 1 | 0.0 | 0.0 | 0.0 | 0 |  |  | 0.0 | Electrical Components | 10KVAR Capacitors APP Type Shreem | 0 | 31-12-2099 | Material Transfer |  | 0.0 |  | 0 | 0 |  | 0 | 0 | 0 | 0 |  | 0 | Item Attribute | 1 | Nos | 0.0 | 0.0 | 0 | 0.0 | 0 | Shreem |  | India |  |  | 0 | 0.0 |  | 0 | 0 |  | 0 | 0 | 0 | 0 |  |  | 0 | 0 | 0 |  | 0 | [5 empty] | 0 |  |  | 0 | [13 empty] | Nos | 1.0 | [10 empty] | Ringlus Electro Controls & Automation PVT LTD | [18 empty] | CGST - RNG | 9.0
[120 empty] | SGST - RNG | 9.0
| 20KVAR Capacitors APP Type Shreem | 20KVAR Capacitors APP Type Shreem | RPM | Nos |  | 20KVAR Capacitors APP Type Shreem |  | 0 | 0 | 1 | 1 | 1 | 0.0 | 0.0 | 0.0 | 0 |  |  | 0.0 | Electrical Components | 20KVAR Capacitors APP Type Shreem | 0 | 31-12-2099 | Material Transfer |  | 0.0 |  | 0 | 0 |  | 0 | 0 | 0 | 0 |  | 0 | Item Attribute | 1 | Nos | 0.0 | 0.0 | 0 | 0.0 | 0 | Shreem |  | India |  |  | 0 | 0.0 |  | 0 | 0 |  | 0 | 0 | 0 | 0 |  |  | 0 | 0 | 0 |  | 0 | [5 empty] | 0 |  |  | 0 | [13 empty] | Nos | 1.0 | [10 empty] | Ringlus Electro Controls & Automation PVT LTD | [18 empty] | CGST - RNG | 9.0
[120 empty] | SGST - RNG | 9.0
| 25KVAR Capacitors APP Type Shreem | 25KVAR Capacitors APP Type Shreem | RPM | Nos |  | 25KVAR Capacitors APP Type Shreem |  | 0 | 0 | 1 | 1 | 1 | 0.0 | 0.0 | 0.0 | 0 |  |  | 0.0 | Electrical Components | 25KVAR Capacitors APP Type Shreem | 0 | 31-12-2099 | Material Transfer |  | 0.0 |  | 0 | 0 |  | 0 | 0 | 0 | 0 |  | 0 | Item Attribute | 1 | Nos | 0.0 | 0.0 | 0 | 0.0 | 0 | Shreem |  | India |  |  | 0 | 0.0 |  | 0 | 0 |  | 0 | 0 | 0 | 0 |  |  | 0 | 0 | 0 |  | 0 | [5 empty] | 0 |  |  | 0 | [13 empty] | Nos | 1.0 | [10 empty] | Ringlus Electro Controls & Automation PVT LTD | [18 empty] | CGST - RNG | 9.0
[120 empty] | SGST - RNG | 9.0
| 8 Stage APFC Relay Shreem | 8 Stage APFC Relay Shreem | RPM | Nos |  | 8 Stage APFC Relay Shreem |  | 0 | 0 | 1 | 1 | 1 | 0.0 | 0.0 | 0.0 | 0 |  |  | 0.0 | Electrical Components | 8 Stage APFC Relay Shreem | 0 | 31-12-2099 | Material Transfer |  | 0.0 |  | 0 | 0 |  | 0 | 0 | 0 | 0 |  | 0 | Item Attribute | 1 | Nos | 0.0 | 0.0 | 0 | 0.0 | 0 | Shreem |  | India |  |  | 0 | 0.0 |  | 0 | 0 |  | 0 | 0 | 0 | 0 |  |  | 0 | 0 | 0 |  | 0 | [5 empty] | 0 |  |  | 0 | [13 empty] | Nos | 1.0 | [10 empty] | Ringlus Electro Controls & Automation PVT LTD | [18 empty] | CGST - RNG | 9.0
[120 empty] | SGST - RNG | 9.0
| 0-500V Analog Voltmeter 92mm AE | 0-500V Analog Voltmeter 92mm AE | CSM | Nos |  | 0-500V Analog Voltmeter 92mm AE |  | 0 | 0 | 1 | 1 | 1 | 0.0 | 0.0 | 0.0 | 0 |  |  | 0.0 | Electrical Components | 0-500V Analog Voltmeter 92mm AE | 0 | 31-12-2099 | Material Transfer |  | 0.0 |  | 0 | 0 |  | 0 | 0 | 0 | 0 |  | 0 | Item Attribute | 1 | Nos | 0.0 | 0.0 | 0 | 0.0 | 0 | AE |  | India |  |  | 0 | 0.0 |  | 0 | 0 |  | 0 | 0 | 0 | 0 |  |  | 0 | 0 | 0 |  | 0 | [5 empty] | 0 |  |  | 0 | [13 empty] | Nos | 1.0 | [10 empty] | Ringlus Electro Controls & Automation PVT LTD | [18 empty] | CGST - RNG | 9.0
[120 empty] | SGST - RNG | 9.0
| 0-63A Analog Ammeter 92mm AE | 0-63A Analog Ammeter 92mm AE | CSM | Nos |  | 0-63A Analog Ammeter 92mm AE |  | 0 | 0 | 1 | 1 | 1 | 0.0 | 0.0 | 0.0 | 0 |  |  | 0.0 | Electrical Components | 0-63A Analog Ammeter 92mm AE | 0 | 31-12-2099 | Material Transfer |  | 0.0 |  | 0 | 0 |  | 0 | 0 | 0 | 0 |  | 0 | Item Attribute | 1 | Nos | 0.0 | 0.0 | 0 | 0.0 | 0 | AE |  | India |  |  | 0 | 0.0 |  | 0 | 0 |  | 0 | 0 | 0 | 0 |  |  | 0 | 0 | 0 |  | 0 | [5 empty] | 0 |  |  | 0 | [13 empty] | Nos | 1.0 | [10 empty] | Ringlus Electro Controls & Automation PVT LTD | [18 empty] | CGST - RNG | 9.0
[120 empty] | SGST - RNG | 9.0
| Analog Frequency meter 92mm AE | Analog Frequency meter 92mm AE | CSM | Nos |  | Analog Frequency meter 92mm AE |  | 0 | 0 | 1 | 1 | 1 | 0.0 | 0.0 | 0.0 | 0 |  |  | 0.0 | Electrical Components | Analog Frequency meter 92mm AE | 0 | 31-12-2099 | Material Transfer |  | 0.0 |  | 0 | 0 |  | 0 | 0 | 0 | 0 |  | 0 | Item Attribute | 1 | Nos | 0.0 | 0.0 | 0 | 0.0 | 0 | AE |  | India |  |  | 0 | 0.0 |  | 0 | 0 |  | 0 | 0 | 0 | 0 |  |  | 0 | 0 | 0 |  | 0 | [5 empty] | 0 |  |  | 0 | [13 empty] | Nos | 1.0 | [10 empty] | Ringlus Electro Controls & Automation PVT LTD | [18 empty] | CGST - RNG | 9.0
[120 empty] | SGST - RNG | 9.0
| Analog Powerfactor meter 92mm AE | Analog Powerfactor meter 92mm AE | CSM | Nos |  | Analog Powerfactor meter 92mm AE |  | 0 | 0 | 1 | 1 | 1 | 0.0 | 0.0 | 0.0 | 0 |  |  | 0.0 | Electrical Components | Analog Powerfactor meter 92mm AE | 0 | 31-12-2099 | Material Transfer |  | 0.0 |  | 0 | 0 |  | 0 | 0 | 0 | 0 |  | 0 | Item Attribute | 1 | Nos | 0.0 | 0.0 | 0 | 0.0 | 0 | AE |  | India |  |  | 0 | 0.0 |  | 0 | 0 |  | 0 | 0 | 0 | 0 |  |  | 0 | 0 | 0 |  | 0 | [5 empty] | 0 |  |  | 0 | [13 empty] | Nos | 1.0 | [10 empty] | Ringlus Electro Controls & Automation PVT LTD | [18 empty] | CGST - RNG | 9.0
[120 empty] | SGST - RNG | 9.0
| 100A Triple Pole ATS Havells IHYTCDO100 | 100A Triple Pole ATS Havells IHYTCDO100 | HATS | Nos |  | 100A Triple Pole ATS Havells IHYTCDO100 |  | 0 | 0 | 1 | 1 | 1 | 0.0 | 0.0 | 0.0 | 0 |  |  | 0.0 | Electrical Components | 100A Triple Pole ATS Havells IHYTCDO100 | 0 | 31-12-2099 | Material Transfer |  | 0.0 |  | 0 | 0 |  | 0 | 0 | 0 | 0 |  | 0 | Item Attribute | 1 | Nos | 0.0 | 0.0 | 0 | 0.0 | 0 | Havells | IHYTCDO100 | India |  |  | 0 | 0.0 |  | 0 | 0 |  | 0 | 0 | 0 | 0 |  |  | 0 | 0 | 0 |  | 0 | [5 empty] | 0 |  |  | 0 | [13 empty] | Nos | 1.0 | [10 empty] | Ringlus Electro Controls & Automation PVT LTD | [18 empty] | CGST - RNG | 9.0
[120 empty] | SGST - RNG | 9.0
| 125A Triple Pole ATS Havells IHYTCDO125 | 125A Triple Pole ATS Havells IHYTCDO125 | HATS | Nos |  | 125A Triple Pole ATS Havells IHYTCDO125 |  | 0 | 0 | 1 | 1 | 1 | 0.0 | 0.0 | 0.0 | 0 |  |  | 0.0 | Electrical Components | 125A Triple Pole ATS Havells IHYTCDO125 | 0 | 31-12-2099 | Material Transfer |  | 0.0 |  | 0 | 0 |  | 0 | 0 | 0 | 0 |  | 0 | Item Attribute | 1 | Nos | 0.0 | 0.0 | 0 | 0.0 | 0 | Havells | IHYTCDO125 | India |  |  | 0 | 0.0 |  | 0 | 0 |  | 0 | 0 | 0 | 0 |  |  | 0 | 0 | 0 |  | 0 | [5 empty] | 0 |  |  | 0 | [13 empty] | Nos | 1.0 | [10 empty] | Ringlus Electro Controls & Automation PVT LTD | [18 empty] | CGST - RNG | 9.0
[120 empty] | SGST - RNG | 9.0
| 160A Triple Pole ATS Havells IHYTCDO160 | 160A Triple Pole ATS Havells IHYTCDO160 | HATS | Nos |  | 160A Triple Pole ATS Havells IHYTCDO160 |  | 0 | 0 | 1 | 1 | 1 | 0.0 | 0.0 | 0.0 | 0 |  |  | 0.0 | Electrical Components | 160A Triple Pole ATS Havells IHYTCDO160 | 0 | 31-12-2099 | Material Transfer |  | 0.0 |  | 0 | 0 |  | 0 | 0 | 0 | 0 |  | 0 | Item Attribute | 1 | Nos | 0.0 | 0.0 | 0 | 0.0 | 0 | Havells | IHYTCDO160 | India |  |  | 0 | 0.0 |  | 0 | 0 |  | 0 | 0 | 0 | 0 |  |  | 0 | 0 | 0 |  | 0 | [5 empty] | 0 |  |  | 0 | [13 empty] | Nos | 1.0 | [10 empty] | Ringlus Electro Controls & Automation PVT LTD | [18 empty] | CGST - RNG | 9.0
[120 empty] | SGST - RNG | 9.0
| 200A Triple Pole ATS Havells IHYTCDO200 | 200A Triple Pole ATS Havells IHYTCDO200 | HATS | Nos |  | 200A Triple Pole ATS Havells IHYTCDO200 |  | 0 | 0 | 1 | 1 | 1 | 0.0 | 0.0 | 0.0 | 0 |  |  | 0.0 | Electrical Components | 200A Triple Pole ATS Havells IHYTCDO200 | 0 | 31-12-2099 | Material Transfer |  | 0.0 |  | 0 | 0 |  | 0 | 0 | 0 | 0 |  | 0 | Item Attribute | 1 | Nos | 0.0 | 0.0 | 0 | 0.0 | 0 | Havells | IHYTCDO200 | India |  |  | 0 | 0.0 |  | 0 | 0 |  | 0 | 0 | 0 | 0 |  |  | 0 | 0 | 0 |  | 0 | [5 empty] | 0 |  |  | 0 | [13 empty] | Nos | 1.0 | [10 empty] | Ringlus Electro Controls & Automation PVT LTD | [18 empty] | CGST - RNG | 9.0
[120 empty] | SGST - RNG | 9.0
| 250A Triple Pole ATS Havells IHYTCDO250 | 250A Triple Pole ATS Havells IHYTCDO250 | HATS | Nos |  | 250A Triple Pole ATS Havells IHYTCDO250 |  | 0 | 0 | 1 | 1 | 1 | 0.0 | 0.0 | 0.0 | 0 |  |  | 0.0 | Electrical Components | 250A Triple Pole ATS Havells IHYTCDO250 | 0 | 31-12-2099 | Material Transfer |  | 0.0 |  | 0 | 0 |  | 0 | 0 | 0 | 0 |  | 0 | Item Attribute | 1 | Nos | 0.0 | 0.0 | 0 | 0.0 | 0 | Havells | IHYTCDO250 | India |  |  | 0 | 0.0 |  | 0 | 0 |  | 0 | 0 | 0 | 0 |  |  | 0 | 0 | 0 |  | 0 | [5 empty] | 0 |  |  | 0 | [13 empty] | Nos | 1.0 | [10 empty] | Ringlus Electro Controls & Automation PVT LTD | [18 empty] | CGST - RNG | 9.0
[120 empty] | SGST - RNG | 9.0
| 315A Triple Pole ATS Havells IHYTCDO315 | 315A Triple Pole ATS Havells IHYTCDO315 | HATS | Nos |  | 315A Triple Pole ATS Havells IHYTCDO315 |  | 0 | 0 | 1 | 1 | 1 | 0.0 | 0.0 | 0.0 | 0 |  |  | 0.0 | Electrical Components | 315A Triple Pole ATS Havells IHYTCDO315 | 0 | 31-12-2099 | Material Transfer |  | 0.0 |  | 0 | 0 |  | 0 | 0 | 0 | 0 |  | 0 | Item Attribute | 1 | Nos | 0.0 | 0.0 | 0 | 0.0 | 0 | Havells | IHYTCDO315 | India |  |  | 0 | 0.0 |  | 0 | 0 |  | 0 | 0 | 0 | 0 |  |  | 0 | 0 | 0 |  | 0 | [5 empty] | 0 |  |  | 0 | [13 empty] | Nos | 1.0 | [10 empty] | Ringlus Electro Controls & Automation PVT LTD | [18 empty] | CGST - RNG | 9.0
[120 empty] | SGST - RNG | 9.0
| 400A Triple Pole ATS Havells IHYTCDO400 | 400A Triple Pole ATS Havells IHYTCDO400 | HATS | Nos |  | 400A Triple Pole ATS Havells IHYTCDO400 |  | 0 | 0 | 1 | 1 | 1 | 0.0 | 0.0 | 0.0 | 0 |  |  | 0.0 | Electrical Components | 400A Triple Pole ATS Havells IHYTCDO400 | 0 | 31-12-2099 | Material Transfer |  | 0.0 |  | 0 | 0 |  | 0 | 0 | 0 | 0 |  | 0 | Item Attribute | 1 | Nos | 0.0 | 0.0 | 0 | 0.0 | 0 | Havells | IHYTCDO400 | India |  |  | 0 | 0.0 |  | 0 | 0 |  | 0 | 0 | 0 | 0 |  |  | 0 | 0 | 0 |  | 0 | [5 empty] | 0 |  |  | 0 | [13 empty] | Nos | 1.0 | [10 empty] | Ringlus Electro Controls & Automation PVT LTD | [18 empty] | CGST - RNG | 9.0
[120 empty] | SGST - RNG | 9.0
| 100A Four Pole ATS Havells IHYFCDO100 | 100A Four Pole ATS Havells IHYFCDO100 | HATS | Nos |  | 100A Four Pole ATS Havells IHYFCDO100 |  | 0 | 0 | 1 | 1 | 1 | 0.0 | 0.0 | 0.0 | 0 |  |  | 0.0 | Electrical Components | 100A Four Pole ATS Havells IHYFCDO100 | 0 | 31-12-2099 | Material Transfer |  | 0.0 |  | 0 | 0 |  | 0 | 0 | 0 | 0 |  | 0 | Item Attribute | 1 | Nos | 0.0 | 0.0 | 0 | 0.0 | 0 | Havells | IHYFCDO100 | India |  |  | 0 | 0.0 |  | 0 | 0 |  | 0 | 0 | 0 | 0 |  |  | 0 | 0 | 0 |  | 0 | [5 empty] | 0 |  |  | 0 | [13 empty] | Nos | 1.0 | [10 empty] | Ringlus Electro Controls & Automation PVT LTD | [18 empty] | CGST - RNG | 9.0
[120 empty] | SGST - RNG | 9.0
| 125A Four Pole ATS Havells IHYFCDO125 | 125A Four Pole ATS Havells IHYFCDO125 | HATS | Nos |  | 125A Four Pole ATS Havells IHYFCDO125 |  | 0 | 0 | 1 | 1 | 1 | 0.0 | 0.0 | 0.0 | 0 |  |  | 0.0 | Electrical Components | 125A Four Pole ATS Havells IHYFCDO125 | 0 | 31-12-2099 | Material Transfer |  | 0.0 |  | 0 | 0 |  | 0 | 0 | 0 | 0 |  | 0 | Item Attribute | 1 | Nos | 0.0 | 0.0 | 0 | 0.0 | 0 | Havells | IHYFCDO125 | India |  |  | 0 | 0.0 |  | 0 | 0 |  | 0 | 0 | 0 | 0 |  |  | 0 | 0 | 0 |  | 0 | [5 empty] | 0 |  |  | 0 | [13 empty] | Nos | 1.0 | [10 empty] | Ringlus Electro Controls & Automation PVT LTD | [18 empty] | CGST - RNG | 9.0
[120 empty] | SGST - RNG | 9.0
| 160A Four Pole ATS Havells IHYFCDO160 | 160A Four Pole ATS Havells IHYFCDO160 | HATS | Nos |  | 160A Four Pole ATS Havells IHYFCDO160 |  | 0 | 0 | 1 | 1 | 1 | 0.0 | 0.0 | 0.0 | 0 |  |  | 0.0 | Electrical Components | 160A Four Pole ATS Havells IHYFCDO160 | 0 | 31-12-2099 | Material Transfer |  | 0.0 |  | 0 | 0 |  | 0 | 0 | 0 | 0 |  | 0 | Item Attribute | 1 | Nos | 0.0 | 0.0 | 0 | 0.0 | 0 | Havells | IHYFCDO160 | India |  |  | 0 | 0.0 |  | 0 | 0 |  | 0 | 0 | 0 | 0 |  |  | 0 | 0 | 0 |  | 0 | [5 empty] | 0 |  |  | 0 | [13 empty] | Nos | 1.0 | [10 empty] | Ringlus Electro Controls & Automation PVT LTD | [18 empty] | CGST - RNG | 9.0
[120 empty] | SGST - RNG | 9.0
| 200A Four Pole ATS Havells IHYFCDO200 | 200A Four Pole ATS Havells IHYFCDO200 | HATS | Nos |  | 200A Four Pole ATS Havells IHYFCDO200 |  | 0 | 0 | 1 | 1 | 1 | 0.0 | 0.0 | 0.0 | 0 |  |  | 0.0 | Electrical Components | 200A Four Pole ATS Havells IHYFCDO200 | 0 | 31-12-2099 | Material Transfer |  | 0.0 |  | 0 | 0 |  | 0 | 0 | 0 | 0 |  | 0 | Item Attribute | 1 | Nos | 0.0 | 0.0 | 0 | 0.0 | 0 | Havells | IHYFCDO200 | India |  |  | 0 | 0.0 |  | 0 | 0 |  | 0 | 0 | 0 | 0 |  |  | 0 | 0 | 0 |  | 0 | [5 empty] | 0 |  |  | 0 | [13 empty] | Nos | 1.0 | [10 empty] | Ringlus Electro Controls & Automation PVT LTD | [18 empty] | CGST - RNG | 9.0
[120 empty] | SGST - RNG | 9.0
| 250A Four Pole ATS Havells IHYFCDO250 | 250A Four Pole ATS Havells IHYFCDO250 | HATS | Nos |  | 250A Four Pole ATS Havells IHYFCDO250 |  | 0 | 0 | 1 | 1 | 1 | 0.0 | 0.0 | 0.0 | 0 |  |  | 0.0 | Electrical Components | 250A Four Pole ATS Havells IHYFCDO250 | 0 | 31-12-2099 | Material Transfer |  | 0.0 |  | 0 | 0 |  | 0 | 0 | 0 | 0 |  | 0 | Item Attribute | 1 | Nos | 0.0 | 0.0 | 0 | 0.0 | 0 | Havells | IHYFCDO250 | India |  |  | 0 | 0.0 |  | 0 | 0 |  | 0 | 0 | 0 | 0 |  |  | 0 | 0 | 0 |  | 0 | [5 empty] | 0 |  |  | 0 | [13 empty] | Nos | 1.0 | [10 empty] | Ringlus Electro Controls & Automation PVT LTD | [18 empty] | CGST - RNG | 9.0
[120 empty] | SGST - RNG | 9.0
| 315A Four Pole ATS Havells IHYFCDO315 | 315A Four Pole ATS Havells IHYFCDO315 | HATS | Nos |  | 315A Four Pole ATS Havells IHYFCDO315 |  | 0 | 0 | 1 | 1 | 1 | 0.0 | 0.0 | 0.0 | 0 |  |  | 0.0 | Electrical Components | 315A Four Pole ATS Havells IHYFCDO315 | 0 | 31-12-2099 | Material Transfer |  | 0.0 |  | 0 | 0 |  | 0 | 0 | 0 | 0 |  | 0 | Item Attribute | 1 | Nos | 0.0 | 0.0 | 0 | 0.0 | 0 | Havells | IHYFCDO315 | India |  |  | 0 | 0.0 |  | 0 | 0 |  | 0 | 0 | 0 | 0 |  |  | 0 | 0 | 0 |  | 0 | [5 empty] | 0 |  |  | 0 | [13 empty] | Nos | 1.0 | [10 empty] | Ringlus Electro Controls & Automation PVT LTD | [18 empty] | CGST - RNG | 9.0
[120 empty] | SGST - RNG | 9.0
| 400A Four Pole ATS Havells IHYFCDO400 | 400A Four Pole ATS Havells IHYFCDO400 | HATS | Nos |  | 400A Four Pole ATS Havells IHYFCDO400 |  | 0 | 0 | 1 | 1 | 1 | 0.0 | 0.0 | 0.0 | 0 |  |  | 0.0 | Electrical Components | 400A Four Pole ATS Havells IHYFCDO400 | 0 | 31-12-2099 | Material Transfer |  | 0.0 |  | 0 | 0 |  | 0 | 0 | 0 | 0 |  | 0 | Item Attribute | 1 | Nos | 0.0 | 0.0 | 0 | 0.0 | 0 | Havells | IHYFCDO400 | India |  |  | 0 | 0.0 |  | 0 | 0 |  | 0 | 0 | 0 | 0 |  |  | 0 | 0 | 0 |  | 0 | [5 empty] | 0 |  |  | 0 | [13 empty] | Nos | 1.0 | [10 empty] | Ringlus Electro Controls & Automation PVT LTD | [18 empty] | CGST - RNG | 9.0
[120 empty] | SGST - RNG | 9.0
| 100A Four Pole Without Controller ATS Havells IHYFNAO100 | 100A Four Pole Without Controller ATS Havells IHYFNAO100 | HATS | Nos |  | 100A Four Pole Without Controller ATS Havells IHYFNAO100 |  | 0 | 0 | 1 | 1 | 1 | 0.0 | 0.0 | 0.0 | 0 |  |  | 0.0 | Electrical Components | 100A Four Pole Without Controller ATS Havells IHYFNAO100 | 0 | 31-12-2099 | Material Transfer |  | 0.0 |  | 0 | 0 |  | 0 | 0 | 0 | 0 |  | 0 | Item Attribute | 1 | Nos | 0.0 | 0.0 | 0 | 0.0 | 0 | Havells | IHYFNAO100 | India |  |  | 0 | 0.0 |  | 0 | 0 |  | 0 | 0 | 0 | 0 |  |  | 0 | 0 | 0 |  | 0 | [5 empty] | 0 |  |  | 0 | [13 empty] | Nos | 1.0 | [10 empty] | Ringlus Electro Controls & Automation PVT LTD | [18 empty] | CGST - RNG | 9.0
[120 empty] | SGST - RNG | 9.0
| 125A Four Pole Without Controller ATS Havells IHYFNAO125 | 125A Four Pole Without Controller ATS Havells IHYFNAO125 | HATS | Nos |  | 125A Four Pole Without Controller ATS Havells IHYFNAO125 |  | 0 | 0 | 1 | 1 | 1 | 0.0 | 0.0 | 0.0 | 0 |  |  | 0.0 | Electrical Components | 125A Four Pole Without Controller ATS Havells IHYFNAO125 | 0 | 31-12-2099 | Material Transfer |  | 0.0 |  | 0 | 0 |  | 0 | 0 | 0 | 0 |  | 0 | Item Attribute | 1 | Nos | 0.0 | 0.0 | 0 | 0.0 | 0 | Havells | IHYFNAO125 | India |  |  | 0 | 0.0 |  | 0 | 0 |  | 0 | 0 | 0 | 0 |  |  | 0 | 0 | 0 |  | 0 | [5 empty] | 0 |  |  | 0 | [13 empty] | Nos | 1.0 | [10 empty] | Ringlus Electro Controls & Automation PVT LTD | [18 empty] | CGST - RNG | 9.0
[120 empty] | SGST - RNG | 9.0
| 160A Four Pole Without Controller ATS Havells IHYFNAO160 | 160A Four Pole Without Controller ATS Havells IHYFNAO160 | HATS | Nos |  | 160A Four Pole Without Controller ATS Havells IHYFNAO160 |  | 0 | 0 | 1 | 1 | 1 | 0.0 | 0.0 | 0.0 | 0 |  |  | 0.0 | Electrical Components | 160A Four Pole Without Controller ATS Havells IHYFNAO160 | 0 | 31-12-2099 | Material Transfer |  | 0.0 |  | 0 | 0 |  | 0 | 0 | 0 | 0 |  | 0 | Item Attribute | 1 | Nos | 0.0 | 0.0 | 0 | 0.0 | 0 | Havells | IHYFNAO160 | India |  |  | 0 | 0.0 |  | 0 | 0 |  | 0 | 0 | 0 | 0 |  |  | 0 | 0 | 0 |  | 0 | [5 empty] | 0 |  |  | 0 | [13 empty] | Nos | 1.0 | [10 empty] | Ringlus Electro Controls & Automation PVT LTD | [18 empty] | CGST - RNG | 9.0
[120 empty] | SGST - RNG | 9.0
| 200A Four Pole Without Controller ATS Havells IHYFNAO200 | 200A Four Pole Without Controller ATS Havells IHYFNAO200 | HATS | Nos |  | 200A Four Pole Without Controller ATS Havells IHYFNAO200 |  | 0 | 0 | 1 | 1 | 1 | 0.0 | 0.0 | 0.0 | 0 |  |  | 0.0 | Electrical Components | 200A Four Pole Without Controller ATS Havells IHYFNAO200 | 0 | 31-12-2099 | Material Transfer |  | 0.0 |  | 0 | 0 |  | 0 | 0 | 0 | 0 |  | 0 | Item Attribute | 1 | Nos | 0.0 | 0.0 | 0 | 0.0 | 0 | Havells | IHYFNAO200 | India |  |  | 0 | 0.0 |  | 0 | 0 |  | 0 | 0 | 0 | 0 |  |  | 0 | 0 | 0 |  | 0 | [5 empty] | 0 |  |  | 0 | [13 empty] | Nos | 1.0 | [10 empty] | Ringlus Electro Controls & Automation PVT LTD | [18 empty] | CGST - RNG | 9.0
[120 empty] | SGST - RNG | 9.0
| 250A Four Pole Without Controller ATS Havells IHYFNAO250 | 250A Four Pole Without Controller ATS Havells IHYFNAO250 | HATS | Nos |  | 250A Four Pole Without Controller ATS Havells IHYFNAO250 |  | 0 | 0 | 1 | 1 | 1 | 0.0 | 0.0 | 0.0 | 0 |  |  | 0.0 | Electrical Components | 250A Four Pole Without Controller ATS Havells IHYFNAO250 | 0 | 31-12-2099 | Material Transfer |  | 0.0 |  | 0 | 0 |  | 0 | 0 | 0 | 0 |  | 0 | Item Attribute | 1 | Nos | 0.0 | 0.0 | 0 | 0.0 | 0 | Havells | IHYFNAO250 | India |  |  | 0 | 0.0 |  | 0 | 0 |  | 0 | 0 | 0 | 0 |  |  | 0 | 0 | 0 |  | 0 | [5 empty] | 0 |  |  | 0 | [13 empty] | Nos | 1.0 | [10 empty] | Ringlus Electro Controls & Automation PVT LTD | [18 empty] | CGST - RNG | 9.0
[120 empty] | SGST - RNG | 9.0
| 315A Four Pole Without Controller ATS Havells IHYFNAO315 | 315A Four Pole Without Controller ATS Havells IHYFNAO315 | HATS | Nos |  | 315A Four Pole Without Controller ATS Havells IHYFNAO315 |  | 0 | 0 | 1 | 1 | 1 | 0.0 | 0.0 | 0.0 | 0 |  |  | 0.0 | Electrical Components | 315A Four Pole Without Controller ATS Havells IHYFNAO315 | 0 | 31-12-2099 | Material Transfer |  | 0.0 |  | 0 | 0 |  | 0 | 0 | 0 | 0 |  | 0 | Item Attribute | 1 | Nos | 0.0 | 0.0 | 0 | 0.0 | 0 | Havells | IHYFNAO315 | India |  |  | 0 | 0.0 |  | 0 | 0 |  | 0 | 0 | 0 | 0 |  |  | 0 | 0 | 0 |  | 0 | [5 empty] | 0 |  |  | 0 | [13 empty] | Nos | 1.0 | [10 empty] | Ringlus Electro Controls & Automation PVT LTD | [18 empty] | CGST - RNG | 9.0
[120 empty] | SGST - RNG | 9.0
| 400A Four Pole Without Controller ATS Havells IHYFNAO400 | 400A Four Pole Without Controller ATS Havells IHYFNAO400 | HATS | Nos |  | 400A Four Pole Without Controller ATS Havells IHYFNAO400 |  | 0 | 0 | 1 | 1 | 1 | 0.0 | 0.0 | 0.0 | 0 |  |  | 0.0 | Electrical Components | 400A Four Pole Without Controller ATS Havells IHYFNAO400 | 0 | 31-12-2099 | Material Transfer |  | 0.0 |  | 0 | 0 |  | 0 | 0 | 0 | 0 |  | 0 | Item Attribute | 1 | Nos | 0.0 | 0.0 | 0 | 0.0 | 0 | Havells | IHYFNAO400 | India |  |  | 0 | 0.0 |  | 0 | 0 |  | 0 | 0 | 0 | 0 |  |  | 0 | 0 | 0 |  | 0 | [5 empty] | 0 |  |  | 0 | [13 empty] | Nos | 1.0 | [10 empty] | Ringlus Electro Controls & Automation PVT LTD | [18 empty] | CGST - RNG | 9.0
[120 empty] | SGST - RNG | 9.0
| 25 x 25 PVC Channel | 25 x 25 PVC Channel | CWA | Nos |  | 25 x 25 PVC Channel |  | 0 | 0 | 1 | 1 | 1 | 0.0 | 0.0 | 0.0 | 0 |  |  | 0.0 | Electrical Components | 25 x 25 PVC Channel | 0 | 31-12-2099 | Material Transfer |  | 0.0 |  | 0 | 0 |  | 0 | 0 | 0 | 0 |  | 0 | Item Attribute | 1 | Nos | 0.0 | 0.0 | 0 | 0.0 | 0 |  |  | India |  |  | 0 | 0.0 |  | 0 | 0 |  | 0 | 0 | 0 | 0 |  |  | 0 | 0 | 0 |  | 0 | [5 empty] | 0 |  |  | 0 | [13 empty] | Nos | 1.0 | [10 empty] | Ringlus Electro Controls & Automation PVT LTD | [18 empty] | CGST - RNG | 9.0
[120 empty] | SGST - RNG | 9.0
| 45 x 25 PVC Channel | 45 x 25 PVC Channel | CWA | Nos |  | 45 x 25 PVC Channel |  | 0 | 0 | 1 | 1 | 1 | 0.0 | 0.0 | 0.0 | 0 |  |  | 0.0 | Electrical Components | 45 x 25 PVC Channel | 0 | 31-12-2099 | Material Transfer |  | 0.0 |  | 0 | 0 |  | 0 | 0 | 0 | 0 |  | 0 | Item Attribute | 1 | Nos | 0.0 | 0.0 | 0 | 0.0 | 0 |  |  | India |  |  | 0 | 0.0 |  | 0 | 0 |  | 0 | 0 | 0 | 0 |  |  | 0 | 0 | 0 |  | 0 | [5 empty] | 0 |  |  | 0 | [13 empty] | Nos | 1.0 | [10 empty] | Ringlus Electro Controls & Automation PVT LTD | [18 empty] | CGST - RNG | 9.0
[120 empty] | SGST - RNG | 9.0
| 45 x 45 PVC Channel | 45 x 45 PVC Channel | CWA | Nos |  | 45 x 45 PVC Channel |  | 0 | 0 | 1 | 1 | 1 | 0.0 | 0.0 | 0.0 | 0 |  |  | 0.0 | Electrical Components | 45 x 45 PVC Channel | 0 | 31-12-2099 | Material Transfer |  | 0.0 |  | 0 | 0 |  | 0 | 0 | 0 | 0 |  | 0 | Item Attribute | 1 | Nos | 0.0 | 0.0 | 0 | 0.0 | 0 |  |  | India |  |  | 0 | 0.0 |  | 0 | 0 |  | 0 | 0 | 0 | 0 |  |  | 0 | 0 | 0 |  | 0 | [5 empty] | 0 |  |  | 0 | [13 empty] | Nos | 1.0 | [10 empty] | Ringlus Electro Controls & Automation PVT LTD | [18 empty] | CGST - RNG | 9.0
[120 empty] | SGST - RNG | 9.0
| 25 MM Tie Mount | 25 MM Tie Mount | CWA | Nos |  | 25 MM Tie Mount |  | 0 | 0 | 1 | 1 | 1 | 0.0 | 0.0 | 0.0 | 0 |  |  | 0.0 | Electrical Components | 25 MM Tie Mount | 0 | 31-12-2099 | Material Transfer |  | 0.0 |  | 0 | 0 |  | 0 | 0 | 0 | 0 |  | 0 | Item Attribute | 1 | Nos | 0.0 | 0.0 | 0 | 0.0 | 0 |  |  | India |  |  | 0 | 0.0 |  | 0 | 0 |  | 0 | 0 | 0 | 0 |  |  | 0 | 0 | 0 |  | 0 | [5 empty] | 0 |  |  | 0 | [13 empty] | Nos | 1.0 | [10 empty] | Ringlus Electro Controls & Automation PVT LTD | [18 empty] | CGST - RNG | 9.0
[120 empty] | SGST - RNG | 9.0
| 4 SqmmTerminal Connector | 4 SqmmTerminal Connector | CWA | Nos |  | 4 SqmmTerminal Connector |  | 0 | 0 | 1 | 1 | 1 | 0.0 | 0.0 | 0.0 | 0 |  |  | 0.0 | Electrical Components | 4 SqmmTerminal Connector | 0 | 31-12-2099 | Material Transfer |  | 0.0 |  | 0 | 0 |  | 0 | 0 | 0 | 0 |  | 0 | Item Attribute | 1 | Nos | 0.0 | 0.0 | 0 | 0.0 | 0 |  |  | India |  |  | 0 | 0.0 |  | 0 | 0 |  | 0 | 0 | 0 | 0 |  |  | 0 | 0 | 0 |  | 0 | [5 empty] | 0 |  |  | 0 | [13 empty] | Nos | 1.0 | [10 empty] | Ringlus Electro Controls & Automation PVT LTD | [18 empty] | CGST - RNG | 9.0
[120 empty] | SGST - RNG | 9.0
| PLC 8DI/6DO with RS 232, RS 485 Delta DVP14SS211R | PLC 8DI/6DO with RS 232, RS 485 Delta DVP14SS211R | PLC | Nos |  | PLC 8DI/6DO with RS 232, RS 485 Delta DVP14SS211R |  | 0 | 0 | 1 | 1 | 1 | 0.0 | 0.0 | 0.0 | 0 |  |  | 0.0 | Electrical Components | PLC 8DI/6DO with RS 232, RS 485 Delta DVP14SS211R | 0 | 31-12-2099 | Material Transfer |  | 0.0 |  | 0 | 0 |  | 0 | 0 | 0 | 0 |  | 0 | Item Attribute | 1 | Nos | 0.0 | 0.0 | 0 | 0.0 | 0 | Delta | DVP14SS211R | India |  |  | 0 | 0.0 |  | 0 | 0 |  | 0 | 0 | 0 | 0 |  |  | 0 | 0 | 0 |  | 0 | [5 empty] | 0 |  |  | 0 | [13 empty] | Nos | 1.0 | [10 empty] | Ringlus Electro Controls & Automation PVT LTD | [18 empty] | CGST - RNG | 9.0
[120 empty] | SGST - RNG | 9.0
| DC Power Supply 24V, 5A Make NHP | DC Power Supply 24V, 5A Make NHP | PLC | Nos |  | DC Power Supply 24V, 5A Make NHP |  | 0 | 0 | 1 | 1 | 1 | 0.0 | 0.0 | 0.0 | 0 |  |  | 0.0 | Electrical Components | DC Power Supply 24V, 5A Make NHP | 0 | 31-12-2099 | Material Transfer |  | 0.0 |  | 0 | 0 |  | 0 | 0 | 0 | 0 |  | 0 | Item Attribute | 1 | Nos | 0.0 | 0.0 | 0 | 0.0 | 0 | Delta |  | India |  |  | 0 | 0.0 |  | 0 | 0 |  | 0 | 0 | 0 | 0 |  |  | 0 | 0 | 0 |  | 0 | [5 empty] | 0 |  |  | 0 | [13 empty] | Nos | 1.0 | [10 empty] | Ringlus Electro Controls & Automation PVT LTD | [18 empty] | CGST - RNG | 9.0
[120 empty] | SGST - RNG | 9.0
| 32A Neutral Link | 32A Neutral Link | CWA | Nos |  | 32A Neutral Link |  | 0 | 0 | 1 | 1 | 1 | 0.0 | 0.0 | 0.0 | 0 |  |  | 0.0 | Electrical Components | 32A Neutral Link | 0 | 31-12-2099 | Material Transfer |  | 0.0 |  | 0 | 0 |  | 0 | 0 | 0 | 0 |  | 0 | Item Attribute | 1 | Nos | 0.0 | 0.0 | 0 | 0.0 | 0 |  |  | India |  |  | 0 | 0.0 |  | 0 | 0 |  | 0 | 0 | 0 | 0 |  |  | 0 | 0 | 0 |  | 0 | [5 empty] | 0 |  |  | 0 | [13 empty] | Nos | 1.0 | [10 empty] | Ringlus Electro Controls & Automation PVT LTD | [18 empty] | CGST - RNG | 9.0
[120 empty] | SGST - RNG | 9.0
| 63A Neutral Link | 63A Neutral Link | CWA | Nos |  | 63A Neutral Link |  | 0 | 0 | 1 | 1 | 1 | 0.0 | 0.0 | 0.0 | 0 |  |  | 0.0 | Electrical Components | 63A Neutral Link | 0 | 31-12-2099 | Material Transfer |  | 0.0 |  | 0 | 0 |  | 0 | 0 | 0 | 0 |  | 0 | Item Attribute | 1 | Nos | 0.0 | 0.0 | 0 | 0.0 | 0 |  |  | India |  |  | 0 | 0.0 |  | 0 | 0 |  | 0 | 0 | 0 | 0 |  |  | 0 | 0 | 0 |  | 0 | [5 empty] | 0 |  |  | 0 | [13 empty] | Nos | 1.0 | [10 empty] | Ringlus Electro Controls & Automation PVT LTD | [18 empty] | CGST - RNG | 9.0
[120 empty] | SGST - RNG | 9.0
| 1.5 Sqmm Cu Fork Socket | 1.5 Sqmm Cu Fork Socket | CWA | Nos |  | 1.5 Sqmm Cu Fork Socket |  | 0 | 0 | 1 | 1 | 1 | 0.0 | 0.0 | 0.0 | 0 |  |  | 0.0 | Electrical Components | 1.5 Sqmm Cu Fork Socket | 0 | 31-12-2099 | Material Transfer |  | 0.0 |  | 0 | 0 |  | 0 | 0 | 0 | 0 |  | 0 | Item Attribute | 1 | Nos | 0.0 | 0.0 | 0 | 0.0 | 0 |  |  | India |  |  | 0 | 0.0 |  | 0 | 0 |  | 0 | 0 | 0 | 0 |  |  | 0 | 0 | 0 |  | 0 | [5 empty] | 0 |  |  | 0 | [13 empty] | Nos | 1.0 | [10 empty] | Ringlus Electro Controls & Automation PVT LTD | [18 empty] | CGST - RNG | 9.0
[120 empty] | SGST - RNG | 9.0
| 4 Sqmm Cu Palm Socket | 4 Sqmm Cu Palm Socket | CWA | Nos |  | 4 Sqmm Cu Palm Socket |  | 0 | 0 | 1 | 1 | 1 | 0.0 | 0.0 | 0.0 | 0 |  |  | 0.0 | Electrical Components | 4 Sqmm Cu Palm Socket | 0 | 31-12-2099 | Material Transfer |  | 0.0 |  | 0 | 0 |  | 0 | 0 | 0 | 0 |  | 0 | Item Attribute | 1 | Nos | 0.0 | 0.0 | 0 | 0.0 | 0 |  |  | India |  |  | 0 | 0.0 |  | 0 | 0 |  | 0 | 0 | 0 | 0 |  |  | 0 | 0 | 0 |  | 0 | [5 empty] | 0 |  |  | 0 | [13 empty] | Nos | 1.0 | [10 empty] | Ringlus Electro Controls & Automation PVT LTD | [18 empty] | CGST - RNG | 9.0
[120 empty] | SGST - RNG | 9.0
| 4 Sqmm Cu Pin Socket | 4 Sqmm Cu Pin Socket | CWA | Nos |  | 4 Sqmm Cu Pin Socket |  | 0 | 0 | 1 | 1 | 1 | 0.0 | 0.0 | 0.0 | 0 |  |  | 0.0 | Electrical Components | 4 Sqmm Cu Pin Socket | 0 | 31-12-2099 | Material Transfer |  | 0.0 |  | 0 | 0 |  | 0 | 0 | 0 | 0 |  | 0 | Item Attribute | 1 | Nos | 0.0 | 0.0 | 0 | 0.0 | 0 |  |  | India |  |  | 0 | 0.0 |  | 0 | 0 |  | 0 | 0 | 0 | 0 |  |  | 0 | 0 | 0 |  | 0 | [5 empty] | 0 |  |  | 0 | [13 empty] | Nos | 1.0 | [10 empty] | Ringlus Electro Controls & Automation PVT LTD | [18 empty] | CGST - RNG | 9.0
[120 empty] | SGST - RNG | 9.0
| 2.5 Sqmm Cu Ring Socket | 2.5 Sqmm Cu Ring Socket | CWA | Nos |  | 2.5 Sqmm Cu Ring Socket |  | 0 | 0 | 1 | 1 | 1 | 0.0 | 0.0 | 0.0 | 0 |  |  | 0.0 | Electrical Components | 2.5 Sqmm Cu Ring Socket | 0 | 31-12-2099 | Material Transfer |  | 0.0 |  | 0 | 0 |  | 0 | 0 | 0 | 0 |  | 0 | Item Attribute | 1 | Nos | 0.0 | 0.0 | 0 | 0.0 | 0 |  |  | India |  |  | 0 | 0.0 |  | 0 | 0 |  | 0 | 0 | 0 | 0 |  |  | 0 | 0 | 0 |  | 0 | [5 empty] | 0 |  |  | 0 | [13 empty] | Nos | 1.0 | [10 empty] | Ringlus Electro Controls & Automation PVT LTD | [18 empty] | CGST - RNG | 9.0
[120 empty] | SGST - RNG | 9.0
| 6 Sqmm Cu Palm Socket | 6 Sqmm Cu Palm Socket | CWA | Nos |  | 6 Sqmm Cu Palm Socket |  | 0 | 0 | 1 | 1 | 1 | 0.0 | 0.0 | 0.0 | 0 |  |  | 0.0 | Electrical Components | 6 Sqmm Cu Palm Socket | 0 | 31-12-2099 | Material Transfer |  | 0.0 |  | 0 | 0 |  | 0 | 0 | 0 | 0 |  | 0 | Item Attribute | 1 | Nos | 0.0 | 0.0 | 0 | 0.0 | 0 |  |  | India |  |  | 0 | 0.0 |  | 0 | 0 |  | 0 | 0 | 0 | 0 |  |  | 0 | 0 | 0 |  | 0 | [5 empty] | 0 |  |  | 0 | [13 empty] | Nos | 1.0 | [10 empty] | Ringlus Electro Controls & Automation PVT LTD | [18 empty] | CGST - RNG | 9.0
[120 empty] | SGST - RNG | 9.0
| 10 Sqmm Cu Palm | 10 Sqmm Cu Palm | CWA | Nos |  | 10 Sqmm Cu Palm |  | 0 | 0 | 1 | 1 | 1 | 0.0 | 0.0 | 0.0 | 0 |  |  | 0.0 | Electrical Components | 10 Sqmm Cu Palm | 0 | 31-12-2099 | Material Transfer |  | 0.0 |  | 0 | 0 |  | 0 | 0 | 0 | 0 |  | 0 | Item Attribute | 1 | Nos | 0.0 | 0.0 | 0 | 0.0 | 0 |  |  | India |  |  | 0 | 0.0 |  | 0 | 0 |  | 0 | 0 | 0 | 0 |  |  | 0 | 0 | 0 |  | 0 | [5 empty] | 0 |  |  | 0 | [13 empty] | Nos | 1.0 | [10 empty] | Ringlus Electro Controls & Automation PVT LTD | [18 empty] | CGST - RNG | 9.0
[120 empty] | SGST - RNG | 9.0
| DIN Rail | DIN Rail | CWA | Nos |  | DIN Rail |  | 0 | 0 | 1 | 1 | 1 | 0.0 | 0.0 | 0.0 | 0 |  |  | 0.0 | Electrical Components | DIN Rail | 0 | 31-12-2099 | Material Transfer |  | 0.0 |  | 0 | 0 |  | 0 | 0 | 0 | 0 |  | 0 | Item Attribute | 1 | Nos | 0.0 | 0.0 | 0 | 0.0 | 0 |  |  | India |  |  | 0 | 0.0 |  | 0 | 0 |  | 0 | 0 | 0 | 0 |  |  | 0 | 0 | 0 |  | 0 | [5 empty] | 0 |  |  | 0 | [13 empty] | Nos | 1.0 | [10 empty] | Ringlus Electro Controls & Automation PVT LTD | [18 empty] | CGST - RNG | 9.0
[120 empty] | SGST - RNG | 9.0
| 1 Sqmm PVC Insulated Copper wire ATC | 1 Sqmm PVC Insulated Copper wire ATC | CWA | Meter |  | 1 Sqmm PVC Insulated Copper wire ATC |  | 0 | 0 | 1 | 1 | 1 | 0.0 | 0.0 | 0.0 | 0 |  |  | 0.0 | Electrical Components | 1 Sqmm PVC Insulated Copper wire ATC | 0 | 31-12-2099 | Material Transfer |  | 0.0 |  | 0 | 0 |  | 0 | 0 | 0 | 0 |  | 0 | Item Attribute | 1 | Nos | 0.0 | 0.0 | 0 | 0.0 | 0 |  |  | India |  |  | 0 | 0.0 |  | 0 | 0 |  | 0 | 0 | 0 | 0 |  |  | 0 | 0 | 0 |  | 0 | [5 empty] | 0 |  |  | 0 | [13 empty] | Meter | 1.0 | [10 empty] | Ringlus Electro Controls & Automation PVT LTD | [18 empty] | CGST - RNG | 9.0
[120 empty] | SGST - RNG | 9.0
| 1.5 Sqmm PVC Insulated Copper wire ATC | 1.5 Sqmm PVC Insulated Copper wire ATC | CWA | Meter |  | 1.5 Sqmm PVC Insulated Copper wire ATC |  | 0 | 0 | 1 | 1 | 1 | 0.0 | 0.0 | 0.0 | 0 |  |  | 0.0 | Electrical Components | 1.5 Sqmm PVC Insulated Copper wire ATC | 0 | 31-12-2099 | Material Transfer |  | 0.0 |  | 0 | 0 |  | 0 | 0 | 0 | 0 |  | 0 | Item Attribute | 1 | Nos | 0.0 | 0.0 | 0 | 0.0 | 0 |  |  | India |  |  | 0 | 0.0 |  | 0 | 0 |  | 0 | 0 | 0 | 0 |  |  | 0 | 0 | 0 |  | 0 | [5 empty] | 0 |  |  | 0 | [13 empty] | Meter | 1.0 | [10 empty] | Ringlus Electro Controls & Automation PVT LTD | [18 empty] | CGST - RNG | 9.0
[120 empty] | SGST - RNG | 9.0
| 2.5 Sqmm PVC Insulated Copper wire ATC | 2.5 Sqmm PVC Insulated Copper wire ATC | CWA | Meter |  | 2.5 Sqmm PVC Insulated Copper wire ATC |  | 0 | 0 | 1 | 1 | 1 | 0.0 | 0.0 | 0.0 | 0 |  |  | 0.0 | Electrical Components | 2.5 Sqmm PVC Insulated Copper wire ATC | 0 | 31-12-2099 | Material Transfer |  | 0.0 |  | 0 | 0 |  | 0 | 0 | 0 | 0 |  | 0 | Item Attribute | 1 | Nos | 0.0 | 0.0 | 0 | 0.0 | 0 |  |  | India |  |  | 0 | 0.0 |  | 0 | 0 |  | 0 | 0 | 0 | 0 |  |  | 0 | 0 | 0 |  | 0 | [5 empty] | 0 |  |  | 0 | [13 empty] | Meter | 1.0 | [10 empty] | Ringlus Electro Controls & Automation PVT LTD | [18 empty] | CGST - RNG | 9.0
[120 empty] | SGST - RNG | 9.0
| 4 Sqmm PVC Insulated Copper wire ATC | 4 Sqmm PVC Insulated Copper wire ATC | CWA | Meter |  | 4 Sqmm PVC Insulated Copper wire ATC |  | 0 | 0 | 1 | 1 | 1 | 0.0 | 0.0 | 0.0 | 0 |  |  | 0.0 | Electrical Components | 4 Sqmm PVC Insulated Copper wire ATC | 0 | 31-12-2099 | Material Transfer |  | 0.0 |  | 0 | 0 |  | 0 | 0 | 0 | 0 |  | 0 | Item Attribute | 1 | Nos | 0.0 | 0.0 | 0 | 0.0 | 0 |  |  | India |  |  | 0 | 0.0 |  | 0 | 0 |  | 0 | 0 | 0 | 0 |  |  | 0 | 0 | 0 |  | 0 | [5 empty] | 0 |  |  | 0 | [13 empty] | Meter | 1.0 | [10 empty] | Ringlus Electro Controls & Automation PVT LTD | [18 empty] | CGST - RNG | 9.0
[120 empty] | SGST - RNG | 9.0
| MCB Stopper | MCB Stopper | CWA | Nos |  | MCB Stopper |  | 0 | 0 | 1 | 1 | 1 | 0.0 | 0.0 | 0.0 | 0 |  |  | 0.0 | Electrical Components | MCB Stopper | 0 | 31-12-2099 | Material Transfer |  | 0.0 |  | 0 | 0 |  | 0 | 0 | 0 | 0 |  | 0 | Item Attribute | 1 | Nos | 0.0 | 0.0 | 0 | 0.0 | 0 |  |  | India |  |  | 0 | 0.0 |  | 0 | 0 |  | 0 | 0 | 0 | 0 |  |  | 0 | 0 | 0 |  | 0 | [5 empty] | 0 |  |  | 0 | [13 empty] | Nos | 1.0 | [10 empty] | Ringlus Electro Controls & Automation PVT LTD | [18 empty] | CGST - RNG | 9.0
[120 empty] | SGST - RNG | 9.0
| 12V DC Control Relay | 12V DC Control Relay | CWA | Nos |  | 12V DC Control Relay |  | 0 | 0 | 1 | 1 | 1 | 0.0 | 0.0 | 0.0 | 0 |  |  | 0.0 | Electrical Components | 12V DC Control Relay | 0 | 31-12-2099 | Material Transfer |  | 0.0 |  | 0 | 0 |  | 0 | 0 | 0 | 0 |  | 0 | Item Attribute | 1 | Nos | 0.0 | 0.0 | 0 | 0.0 | 0 |  |  | India |  |  | 0 | 0.0 |  | 0 | 0 |  | 0 | 0 | 0 | 0 |  |  | 0 | 0 | 0 |  | 0 | [5 empty] | 0 |  |  | 0 | [13 empty] | Nos | 1.0 | [10 empty] | Ringlus Electro Controls & Automation PVT LTD | [18 empty] | CGST - RNG | 9.0
[120 empty] | SGST - RNG | 9.0
| 24V DC Control Relay | 24V DC Control Relay | CWA | Nos |  | 24V DC Control Relay |  | 0 | 0 | 1 | 1 | 1 | 0.0 | 0.0 | 0.0 | 0 |  |  | 0.0 | Electrical Components | 24V DC Control Relay | 0 | 31-12-2099 | Material Transfer |  | 0.0 |  | 0 | 0 |  | 0 | 0 | 0 | 0 |  | 0 | Item Attribute | 1 | Nos | 0.0 | 0.0 | 0 | 0.0 | 0 |  |  | India |  |  | 0 | 0.0 |  | 0 | 0 |  | 0 | 0 | 0 | 0 |  |  | 0 | 0 | 0 |  | 0 | [5 empty] | 0 |  |  | 0 | [13 empty] | Nos | 1.0 | [10 empty] | Ringlus Electro Controls & Automation PVT LTD | [18 empty] | CGST - RNG | 9.0
[120 empty] | SGST - RNG | 9.0
| 240V AC Control Relay | 240V AC Control Relay | CWA | Nos |  | 240V AC Control Relay |  | 0 | 0 | 1 | 1 | 1 | 0.0 | 0.0 | 0.0 | 0 |  |  | 0.0 | Electrical Components | 240V AC Control Relay | 0 | 31-12-2099 | Material Transfer |  | 0.0 |  | 0 | 0 |  | 0 | 0 | 0 | 0 |  | 0 | Item Attribute | 1 | Nos | 0.0 | 0.0 | 0 | 0.0 | 0 |  |  | India |  |  | 0 | 0.0 |  | 0 | 0 |  | 0 | 0 | 0 | 0 |  |  | 0 | 0 | 0 |  | 0 | [5 empty] | 0 |  |  | 0 | [13 empty] | Nos | 1.0 | [10 empty] | Ringlus Electro Controls & Automation PVT LTD | [18 empty] | CGST - RNG | 9.0
[120 empty] | SGST - RNG | 9.0
| 11 Pin Relay Base | 11 Pin Relay Base | CWA | Nos |  | 11 Pin Relay Base |  | 0 | 0 | 1 | 1 | 1 | 0.0 | 0.0 | 0.0 | 0 |  |  | 0.0 | Electrical Components | 11 Pin Relay Base | 0 | 31-12-2099 | Material Transfer |  | 0.0 |  | 0 | 0 |  | 0 | 0 | 0 | 0 |  | 0 | Item Attribute | 1 | Nos | 0.0 | 0.0 | 0 | 0.0 | 0 |  |  | India |  |  | 0 | 0.0 |  | 0 | 0 |  | 0 | 0 | 0 | 0 |  |  | 0 | 0 | 0 |  | 0 | [5 empty] | 0 |  |  | 0 | [13 empty] | Nos | 1.0 | [10 empty] | Ringlus Electro Controls & Automation PVT LTD | [18 empty] | CGST - RNG | 9.0
[120 empty] | SGST - RNG | 9.0
| 200A Porcelein Unit Ship | 200A Porcelein Unit Ship | CWA | Nos |  | 200A Porcelein Unit Ship |  | 0 | 0 | 1 | 1 | 1 | 0.0 | 0.0 | 0.0 | 0 |  |  | 0.0 | Electrical Components | 200A Porcelein Unit Ship | 0 | 31-12-2099 | Material Transfer |  | 0.0 |  | 0 | 0 |  | 0 | 0 | 0 | 0 |  | 0 | Item Attribute | 1 | Nos | 0.0 | 0.0 | 0 | 0.0 | 0 |  |  | India |  |  | 0 | 0.0 |  | 0 | 0 |  | 0 | 0 | 0 | 0 |  |  | 0 | 0 | 0 |  | 0 | [5 empty] | 0 |  |  | 0 | [13 empty] | Nos | 1.0 | [10 empty] | Ringlus Electro Controls & Automation PVT LTD | [18 empty] | CGST - RNG | 9.0
[120 empty] | SGST - RNG | 9.0
| 100mm Cable Tie | 100mm Cable Tie | CWA | Nos |  | 100mm Cable Tie |  | 0 | 0 | 1 | 1 | 1 | 0.0 | 0.0 | 0.0 | 0 |  |  | 0.0 | Electrical Components | 100mm Cable Tie | 0 | 31-12-2099 | Material Transfer |  | 0.0 |  | 0 | 0 |  | 0 | 0 | 0 | 0 |  | 0 | Item Attribute | 1 | Nos | 0.0 | 0.0 | 0 | 0.0 | 0 |  |  | India |  |  | 0 | 0.0 |  | 0 | 0 |  | 0 | 0 | 0 | 0 |  |  | 0 | 0 | 0 |  | 0 | [5 empty] | 0 |  |  | 0 | [13 empty] | Nos | 1.0 | [10 empty] | Ringlus Electro Controls & Automation PVT LTD | [18 empty] | CGST - RNG | 9.0
[120 empty] | SGST - RNG | 9.0
| 150mm Cable Tie | 150mm Cable Tie | CWA | Nos |  | 150mm Cable Tie |  | 0 | 0 | 1 | 1 | 1 | 0.0 | 0.0 | 0.0 | 0 |  |  | 0.0 | Electrical Components | 150mm Cable Tie | 0 | 31-12-2099 | Material Transfer |  | 0.0 |  | 0 | 0 |  | 0 | 0 | 0 | 0 |  | 0 | Item Attribute | 1 | Nos | 0.0 | 0.0 | 0 | 0.0 | 0 |  |  | India |  |  | 0 | 0.0 |  | 0 | 0 |  | 0 | 0 | 0 | 0 |  |  | 0 | 0 | 0 |  | 0 | [5 empty] | 0 |  |  | 0 | [13 empty] | Nos | 1.0 | [10 empty] | Ringlus Electro Controls & Automation PVT LTD | [18 empty] | CGST - RNG | 9.0
[120 empty] | SGST - RNG | 9.0
| 400mm Cable Tie | 400mm Cable Tie | CWA | Nos |  | 400mm Cable Tie |  | 0 | 0 | 1 | 1 | 1 | 0.0 | 0.0 | 0.0 | 0 |  |  | 0.0 | Electrical Components | 400mm Cable Tie | 0 | 31-12-2099 | Material Transfer |  | 0.0 |  | 0 | 0 |  | 0 | 0 | 0 | 0 |  | 0 | Item Attribute | 1 | Nos | 0.0 | 0.0 | 0 | 0.0 | 0 |  |  | India |  |  | 0 | 0.0 |  | 0 | 0 |  | 0 | 0 | 0 | 0 |  |  | 0 | 0 | 0 |  | 0 | [5 empty] | 0 |  |  | 0 | [13 empty] | Nos | 1.0 | [10 empty] | Ringlus Electro Controls & Automation PVT LTD | [18 empty] | CGST - RNG | 9.0
[120 empty] | SGST - RNG | 9.0
| 15KVAR Capacitors APP Type Shreem | 15KVAR Capacitors APP Type Shreem | RPM | Nos |  | 15KVAR Capacitors APP Type Shreem |  | 0 | 0 | 1 | 1 | 1 | 0.0 | 0.0 | 0.0 | 0 |  |  | 0.0 | Electrical Components | 15KVAR Capacitors APP Type Shreem | 0 | 31-12-2099 | Material Transfer |  | 0.0 |  | 0 | 0 |  | 0 | 0 | 0 | 0 |  | 0 | Item Attribute | 1 | Nos | 0.0 | 0.0 | 0 | 0.0 | 0 | Shreem |  | India |  |  | 0 | 0.0 |  | 0 | 0 |  | 0 | 0 | 0 | 0 |  |  | 0 | 0 | 0 |  | 0 | [5 empty] | 0 |  |  | 0 | [13 empty] | Nos | 1.0 | [10 empty] | Ringlus Electro Controls & Automation PVT LTD | [18 empty] | CGST - RNG | 9.0
[120 empty] | SGST - RNG | 9.0
| 30KVAR Capacitors APP Type Shreem | 30KVAR Capacitors APP Type Shreem | RPM | Nos |  | 30KVAR Capacitors APP Type Shreem |  | 0 | 0 | 1 | 1 | 1 | 0.0 | 0.0 | 0.0 | 0 |  |  | 0.0 | Electrical Components | 30KVAR Capacitors APP Type Shreem | 0 | 31-12-2099 | Material Transfer |  | 0.0 |  | 0 | 0 |  | 0 | 0 | 0 | 0 |  | 0 | Item Attribute | 1 | Nos | 0.0 | 0.0 | 0 | 0.0 | 0 | Shreem |  | India |  |  | 0 | 0.0 |  | 0 | 0 |  | 0 | 0 | 0 | 0 |  |  | 0 | 0 | 0 |  | 0 | [5 empty] | 0 |  |  | 0 | [13 empty] | Nos | 1.0 | [10 empty] | Ringlus Electro Controls & Automation PVT LTD | [18 empty] | CGST - RNG | 9.0
[120 empty] | SGST - RNG | 9.0
| 40KVAR Capacitors APP Type Shreem | 40KVAR Capacitors APP Type Shreem | RPM | Nos |  | 40KVAR Capacitors APP Type Shreem |  | 0 | 0 | 1 | 1 | 1 | 0.0 | 0.0 | 0.0 | 0 |  |  | 0.0 | Electrical Components | 40KVAR Capacitors APP Type Shreem | 0 | 31-12-2099 | Material Transfer |  | 0.0 |  | 0 | 0 |  | 0 | 0 | 0 | 0 |  | 0 | Item Attribute | 1 | Nos | 0.0 | 0.0 | 0 | 0.0 | 0 | Shreem |  | India |  |  | 0 | 0.0 |  | 0 | 0 |  | 0 | 0 | 0 | 0 |  |  | 0 | 0 | 0 |  | 0 | [5 empty] | 0 |  |  | 0 | [13 empty] | Nos | 1.0 | [10 empty] | Ringlus Electro Controls & Automation PVT LTD | [18 empty] | CGST - RNG | 9.0
[120 empty] | SGST - RNG | 9.0
| 50KVAR Capacitors APP Type Shreem | 50KVAR Capacitors APP Type Shreem | RPM | Nos |  | 50KVAR Capacitors APP Type Shreem |  | 0 | 0 | 1 | 1 | 1 | 0.0 | 0.0 | 0.0 | 0 |  |  | 0.0 | Electrical Components | 50KVAR Capacitors APP Type Shreem | 0 | 31-12-2099 | Material Transfer |  | 0.0 |  | 0 | 0 |  | 0 | 0 | 0 | 0 |  | 0 | Item Attribute | 1 | Nos | 0.0 | 0.0 | 0 | 0.0 | 0 | Shreem |  | India |  |  | 0 | 0.0 |  | 0 | 0 |  | 0 | 0 | 0 | 0 |  |  | 0 | 0 | 0 |  | 0 | [5 empty] | 0 |  |  | 0 | [13 empty] | Nos | 1.0 | [10 empty] | Ringlus Electro Controls & Automation PVT LTD | [18 empty] | CGST - RNG | 9.0
[120 empty] | SGST - RNG | 9.0
| 100KVAR Capacitors APP Type Shreem | 100KVAR Capacitors APP Type Shreem | RPM | Nos |  | 100KVAR Capacitors APP Type Shreem |  | 0 | 0 | 1 | 1 | 1 | 0.0 | 0.0 | 0.0 | 0 |  |  | 0.0 | Electrical Components | 100KVAR Capacitors APP Type Shreem | 0 | 31-12-2099 | Material Transfer |  | 0.0 |  | 0 | 0 |  | 0 | 0 | 0 | 0 |  | 0 | Item Attribute | 1 | Nos | 0.0 | 0.0 | 0 | 0.0 | 0 | Shreem |  | India |  |  | 0 | 0.0 |  | 0 | 0 |  | 0 | 0 | 0 | 0 |  |  | 0 | 0 | 0 |  | 0 | [5 empty] | 0 |  |  | 0 | [13 empty] | Nos | 1.0 | [10 empty] | Ringlus Electro Controls & Automation PVT LTD | [18 empty] | CGST - RNG | 9.0
[120 empty] | SGST - RNG | 9.0
| 50 KVAR MPP 440V withstand @ 480V capacitor Shreem | 50 KVAR MPP 440V withstand @ 480V capacitor Shreem | RPM | Nos |  | 50 KVAR MPP 440V withstand @ 480V capacitor Shreem |  | 0 | 0 | 1 | 1 | 1 | 0.0 | 0.0 | 0.0 | 0 |  |  | 0.0 | Electrical Components | 50 KVAR MPP 440V withstand @ 480V capacitor Shreem | 0 | 31-12-2099 | Material Transfer |  | 0.0 |  | 0 | 0 |  | 0 | 0 | 0 | 0 |  | 0 | Item Attribute | 1 | Nos | 0.0 | 0.0 | 0 | 0.0 | 0 | Shreem |  | India |  |  | 0 | 0.0 |  | 0 | 0 |  | 0 | 0 | 0 | 0 |  |  | 0 | 0 | 0 |  | 0 | [5 empty] | 0 |  |  | 0 | [13 empty] | Nos | 1.0 | [10 empty] | Ringlus Electro Controls & Automation PVT LTD | [18 empty] | CGST - RNG | 9.0
[120 empty] | SGST - RNG | 9.0
| 40 KVAR MPP 440V withstand @ 480V capacitor Shreem | 40 KVAR MPP 440V withstand @ 480V capacitor Shreem | RPM | Nos |  | 40 KVAR MPP 440V withstand @ 480V capacitor Shreem |  | 0 | 0 | 1 | 1 | 1 | 0.0 | 0.0 | 0.0 | 0 |  |  | 0.0 | Electrical Components | 40 KVAR MPP 440V withstand @ 480V capacitor Shreem | 0 | 31-12-2099 | Material Transfer |  | 0.0 |  | 0 | 0 |  | 0 | 0 | 0 | 0 |  | 0 | Item Attribute | 1 | Nos | 0.0 | 0.0 | 0 | 0.0 | 0 | Shreem |  | India |  |  | 0 | 0.0 |  | 0 | 0 |  | 0 | 0 | 0 | 0 |  |  | 0 | 0 | 0 |  | 0 | [5 empty] | 0 |  |  | 0 | [13 empty] | Nos | 1.0 | [10 empty] | Ringlus Electro Controls & Automation PVT LTD | [18 empty] | CGST - RNG | 9.0
[120 empty] | SGST - RNG | 9.0
| 30 KVAR MPP 440V withstand @ 480V capacitor Shreem | 30 KVAR MPP 440V withstand @ 480V capacitor Shreem | RPM | Nos |  | 30 KVAR MPP 440V withstand @ 480V capacitor Shreem |  | 0 | 0 | 1 | 1 | 1 | 0.0 | 0.0 | 0.0 | 0 |  |  | 0.0 | Electrical Components | 30 KVAR MPP 440V withstand @ 480V capacitor Shreem | 0 | 31-12-2099 | Material Transfer |  | 0.0 |  | 0 | 0 |  | 0 | 0 | 0 | 0 |  | 0 | Item Attribute | 1 | Nos | 0.0 | 0.0 | 0 | 0.0 | 0 | Shreem |  | India |  |  | 0 | 0.0 |  | 0 | 0 |  | 0 | 0 | 0 | 0 |  |  | 0 | 0 | 0 |  | 0 | [5 empty] | 0 |  |  | 0 | [13 empty] | Nos | 1.0 | [10 empty] | Ringlus Electro Controls & Automation PVT LTD | [18 empty] | CGST - RNG | 9.0
[120 empty] | SGST - RNG | 9.0
| 25 KVAR MPP 440V withstand @ 480V capacitor Shreem | 25 KVAR MPP 440V withstand @ 480V capacitor Shreem | RPM | Nos |  | 25 KVAR MPP 440V withstand @ 480V capacitor Shreem |  | 0 | 0 | 1 | 1 | 1 | 0.0 | 0.0 | 0.0 | 0 |  |  | 0.0 | Electrical Components | 25 KVAR MPP 440V withstand @ 480V capacitor Shreem | 0 | 31-12-2099 | Material Transfer |  | 0.0 |  | 0 | 0 |  | 0 | 0 | 0 | 0 |  | 0 | Item Attribute | 1 | Nos | 0.0 | 0.0 | 0 | 0.0 | 0 | Shreem |  | India |  |  | 0 | 0.0 |  | 0 | 0 |  | 0 | 0 | 0 | 0 |  |  | 0 | 0 | 0 |  | 0 | [5 empty] | 0 |  |  | 0 | [13 empty] | Nos | 1.0 | [10 empty] | Ringlus Electro Controls & Automation PVT LTD | [18 empty] | CGST - RNG | 9.0
[120 empty] | SGST - RNG | 9.0
| 20 KVAR MPP 440V withstand @ 480V capacitor Shreem | 20 KVAR MPP 440V withstand @ 480V capacitor Shreem | RPM | Nos |  | 20 KVAR MPP 440V withstand @ 480V capacitor Shreem |  | 0 | 0 | 1 | 1 | 1 | 0.0 | 0.0 | 0.0 | 0 |  |  | 0.0 | Electrical Components | 20 KVAR MPP 440V withstand @ 480V capacitor Shreem | 0 | 31-12-2099 | Material Transfer |  | 0.0 |  | 0 | 0 |  | 0 | 0 | 0 | 0 |  | 0 | Item Attribute | 1 | Nos | 0.0 | 0.0 | 0 | 0.0 | 0 | Shreem |  | India |  |  | 0 | 0.0 |  | 0 | 0 |  | 0 | 0 | 0 | 0 |  |  | 0 | 0 | 0 |  | 0 | [5 empty] | 0 |  |  | 0 | [13 empty] | Nos | 1.0 | [10 empty] | Ringlus Electro Controls & Automation PVT LTD | [18 empty] | CGST - RNG | 9.0
[120 empty] | SGST - RNG | 9.0
| 15 KVAR MPP 440V withstand @ 480V capacitor Shreem | 15 KVAR MPP 440V withstand @ 480V capacitor Shreem | RPM | Nos |  | 15 KVAR MPP 440V withstand @ 480V capacitor Shreem |  | 0 | 0 | 1 | 1 | 1 | 0.0 | 0.0 | 0.0 | 0 |  |  | 0.0 | Electrical Components | 15 KVAR MPP 440V withstand @ 480V capacitor Shreem | 0 | 31-12-2099 | Material Transfer |  | 0.0 |  | 0 | 0 |  | 0 | 0 | 0 | 0 |  | 0 | Item Attribute | 1 | Nos | 0.0 | 0.0 | 0 | 0.0 | 0 | Shreem |  | India |  |  | 0 | 0.0 |  | 0 | 0 |  | 0 | 0 | 0 | 0 |  |  | 0 | 0 | 0 |  | 0 | [5 empty] | 0 |  |  | 0 | [13 empty] | Nos | 1.0 | [10 empty] | Ringlus Electro Controls & Automation PVT LTD | [18 empty] | CGST - RNG | 9.0
[120 empty] | SGST - RNG | 9.0
| 10 KVAR MPP 440V withstand @ 480V capacitor Shreem | 10 KVAR MPP 440V withstand @ 480V capacitor Shreem | RPM | Nos |  | 10 KVAR MPP 440V withstand @ 480V capacitor Shreem |  | 0 | 0 | 1 | 1 | 1 | 0.0 | 0.0 | 0.0 | 0 |  |  | 0.0 | Electrical Components | 10 KVAR MPP 440V withstand @ 480V capacitor Shreem | 0 | 31-12-2099 | Material Transfer |  | 0.0 |  | 0 | 0 |  | 0 | 0 | 0 | 0 |  | 0 | Item Attribute | 1 | Nos | 0.0 | 0.0 | 0 | 0.0 | 0 | Shreem |  | India |  |  | 0 | 0.0 |  | 0 | 0 |  | 0 | 0 | 0 | 0 |  |  | 0 | 0 | 0 |  | 0 | [5 empty] | 0 |  |  | 0 | [13 empty] | Nos | 1.0 | [10 empty] | Ringlus Electro Controls & Automation PVT LTD | [18 empty] | CGST - RNG | 9.0
[120 empty] | SGST - RNG | 9.0
| 7.5 KVAR MPP 440V withstand @ 480V capacitor Shreem | 7.5 KVAR MPP 440V withstand @ 480V capacitor Shreem | RPM | Nos |  | 7.5 KVAR MPP 440V withstand @ 480V capacitor Shreem |  | 0 | 0 | 1 | 1 | 1 | 0.0 | 0.0 | 0.0 | 0 |  |  | 0.0 | Electrical Components | 7.5 KVAR MPP 440V withstand @ 480V capacitor Shreem | 0 | 31-12-2099 | Material Transfer |  | 0.0 |  | 0 | 0 |  | 0 | 0 | 0 | 0 |  | 0 | Item Attribute | 1 | Nos | 0.0 | 0.0 | 0 | 0.0 | 0 | Shreem |  | India |  |  | 0 | 0.0 |  | 0 | 0 |  | 0 | 0 | 0 | 0 |  |  | 0 | 0 | 0 |  | 0 | [5 empty] | 0 |  |  | 0 | [13 empty] | Nos | 1.0 | [10 empty] | Ringlus Electro Controls & Automation PVT LTD | [18 empty] | CGST - RNG | 9.0
[120 empty] | SGST - RNG | 9.0
| 5 KVAR MPP 440V withstand @ 480V capacitor Shreem | 5 KVAR MPP 440V withstand @ 480V capacitor Shreem | RPM | Nos |  | 5 KVAR MPP 440V withstand @ 480V capacitor Shreem |  | 0 | 0 | 1 | 1 | 1 | 0.0 | 0.0 | 0.0 | 0 |  |  | 0.0 | Electrical Components | 5 KVAR MPP 440V withstand @ 480V capacitor Shreem | 0 | 31-12-2099 | Material Transfer |  | 0.0 |  | 0 | 0 |  | 0 | 0 | 0 | 0 |  | 0 | Item Attribute | 1 | Nos | 0.0 | 0.0 | 0 | 0.0 | 0 | Shreem |  | India |  |  | 0 | 0.0 |  | 0 | 0 |  | 0 | 0 | 0 | 0 |  |  | 0 | 0 | 0 |  | 0 | [5 empty] | 0 |  |  | 0 | [13 empty] | Nos | 1.0 | [10 empty] | Ringlus Electro Controls & Automation PVT LTD | [18 empty] | CGST - RNG | 9.0
[120 empty] | SGST - RNG | 9.0
| 3 KVAR MPP 440V withstand @ 480V capacitor Shreem | 3 KVAR MPP 440V withstand @ 480V capacitor Shreem | RPM | Nos |  | 3 KVAR MPP 440V withstand @ 480V capacitor Shreem |  | 0 | 0 | 1 | 1 | 1 | 0.0 | 0.0 | 0.0 | 0 |  |  | 0.0 | Electrical Components | 3 KVAR MPP 440V withstand @ 480V capacitor Shreem | 0 | 31-12-2099 | Material Transfer |  | 0.0 |  | 0 | 0 |  | 0 | 0 | 0 | 0 |  | 0 | Item Attribute | 1 | Nos | 0.0 | 0.0 | 0 | 0.0 | 0 | Shreem |  | India |  |  | 0 | 0.0 |  | 0 | 0 |  | 0 | 0 | 0 | 0 |  |  | 0 | 0 | 0 |  | 0 | [5 empty] | 0 |  |  | 0 | [13 empty] | Nos | 1.0 | [10 empty] | Ringlus Electro Controls & Automation PVT LTD | [18 empty] | CGST - RNG | 9.0
[120 empty] | SGST - RNG | 9.0
| 100KVAR 7% Detuned Copper wound reactor Shreem | 100KVAR 7% Detuned Copper wound reactor Shreem | RPM | Nos |  | 100KVAR 7% Detuned Copper wound reactor Shreem |  | 0 | 0 | 1 | 1 | 1 | 0.0 | 0.0 | 0.0 | 0 |  |  | 0.0 | Electrical Components | 100KVAR 7% Detuned Copper wound reactor Shreem | 0 | 31-12-2099 | Material Transfer |  | 0.0 |  | 0 | 0 |  | 0 | 0 | 0 | 0 |  | 0 | Item Attribute | 1 | Nos | 0.0 | 0.0 | 0 | 0.0 | 0 | Shreem |  | India |  |  | 0 | 0.0 |  | 0 | 0 |  | 0 | 0 | 0 | 0 |  |  | 0 | 0 | 0 |  | 0 | [5 empty] | 0 |  |  | 0 | [13 empty] | Nos | 1.0 | [10 empty] | Ringlus Electro Controls & Automation PVT LTD | [18 empty] | CGST - RNG | 9.0
[120 empty] | SGST - RNG | 9.0
| 50KVAR 7% Detuned Copper wound reactor Shreem | 50KVAR 7% Detuned Copper wound reactor Shreem | RPM | Nos |  | 50KVAR 7% Detuned Copper wound reactor Shreem |  | 0 | 0 | 1 | 1 | 1 | 0.0 | 0.0 | 0.0 | 0 |  |  | 0.0 | Electrical Components | 50KVAR 7% Detuned Copper wound reactor Shreem | 0 | 31-12-2099 | Material Transfer |  | 0.0 |  | 0 | 0 |  | 0 | 0 | 0 | 0 |  | 0 | Item Attribute | 1 | Nos | 0.0 | 0.0 | 0 | 0.0 | 0 | Shreem |  | India |  |  | 0 | 0.0 |  | 0 | 0 |  | 0 | 0 | 0 | 0 |  |  | 0 | 0 | 0 |  | 0 | [5 empty] | 0 |  |  | 0 | [13 empty] | Nos | 1.0 | [10 empty] | Ringlus Electro Controls & Automation PVT LTD | [18 empty] | CGST - RNG | 9.0
[120 empty] | SGST - RNG | 9.0
| 40KVAR 7% Detuned Copper wound reactor Shreem | 40KVAR 7% Detuned Copper wound reactor Shreem | RPM | Nos |  | 40KVAR 7% Detuned Copper wound reactor Shreem |  | 0 | 0 | 1 | 1 | 1 | 0.0 | 0.0 | 0.0 | 0 |  |  | 0.0 | Electrical Components | 40KVAR 7% Detuned Copper wound reactor Shreem | 0 | 31-12-2099 | Material Transfer |  | 0.0 |  | 0 | 0 |  | 0 | 0 | 0 | 0 |  | 0 | Item Attribute | 1 | Nos | 0.0 | 0.0 | 0 | 0.0 | 0 | Shreem |  | India |  |  | 0 | 0.0 |  | 0 | 0 |  | 0 | 0 | 0 | 0 |  |  | 0 | 0 | 0 |  | 0 | [5 empty] | 0 |  |  | 0 | [13 empty] | Nos | 1.0 | [10 empty] | Ringlus Electro Controls & Automation PVT LTD | [18 empty] | CGST - RNG | 9.0
[120 empty] | SGST - RNG | 9.0
| 30KVAR 7% Detuned Copper wound reactor Shreem | 30KVAR 7% Detuned Copper wound reactor Shreem | RPM | Nos |  | 30KVAR 7% Detuned Copper wound reactor Shreem |  | 0 | 0 | 1 | 1 | 1 | 0.0 | 0.0 | 0.0 | 0 |  |  | 0.0 | Electrical Components | 30KVAR 7% Detuned Copper wound reactor Shreem | 0 | 31-12-2099 | Material Transfer |  | 0.0 |  | 0 | 0 |  | 0 | 0 | 0 | 0 |  | 0 | Item Attribute | 1 | Nos | 0.0 | 0.0 | 0 | 0.0 | 0 | Shreem |  | India |  |  | 0 | 0.0 |  | 0 | 0 |  | 0 | 0 | 0 | 0 |  |  | 0 | 0 | 0 |  | 0 | [5 empty] | 0 |  |  | 0 | [13 empty] | Nos | 1.0 | [10 empty] | Ringlus Electro Controls & Automation PVT LTD | [18 empty] | CGST - RNG | 9.0
[120 empty] | SGST - RNG | 9.0
| 25KVAR 7% Detuned Copper wound reactor Shreem | 25KVAR 7% Detuned Copper wound reactor Shreem | RPM | Nos |  | 25KVAR 7% Detuned Copper wound reactor Shreem |  | 0 | 0 | 1 | 1 | 1 | 0.0 | 0.0 | 0.0 | 0 |  |  | 0.0 | Electrical Components | 25KVAR 7% Detuned Copper wound reactor Shreem | 0 | 31-12-2099 | Material Transfer |  | 0.0 |  | 0 | 0 |  | 0 | 0 | 0 | 0 |  | 0 | Item Attribute | 1 | Nos | 0.0 | 0.0 | 0 | 0.0 | 0 | Shreem |  | India |  |  | 0 | 0.0 |  | 0 | 0 |  | 0 | 0 | 0 | 0 |  |  | 0 | 0 | 0 |  | 0 | [5 empty] | 0 |  |  | 0 | [13 empty] | Nos | 1.0 | [10 empty] | Ringlus Electro Controls & Automation PVT LTD | [18 empty] | CGST - RNG | 9.0
[120 empty] | SGST - RNG | 9.0
| 20KVAR 7% Detuned Copper wound reactor Shreem | 20KVAR 7% Detuned Copper wound reactor Shreem | RPM | Nos |  | 20KVAR 7% Detuned Copper wound reactor Shreem |  | 0 | 0 | 1 | 1 | 1 | 0.0 | 0.0 | 0.0 | 0 |  |  | 0.0 | Electrical Components | 20KVAR 7% Detuned Copper wound reactor Shreem | 0 | 31-12-2099 | Material Transfer |  | 0.0 |  | 0 | 0 |  | 0 | 0 | 0 | 0 |  | 0 | Item Attribute | 1 | Nos | 0.0 | 0.0 | 0 | 0.0 | 0 | Shreem |  | India |  |  | 0 | 0.0 |  | 0 | 0 |  | 0 | 0 | 0 | 0 |  |  | 0 | 0 | 0 |  | 0 | [5 empty] | 0 |  |  | 0 | [13 empty] | Nos | 1.0 | [10 empty] | Ringlus Electro Controls & Automation PVT LTD | [18 empty] | CGST - RNG | 9.0
[120 empty] | SGST - RNG | 9.0
| 15KVAR 7% Detuned Copper wound reactor for Shreem | 15KVAR 7% Detuned Copper wound reactor for Shreem | RPM | Nos |  | 15KVAR 7% Detuned Copper wound reactor for Shreem |  | 0 | 0 | 1 | 1 | 1 | 0.0 | 0.0 | 0.0 | 0 |  |  | 0.0 | Electrical Components | 15KVAR 7% Detuned Copper wound reactor for Shreem | 0 | 31-12-2099 | Material Transfer |  | 0.0 |  | 0 | 0 |  | 0 | 0 | 0 | 0 |  | 0 | Item Attribute | 1 | Nos | 0.0 | 0.0 | 0 | 0.0 | 0 | Shreem |  | India |  |  | 0 | 0.0 |  | 0 | 0 |  | 0 | 0 | 0 | 0 |  |  | 0 | 0 | 0 |  | 0 | [5 empty] | 0 |  |  | 0 | [13 empty] | Nos | 1.0 | [10 empty] | Ringlus Electro Controls & Automation PVT LTD | [18 empty] | CGST - RNG | 9.0
[120 empty] | SGST - RNG | 9.0
| 10KVAR 7% Detuned Copper wound reactor Shreem | 10KVAR 7% Detuned Copper wound reactor Shreem | RPM | Nos |  | 10KVAR 7% Detuned Copper wound reactor Shreem |  | 0 | 0 | 1 | 1 | 1 | 0.0 | 0.0 | 0.0 | 0 |  |  | 0.0 | Electrical Components | 10KVAR 7% Detuned Copper wound reactor Shreem | 0 | 31-12-2099 | Material Transfer |  | 0.0 |  | 0 | 0 |  | 0 | 0 | 0 | 0 |  | 0 | Item Attribute | 1 | Nos | 0.0 | 0.0 | 0 | 0.0 | 0 | Shreem |  | India |  |  | 0 | 0.0 |  | 0 | 0 |  | 0 | 0 | 0 | 0 |  |  | 0 | 0 | 0 |  | 0 | [5 empty] | 0 |  |  | 0 | [13 empty] | Nos | 1.0 | [10 empty] | Ringlus Electro Controls & Automation PVT LTD | [18 empty] | CGST - RNG | 9.0
[120 empty] | SGST - RNG | 9.0
| 5 KVAR 7% Detuned Copper wound reactor Shreem | 5 KVAR 7% Detuned Copper wound reactor Shreem | RPM | Nos |  | 5 KVAR 7% Detuned Copper wound reactor Shreem |  | 0 | 0 | 1 | 1 | 1 | 0.0 | 0.0 | 0.0 | 0 |  |  | 0.0 | Electrical Components | 5 KVAR 7% Detuned Copper wound reactor Shreem | 0 | 31-12-2099 | Material Transfer |  | 0.0 |  | 0 | 0 |  | 0 | 0 | 0 | 0 |  | 0 | Item Attribute | 1 | Nos | 0.0 | 0.0 | 0 | 0.0 | 0 | Shreem |  | India |  |  | 0 | 0.0 |  | 0 | 0 |  | 0 | 0 | 0 | 0 |  |  | 0 | 0 | 0 |  | 0 | [5 empty] | 0 |  |  | 0 | [13 empty] | Nos | 1.0 | [10 empty] | Ringlus Electro Controls & Automation PVT LTD | [18 empty] | CGST - RNG | 9.0
[120 empty] | SGST - RNG | 9.0
| APFC Relay 8 Stage Beluk | APFC Relay 8 Stage Beluk | RPM | Nos |  | APFC Relay 8 Stage Beluk |  | 0 | 0 | 1 | 1 | 1 | 0.0 | 0.0 | 0.0 | 0 |  |  | 0.0 | Electrical Components | APFC Relay 8 Stage Beluk | 0 | 31-12-2099 | Material Transfer |  | 0.0 |  | 0 | 0 |  | 0 | 0 | 0 | 0 |  | 0 | Item Attribute | 1 | Nos | 0.0 | 0.0 | 0 | 0.0 | 0 | Beluk |  | India |  |  | 0 | 0.0 |  | 0 | 0 |  | 0 | 0 | 0 | 0 |  |  | 0 | 0 | 0 |  | 0 | [5 empty] | 0 |  |  | 0 | [13 empty] | Nos | 1.0 | [10 empty] | Ringlus Electro Controls & Automation PVT LTD | [18 empty] | CGST - RNG | 9.0
[120 empty] | SGST - RNG | 9.0
| APFC Relay 12 Stage Beluk | APFC Relay 12 Stage Beluk | RPM | Nos |  | APFC Relay 12 Stage Beluk |  | 0 | 0 | 1 | 1 | 1 | 0.0 | 0.0 | 0.0 | 0 |  |  | 0.0 | Electrical Components | APFC Relay 12 Stage Beluk | 0 | 31-12-2099 | Material Transfer |  | 0.0 |  | 0 | 0 |  | 0 | 0 | 0 | 0 |  | 0 | Item Attribute | 1 | Nos | 0.0 | 0.0 | 0 | 0.0 | 0 | Beluk |  | India |  |  | 0 | 0.0 |  | 0 | 0 |  | 0 | 0 | 0 | 0 |  |  | 0 | 0 | 0 |  | 0 | [5 empty] | 0 |  |  | 0 | [13 empty] | Nos | 1.0 | [10 empty] | Ringlus Electro Controls & Automation PVT LTD | [18 empty] | CGST - RNG | 9.0
[120 empty] | SGST - RNG | 9.0
| APFC Relay 6 Stage Beluk | APFC Relay 6 Stage Beluk | RPM | Nos |  | APFC Relay 6 Stage Beluk |  | 0 | 0 | 1 | 1 | 1 | 0.0 | 0.0 | 0.0 | 0 |  |  | 0.0 | Electrical Components | APFC Relay 6 Stage Beluk | 0 | 31-12-2099 | Material Transfer |  | 0.0 |  | 0 | 0 |  | 0 | 0 | 0 | 0 |  | 0 | Item Attribute | 1 | Nos | 0.0 | 0.0 | 0 | 0.0 | 0 | Beluk |  | India |  |  | 0 | 0.0 |  | 0 | 0 |  | 0 | 0 | 0 | 0 |  |  | 0 | 0 | 0 |  | 0 | [5 empty] | 0 |  |  | 0 | [13 empty] | Nos | 1.0 | [10 empty] | Ringlus Electro Controls & Automation PVT LTD | [18 empty] | CGST - RNG | 9.0
[120 empty] | SGST - RNG | 9.0
| 24 Hour Analog Time Switch GIC | 24 Hour Analog Time Switch GIC | CWA | Nos |  | 24 Hour Analog Time Switch GIC |  | 0 | 0 | 1 | 1 | 1 | 0.0 | 0.0 | 0.0 | 0 |  |  | 0.0 | Electrical Components | 24 Hour Analog Time Switch GIC | 0 | 31-12-2099 | Material Transfer |  | 0.0 |  | 0 | 0 |  | 0 | 0 | 0 | 0 |  | 0 | Item Attribute | 1 | Nos | 0.0 | 0.0 | 0 | 0.0 | 0 | GIC |  | India |  |  | 0 | 0.0 |  | 0 | 0 |  | 0 | 0 | 0 | 0 |  |  | 0 | 0 | 0 |  | 0 | [5 empty] | 0 |  |  | 0 | [13 empty] | Nos | 1.0 | [10 empty] | Ringlus Electro Controls & Automation PVT LTD | [18 empty] | CGST - RNG | 9.0
[120 empty] | SGST - RNG | 9.0
| ON Delay Timer GIC | ON Delay Timer GIC | CWA | Nos |  | ON Delay Timer GIC |  | 0 | 0 | 1 | 1 | 1 | 0.0 | 0.0 | 0.0 | 0 |  |  | 0.0 | Electrical Components | ON Delay Timer GIC | 0 | 31-12-2099 | Material Transfer |  | 0.0 |  | 0 | 0 |  | 0 | 0 | 0 | 0 |  | 0 | Item Attribute | 1 | Nos | 0.0 | 0.0 | 0 | 0.0 | 0 | GIC |  | India |  |  | 0 | 0.0 |  | 0 | 0 |  | 0 | 0 | 0 | 0 |  |  | 0 | 0 | 0 |  | 0 | [5 empty] | 0 |  |  | 0 | [13 empty] | Nos | 1.0 | [10 empty] | Ringlus Electro Controls & Automation PVT LTD | [18 empty] | CGST - RNG | 9.0
[120 empty] | SGST - RNG | 9.0
| Star DeltaTimer GIC | Star DeltaTimer GIC | CWA | Nos |  | Star DeltaTimer GIC |  | 0 | 0 | 1 | 1 | 1 | 0.0 | 0.0 | 0.0 | 0 |  |  | 0.0 | Electrical Components | Star DeltaTimer GIC | 0 | 31-12-2099 | Material Transfer |  | 0.0 |  | 0 | 0 |  | 0 | 0 | 0 | 0 |  | 0 | Item Attribute | 1 | Nos | 0.0 | 0.0 | 0 | 0.0 | 0 | GIC |  | India |  |  | 0 | 0.0 |  | 0 | 0 |  | 0 | 0 | 0 | 0 |  |  | 0 | 0 | 0 |  | 0 | [5 empty] | 0 |  |  | 0 | [13 empty] | Nos | 1.0 | [10 empty] | Ringlus Electro Controls & Automation PVT LTD | [18 empty] | CGST - RNG | 9.0
[120 empty] | SGST - RNG | 9.0
| MN5 Relay 9-15A L&T SS94135OOBO | MN5 Relay 9-15A L&T SS94135OOBO | LTCORL | Nos |  | MN5 Relay 9-15A L&T SS94135OOBO |  | 0 | 0 | 1 | 1 | 1 | 0.0 | 0.0 | 0.0 | 0 |  |  | 0.0 | Electrical Components | MN5 Relay 9-15A L&T SS94135OOBO | 0 | 31-12-2099 | Material Transfer |  | 0.0 |  | 0 | 0 |  | 0 | 0 | 0 | 0 |  | 0 | Item Attribute | 1 | Nos | 0.0 | 0.0 | 0 | 0.0 | 0 | L&T | SS94135OOBO | India |  |  | 0 | 0.0 |  | 0 | 0 |  | 0 | 0 | 0 | 0 |  |  | 0 | 0 | 0 |  | 0 | [5 empty] | 0 |  |  | 0 | [13 empty] | Nos | 1.0 | [10 empty] | Ringlus Electro Controls & Automation PVT LTD | [18 empty] | CGST - RNG | 9.0
[120 empty] | SGST - RNG | 9.0
| MN5 Relay 14-23A L&T SS94135OODO | MN5 Relay 14-23A L&T SS94135OODO | LTCORL | Nos |  | MN5 Relay 14-23A L&T SS94135OODO |  | 0 | 0 | 1 | 1 | 1 | 0.0 | 0.0 | 0.0 | 0 |  |  | 0.0 | Electrical Components | MN5 Relay 14-23A L&T SS94135OODO | 0 | 31-12-2099 | Material Transfer |  | 0.0 |  | 0 | 0 |  | 0 | 0 | 0 | 0 |  | 0 | Item Attribute | 1 | Nos | 0.0 | 0.0 | 0 | 0.0 | 0 | L&T | SS94135OODO | India |  |  | 0 | 0.0 |  | 0 | 0 |  | 0 | 0 | 0 | 0 |  |  | 0 | 0 | 0 |  | 0 | [5 empty] | 0 |  |  | 0 | [13 empty] | Nos | 1.0 | [10 empty] | Ringlus Electro Controls & Automation PVT LTD | [18 empty] | CGST - RNG | 9.0
[120 empty] | SGST - RNG | 9.0
| MN5 Relay 20-33A L&T SS94136OOEO | MN5 Relay 20-33A L&T SS94136OOEO | LTCORL | Nos |  | MN5 Relay 20-33A L&T SS94136OOEO |  | 0 | 0 | 1 | 1 | 1 | 0.0 | 0.0 | 0.0 | 0 |  |  | 0.0 | Electrical Components | MN5 Relay 20-33A L&T SS94136OOEO | 0 | 31-12-2099 | Material Transfer |  | 0.0 |  | 0 | 0 |  | 0 | 0 | 0 | 0 |  | 0 | Item Attribute | 1 | Nos | 0.0 | 0.0 | 0 | 0.0 | 0 | L&T | SS94136OOEO | India |  |  | 0 | 0.0 |  | 0 | 0 |  | 0 | 0 | 0 | 0 |  |  | 0 | 0 | 0 |  | 0 | [5 empty] | 0 |  |  | 0 | [13 empty] | Nos | 1.0 | [10 empty] | Ringlus Electro Controls & Automation PVT LTD | [18 empty] | CGST - RNG | 9.0
[120 empty] | SGST - RNG | 9.0
| MN5 Relay 30-50A L&T SS94136OOGO | MN5 Relay 30-50A L&T SS94136OOGO | LTCORL | Nos |  | MN5 Relay 30-50A L&T SS94136OOGO |  | 0 | 0 | 1 | 1 | 1 | 0.0 | 0.0 | 0.0 | 0 |  |  | 0.0 | Electrical Components | MN5 Relay 30-50A L&T SS94136OOGO | 0 | 31-12-2099 | Material Transfer |  | 0.0 |  | 0 | 0 |  | 0 | 0 | 0 | 0 |  | 0 | Item Attribute | 1 | Nos | 0.0 | 0.0 | 0 | 0.0 | 0 | L&T | SS94136OOGO | India |  |  | 0 | 0.0 |  | 0 | 0 |  | 0 | 0 | 0 | 0 |  |  | 0 | 0 | 0 |  | 0 | [5 empty] | 0 |  |  | 0 | [13 empty] | Nos | 1.0 | [10 empty] | Ringlus Electro Controls & Automation PVT LTD | [18 empty] | CGST - RNG | 9.0
[120 empty] | SGST - RNG | 9.0
| MN5 Relay 36-60A L&T SS94136OOTO | MN5 Relay 36-60A L&T SS94136OOTO | LTCORL | Nos |  | MN5 Relay 36-60A L&T SS94136OOTO |  | 0 | 0 | 1 | 1 | 1 | 0.0 | 0.0 | 0.0 | 0 |  |  | 0.0 | Electrical Components | MN5 Relay 36-60A L&T SS94136OOTO | 0 | 31-12-2099 | Material Transfer |  | 0.0 |  | 0 | 0 |  | 0 | 0 | 0 | 0 |  | 0 | Item Attribute | 1 | Nos | 0.0 | 0.0 | 0 | 0.0 | 0 | L&T | SS94136OOTO | India |  |  | 0 | 0.0 |  | 0 | 0 |  | 0 | 0 | 0 | 0 |  |  | 0 | 0 | 0 |  | 0 | [5 empty] | 0 |  |  | 0 | [13 empty] | Nos | 1.0 | [10 empty] | Ringlus Electro Controls & Automation PVT LTD | [18 empty] | CGST - RNG | 9.0
[120 empty] | SGST - RNG | 9.0
| MN5 Relay 45-75A L&T SS94136OOJO | MN5 Relay 45-75A L&T SS94136OOJO | LTCORL | Nos |  | MN5 Relay 45-75A L&T SS94136OOJO |  | 0 | 0 | 1 | 1 | 1 | 0.0 | 0.0 | 0.0 | 0 |  |  | 0.0 | Electrical Components | MN5 Relay 45-75A L&T SS94136OOJO | 0 | 31-12-2099 | Material Transfer |  | 0.0 |  | 0 | 0 |  | 0 | 0 | 0 | 0 |  | 0 | Item Attribute | 1 | Nos | 0.0 | 0.0 | 0 | 0.0 | 0 | L&T | SS94136OOJO | India |  |  | 0 | 0.0 |  | 0 | 0 |  | 0 | 0 | 0 | 0 |  |  | 0 | 0 | 0 |  | 0 | [5 empty] | 0 |  |  | 0 | [13 empty] | Nos | 1.0 | [10 empty] | Ringlus Electro Controls & Automation PVT LTD | [18 empty] | CGST - RNG | 9.0
[120 empty] | SGST - RNG | 9.0
| MN5 Relay 66-110A L&T SS94137OOKO | MN5 Relay 66-110A L&T SS94137OOKO | LTCORL | Nos |  | MN5 Relay 66-110A L&T SS94137OOKO |  | 0 | 0 | 1 | 1 | 1 | 0.0 | 0.0 | 0.0 | 0 |  |  | 0.0 | Electrical Components | MN5 Relay 66-110A L&T SS94137OOKO | 0 | 31-12-2099 | Material Transfer |  | 0.0 |  | 0 | 0 |  | 0 | 0 | 0 | 0 |  | 0 | Item Attribute | 1 | Nos | 0.0 | 0.0 | 0 | 0.0 | 0 | L&T | SS94137OOKO | India |  |  | 0 | 0.0 |  | 0 | 0 |  | 0 | 0 | 0 | 0 |  |  | 0 | 0 | 0 |  | 0 | [5 empty] | 0 |  |  | 0 | [13 empty] | Nos | 1.0 | [10 empty] | Ringlus Electro Controls & Automation PVT LTD | [18 empty] | CGST - RNG | 9.0
[120 empty] | SGST - RNG | 9.0
| 6 Sqmm PVC Insulated Copper wire ATC | 6 Sqmm PVC Insulated Copper wire ATC | CWA | Meter |  | 6 Sqmm PVC Insulated Copper wire ATC |  | 0 | 0 | 1 | 1 | 1 | 0.0 | 0.0 | 0.0 | 0 |  |  | 0.0 | Electrical Components | 6 Sqmm PVC Insulated Copper wire ATC | 0 | 31-12-2099 | Material Transfer |  | 0.0 |  | 0 | 0 |  | 0 | 0 | 0 | 0 |  | 0 | Item Attribute | 1 | Nos | 0.0 | 0.0 | 0 | 0.0 | 0 |  |  | India |  |  | 0 | 0.0 |  | 0 | 0 |  | 0 | 0 | 0 | 0 |  |  | 0 | 0 | 0 |  | 0 | [5 empty] | 0 |  |  | 0 | [13 empty] | Meter | 1.0 | [10 empty] | Ringlus Electro Controls & Automation PVT LTD | [18 empty] | CGST - RNG | 9.0
[120 empty] | SGST - RNG | 9.0
| 10 Sqmm PVC Insulated Copper wire ATC | 10 Sqmm PVC Insulated Copper wire ATC | CWA | Meter |  | 10 Sqmm PVC Insulated Copper wire ATC |  | 0 | 0 | 1 | 1 | 1 | 0.0 | 0.0 | 0.0 | 0 |  |  | 0.0 | Electrical Components | 10 Sqmm PVC Insulated Copper wire ATC | 0 | 31-12-2099 | Material Transfer |  | 0.0 |  | 0 | 0 |  | 0 | 0 | 0 | 0 |  | 0 | Item Attribute | 1 | Nos | 0.0 | 0.0 | 0 | 0.0 | 0 |  |  | India |  |  | 0 | 0.0 |  | 0 | 0 |  | 0 | 0 | 0 | 0 |  |  | 0 | 0 | 0 |  | 0 | [5 empty] | 0 |  |  | 0 | [13 empty] | Meter | 1.0 | [10 empty] | Ringlus Electro Controls & Automation PVT LTD | [18 empty] | CGST - RNG | 9.0
[120 empty] | SGST - RNG | 9.0
| 16 Sqmm PVC Insulated Copper wire ATC | 16 Sqmm PVC Insulated Copper wire ATC | CWA | Meter |  | 16 Sqmm PVC Insulated Copper wire ATC |  | 0 | 0 | 1 | 1 | 1 | 0.0 | 0.0 | 0.0 | 0 |  |  | 0.0 | Electrical Components | 16 Sqmm PVC Insulated Copper wire ATC | 0 | 31-12-2099 | Material Transfer |  | 0.0 |  | 0 | 0 |  | 0 | 0 | 0 | 0 |  | 0 | Item Attribute | 1 | Nos | 0.0 | 0.0 | 0 | 0.0 | 0 |  |  | India |  |  | 0 | 0.0 |  | 0 | 0 |  | 0 | 0 | 0 | 0 |  |  | 0 | 0 | 0 |  | 0 | [5 empty] | 0 |  |  | 0 | [13 empty] | Meter | 1.0 | [10 empty] | Ringlus Electro Controls & Automation PVT LTD | [18 empty] | CGST - RNG | 9.0
[120 empty] | SGST - RNG | 9.0
| 25 Sqmm PVC Insulated Copper wire ATC | 25 Sqmm PVC Insulated Copper wire ATC | CWA | Meter |  | 25 Sqmm PVC Insulated Copper wire ATC |  | 0 | 0 | 1 | 1 | 1 | 0.0 | 0.0 | 0.0 | 0 |  |  | 0.0 | Electrical Components | 25 Sqmm PVC Insulated Copper wire ATC | 0 | 31-12-2099 | Material Transfer |  | 0.0 |  | 0 | 0 |  | 0 | 0 | 0 | 0 |  | 0 | Item Attribute | 1 | Nos | 0.0 | 0.0 | 0 | 0.0 | 0 |  |  | India |  |  | 0 | 0.0 |  | 0 | 0 |  | 0 | 0 | 0 | 0 |  |  | 0 | 0 | 0 |  | 0 | [5 empty] | 0 |  |  | 0 | [13 empty] | Meter | 1.0 | [10 empty] | Ringlus Electro Controls & Automation PVT LTD | [18 empty] | CGST - RNG | 9.0
[120 empty] | SGST - RNG | 9.0
| 35 Sqmm PVC Insulated Copper wire ATC | 35 Sqmm PVC Insulated Copper wire ATC | CWA | Meter |  | 35 Sqmm PVC Insulated Copper wire ATC |  | 0 | 0 | 1 | 1 | 1 | 0.0 | 0.0 | 0.0 | 0 |  |  | 0.0 | Electrical Components | 35 Sqmm PVC Insulated Copper wire ATC | 0 | 31-12-2099 | Material Transfer |  | 0.0 |  | 0 | 0 |  | 0 | 0 | 0 | 0 |  | 0 | Item Attribute | 1 | Nos | 0.0 | 0.0 | 0 | 0.0 | 0 |  |  | India |  |  | 0 | 0.0 |  | 0 | 0 |  | 0 | 0 | 0 | 0 |  |  | 0 | 0 | 0 |  | 0 | [5 empty] | 0 |  |  | 0 | [13 empty] | Meter | 1.0 | [10 empty] | Ringlus Electro Controls & Automation PVT LTD | [18 empty] | CGST - RNG | 9.0
[120 empty] | SGST - RNG | 9.0
| 50 Sqmm PVC Insulated Copper wire ATC | 50 Sqmm PVC Insulated Copper wire ATC | CWA | Meter |  | 50 Sqmm PVC Insulated Copper wire ATC |  | 0 | 0 | 1 | 1 | 1 | 0.0 | 0.0 | 0.0 | 0 |  |  | 0.0 | Electrical Components | 50 Sqmm PVC Insulated Copper wire ATC | 0 | 31-12-2099 | Material Transfer |  | 0.0 |  | 0 | 0 |  | 0 | 0 | 0 | 0 |  | 0 | Item Attribute | 1 | Nos | 0.0 | 0.0 | 0 | 0.0 | 0 |  |  | India |  |  | 0 | 0.0 |  | 0 | 0 |  | 0 | 0 | 0 | 0 |  |  | 0 | 0 | 0 |  | 0 | [5 empty] | 0 |  |  | 0 | [13 empty] | Meter | 1.0 | [10 empty] | Ringlus Electro Controls & Automation PVT LTD | [18 empty] | CGST - RNG | 9.0
[120 empty] | SGST - RNG | 9.0
| 45A 3 Pole ACCL Safe Power | 45A 3 Pole ACCL Safe Power | ACCL | Nos |  | 45A 3 Pole ACCL Safe Power |  | 0 | 0 | 1 | 1 | 1 | 0.0 | 0.0 | 0.0 | 0 |  |  | 0.0 | Electrical Components | 45A 3 Pole ACCL Safe Power | 0 | 31-12-2099 | Material Transfer |  | 0.0 |  | 0 | 0 |  | 0 | 0 | 0 | 0 |  | 0 | Item Attribute | 1 | Nos | 0.0 | 0.0 | 0 | 0.0 | 0 | Safe Power |  | India |  |  | 0 | 0.0 |  | 0 | 0 |  | 0 | 0 | 0 | 0 |  |  | 0 | 0 | 0 |  | 0 | [5 empty] | 0 |  |  | 0 | [13 empty] | Nos | 1.0 | [10 empty] | Ringlus Electro Controls & Automation PVT LTD | [18 empty] | CGST - RNG | 9.0
[120 empty] | SGST - RNG | 9.0
| 45A Two Pole ACCL Safe Power | 45A Two Pole ACCL Safe Power | ACCL | Nos |  | 45A Two Pole ACCL Safe Power |  | 0 | 0 | 1 | 1 | 1 | 0.0 | 0.0 | 0.0 | 0 |  |  | 0.0 | Electrical Components | 45A Two Pole ACCL Safe Power | 0 | 31-12-2099 | Material Transfer |  | 0.0 |  | 0 | 0 |  | 0 | 0 | 0 | 0 |  | 0 | Item Attribute | 1 | Nos | 0.0 | 0.0 | 0 | 0.0 | 0 | Safe Power |  | India |  |  | 0 | 0.0 |  | 0 | 0 |  | 0 | 0 | 0 | 0 |  |  | 0 | 0 | 0 |  | 0 | [5 empty] | 0 |  |  | 0 | [13 empty] | Nos | 1.0 | [10 empty] | Ringlus Electro Controls & Automation PVT LTD | [18 empty] | CGST - RNG | 9.0
[120 empty] | SGST - RNG | 9.0
| 40A Two Pole ACCL Safe Power | 40A Two Pole ACCL Safe Power | ACCL | Nos |  | 40A Two Pole ACCL Safe Power |  | 0 | 0 | 1 | 1 | 1 | 0.0 | 0.0 | 0.0 | 0 |  |  | 0.0 | Electrical Components | 40A Two Pole ACCL Safe Power | 0 | 31-12-2099 | Material Transfer |  | 0.0 |  | 0 | 0 |  | 0 | 0 | 0 | 0 |  | 0 | Item Attribute | 1 | Nos | 0.0 | 0.0 | 0 | 0.0 | 0 | Elmeasure |  | India |  |  | 0 | 0.0 |  | 0 | 0 |  | 0 | 0 | 0 | 0 |  |  | 0 | 0 | 0 |  | 0 | [5 empty] | 0 |  |  | 0 | [13 empty] | Nos | 1.0 | [10 empty] | Ringlus Electro Controls & Automation PVT LTD | [18 empty] | CGST - RNG | 9.0
[120 empty] | SGST - RNG | 9.0
| 40A Four Phase ACCL Safe Power | 40A Four Phase ACCL Safe Power | ACCL | Nos |  | 40A Four Phase ACCL Safe Power |  | 0 | 0 | 1 | 1 | 1 | 0.0 | 0.0 | 0.0 | 0 |  |  | 0.0 | Electrical Components | 40A Four Phase ACCL Safe Power | 0 | 31-12-2099 | Material Transfer |  | 0.0 |  | 0 | 0 |  | 0 | 0 | 0 | 0 |  | 0 | Item Attribute | 1 | Nos | 0.0 | 0.0 | 0 | 0.0 | 0 | Elmeasure |  | India |  |  | 0 | 0.0 |  | 0 | 0 |  | 0 | 0 | 0 | 0 |  |  | 0 | 0 | 0 |  | 0 | [5 empty] | 0 |  |  | 0 | [13 empty] | Nos | 1.0 | [10 empty] | Ringlus Electro Controls & Automation PVT LTD | [18 empty] | CGST - RNG | 9.0
[120 empty] | SGST - RNG | 9.0
| TVSS (CL:B&C) OBO | TVSS (CL:B&C) OBO | TVSS | Nos |  | TVSS (CL:B&C) OBO |  | 0 | 0 | 1 | 1 | 1 | 0.0 | 0.0 | 0.0 | 0 |  |  | 0.0 | Electrical Components | TVSS (CL:B&C) OBO | 0 | 31-12-2099 | Material Transfer |  | 0.0 |  | 0 | 0 |  | 0 | 0 | 0 | 0 |  | 0 | Item Attribute | 1 | Nos | 0.0 | 0.0 | 0 | 0.0 | 0 | OBO |  | India |  |  | 0 | 0.0 |  | 0 | 0 |  | 0 | 0 | 0 | 0 |  |  | 0 | 0 | 0 |  | 0 | [5 empty] | 0 |  |  | 0 | [13 empty] | Nos | 1.0 | [10 empty] | Ringlus Electro Controls & Automation PVT LTD | [18 empty] | CGST - RNG | 9.0
[120 empty] | SGST - RNG | 9.0
| TVSS (CL:B) OBO | TVSS (CL:B) OBO | TVSS | Nos |  | TVSS (CL:B) OBO |  | 0 | 0 | 1 | 1 | 1 | 0.0 | 0.0 | 0.0 | 0 |  |  | 0.0 | Electrical Components | TVSS (CL:B) OBO | 0 | 31-12-2099 | Material Transfer |  | 0.0 |  | 0 | 0 |  | 0 | 0 | 0 | 0 |  | 0 | Item Attribute | 1 | Nos | 0.0 | 0.0 | 0 | 0.0 | 0 | OBO |  | India |  |  | 0 | 0.0 |  | 0 | 0 |  | 0 | 0 | 0 | 0 |  |  | 0 | 0 | 0 |  | 0 | [5 empty] | 0 |  |  | 0 | [13 empty] | Nos | 1.0 | [10 empty] | Ringlus Electro Controls & Automation PVT LTD | [18 empty] | CGST - RNG | 9.0
[120 empty] | SGST - RNG | 9.0
| TVSS Class B+C 50kA 3 phase 4 wire CAPE | TVSS Class B+C 50kA 3 phase 4 wire CAPE | TVSS | Nos |  | TVSS Class B+C 50kA 3 phase 4 wire CAPE |  | 0 | 0 | 1 | 1 | 1 | 0.0 | 0.0 | 0.0 | 0 |  |  | 0.0 | Electrical Components | TVSS Class B+C 50kA 3 phase 4 wire CAPE | 0 | 31-12-2099 | Material Transfer |  | 0.0 |  | 0 | 0 |  | 0 | 0 | 0 | 0 |  | 0 | Item Attribute | 1 | Nos | 0.0 | 0.0 | 0 | 0.0 | 0 | CAPE |  | India |  |  | 0 | 0.0 |  | 0 | 0 |  | 0 | 0 | 0 | 0 |  |  | 0 | 0 | 0 |  | 0 | [5 empty] | 0 |  |  | 0 | [13 empty] | Nos | 1.0 | [10 empty] | Ringlus Electro Controls & Automation PVT LTD | [18 empty] | CGST - RNG | 9.0
[120 empty] | SGST - RNG | 9.0
| TVSS Class B 25kA 3 phase 4 wire CAPE | TVSS Class B 25kA 3 phase 4 wire CAPE | TVSS | Nos |  | TVSS Class B 25kA 3 phase 4 wire CAPE |  | 0 | 0 | 1 | 1 | 1 | 0.0 | 0.0 | 0.0 | 0 |  |  | 0.0 | Electrical Components | TVSS Class B 25kA 3 phase 4 wire CAPE | 0 | 31-12-2099 | Material Transfer |  | 0.0 |  | 0 | 0 |  | 0 | 0 | 0 | 0 |  | 0 | Item Attribute | 1 | Nos | 0.0 | 0.0 | 0 | 0.0 | 0 | CAPE |  | India |  |  | 0 | 0.0 |  | 0 | 0 |  | 0 | 0 | 0 | 0 |  |  | 0 | 0 | 0 |  | 0 | [5 empty] | 0 |  |  | 0 | [13 empty] | Nos | 1.0 | [10 empty] | Ringlus Electro Controls & Automation PVT LTD | [18 empty] | CGST - RNG | 9.0
[120 empty] | SGST - RNG | 9.0
| 0-80A Analog Ammeter 92mm AE | 0-80A Analog Ammeter 92mm AE | CSM | Nos |  | 0-80A Analog Ammeter 92mm AE |  | 0 | 0 | 1 | 1 | 1 | 0.0 | 0.0 | 0.0 | 0 |  |  | 0.0 | Electrical Components | 0-80A Analog Ammeter 92mm AE | 0 | 31-12-2099 | Material Transfer |  | 0.0 |  | 0 | 0 |  | 0 | 0 | 0 | 0 |  | 0 | Item Attribute | 1 | Nos | 0.0 | 0.0 | 0 | 0.0 | 0 | AE |  | India |  |  | 0 | 0.0 |  | 0 | 0 |  | 0 | 0 | 0 | 0 |  |  | 0 | 0 | 0 |  | 0 | [5 empty] | 0 |  |  | 0 | [13 empty] | Nos | 1.0 | [10 empty] | Ringlus Electro Controls & Automation PVT LTD | [18 empty] | CGST - RNG | 9.0
[120 empty] | SGST - RNG | 9.0
| 0-100A Analog Ammeter 92mm AE | 0-100A Analog Ammeter 92mm AE | CSM | Nos |  | 0-100A Analog Ammeter 92mm AE |  | 0 | 0 | 1 | 1 | 1 | 0.0 | 0.0 | 0.0 | 0 |  |  | 0.0 | Electrical Components | 0-100A Analog Ammeter 92mm AE | 0 | 31-12-2099 | Material Transfer |  | 0.0 |  | 0 | 0 |  | 0 | 0 | 0 | 0 |  | 0 | Item Attribute | 1 | Nos | 0.0 | 0.0 | 0 | 0.0 | 0 | AE |  | India |  |  | 0 | 0.0 |  | 0 | 0 |  | 0 | 0 | 0 | 0 |  |  | 0 | 0 | 0 |  | 0 | [5 empty] | 0 |  |  | 0 | [13 empty] | Nos | 1.0 | [10 empty] | Ringlus Electro Controls & Automation PVT LTD | [18 empty] | CGST - RNG | 9.0
[120 empty] | SGST - RNG | 9.0
| 0-125A Analog Ammeter 92mm AE | 0-125A Analog Ammeter 92mm AE | CSM | Nos |  | 0-125A Analog Ammeter 92mm AE |  | 0 | 0 | 1 | 1 | 1 | 0.0 | 0.0 | 0.0 | 0 |  |  | 0.0 | Electrical Components | 0-125A Analog Ammeter 92mm AE | 0 | 31-12-2099 | Material Transfer |  | 0.0 |  | 0 | 0 |  | 0 | 0 | 0 | 0 |  | 0 | Item Attribute | 1 | Nos | 0.0 | 0.0 | 0 | 0.0 | 0 | AE |  | India |  |  | 0 | 0.0 |  | 0 | 0 |  | 0 | 0 | 0 | 0 |  |  | 0 | 0 | 0 |  | 0 | [5 empty] | 0 |  |  | 0 | [13 empty] | Nos | 1.0 | [10 empty] | Ringlus Electro Controls & Automation PVT LTD | [18 empty] | CGST - RNG | 9.0
[120 empty] | SGST - RNG | 9.0
| 0-160A Analog Ammeter 92mm AE | 0-160A Analog Ammeter 92mm AE | CSM | Nos |  | 0-160A Analog Ammeter 92mm AE |  | 0 | 0 | 1 | 1 | 1 | 0.0 | 0.0 | 0.0 | 0 |  |  | 0.0 | Electrical Components | 0-160A Analog Ammeter 92mm AE | 0 | 31-12-2099 | Material Transfer |  | 0.0 |  | 0 | 0 |  | 0 | 0 | 0 | 0 |  | 0 | Item Attribute | 1 | Nos | 0.0 | 0.0 | 0 | 0.0 | 0 | AE |  | India |  |  | 0 | 0.0 |  | 0 | 0 |  | 0 | 0 | 0 | 0 |  |  | 0 | 0 | 0 |  | 0 | [5 empty] | 0 |  |  | 0 | [13 empty] | Nos | 1.0 | [10 empty] | Ringlus Electro Controls & Automation PVT LTD | [18 empty] | CGST - RNG | 9.0
[120 empty] | SGST - RNG | 9.0
| 0-200A Analog Ammeter 92mm AE | 0-200A Analog Ammeter 92mm AE | CSM | Nos |  | 0-200A Analog Ammeter 92mm AE |  | 0 | 0 | 1 | 1 | 1 | 0.0 | 0.0 | 0.0 | 0 |  |  | 0.0 | Electrical Components | 0-200A Analog Ammeter 92mm AE | 0 | 31-12-2099 | Material Transfer |  | 0.0 |  | 0 | 0 |  | 0 | 0 | 0 | 0 |  | 0 | Item Attribute | 1 | Nos | 0.0 | 0.0 | 0 | 0.0 | 0 | AE |  | India |  |  | 0 | 0.0 |  | 0 | 0 |  | 0 | 0 | 0 | 0 |  |  | 0 | 0 | 0 |  | 0 | [5 empty] | 0 |  |  | 0 | [13 empty] | Nos | 1.0 | [10 empty] | Ringlus Electro Controls & Automation PVT LTD | [18 empty] | CGST - RNG | 9.0
[120 empty] | SGST - RNG | 9.0
| 0-250A Analog Ammeter 92mm AE | 0-250A Analog Ammeter 92mm AE | CSM | Nos |  | 0-250A Analog Ammeter 92mm AE |  | 0 | 0 | 1 | 1 | 1 | 0.0 | 0.0 | 0.0 | 0 |  |  | 0.0 | Electrical Components | 0-250A Analog Ammeter 92mm AE | 0 | 31-12-2099 | Material Transfer |  | 0.0 |  | 0 | 0 |  | 0 | 0 | 0 | 0 |  | 0 | Item Attribute | 1 | Nos | 0.0 | 0.0 | 0 | 0.0 | 0 | AE |  | India |  |  | 0 | 0.0 |  | 0 | 0 |  | 0 | 0 | 0 | 0 |  |  | 0 | 0 | 0 |  | 0 | [5 empty] | 0 |  |  | 0 | [13 empty] | Nos | 1.0 | [10 empty] | Ringlus Electro Controls & Automation PVT LTD | [18 empty] | CGST - RNG | 9.0
[120 empty] | SGST - RNG | 9.0
| 0-320A Analog Ammeter 92mm AE | 0-320A Analog Ammeter 92mm AE | CSM | Nos |  | 0-320A Analog Ammeter 92mm AE |  | 0 | 0 | 1 | 1 | 1 | 0.0 | 0.0 | 0.0 | 0 |  |  | 0.0 | Electrical Components | 0-320A Analog Ammeter 92mm AE | 0 | 31-12-2099 | Material Transfer |  | 0.0 |  | 0 | 0 |  | 0 | 0 | 0 | 0 |  | 0 | Item Attribute | 1 | Nos | 0.0 | 0.0 | 0 | 0.0 | 0 | AE |  | India |  |  | 0 | 0.0 |  | 0 | 0 |  | 0 | 0 | 0 | 0 |  |  | 0 | 0 | 0 |  | 0 | [5 empty] | 0 |  |  | 0 | [13 empty] | Nos | 1.0 | [10 empty] | Ringlus Electro Controls & Automation PVT LTD | [18 empty] | CGST - RNG | 9.0
[120 empty] | SGST - RNG | 9.0
| 0-400A Analog Ammeter 92mm AE | 0-400A Analog Ammeter 92mm AE | CSM | Nos |  | 0-400A Analog Ammeter 92mm AE |  | 0 | 0 | 1 | 1 | 1 | 0.0 | 0.0 | 0.0 | 0 |  |  | 0.0 | Electrical Components | 0-400A Analog Ammeter 92mm AE | 0 | 31-12-2099 | Material Transfer |  | 0.0 |  | 0 | 0 |  | 0 | 0 | 0 | 0 |  | 0 | Item Attribute | 1 | Nos | 0.0 | 0.0 | 0 | 0.0 | 0 | AE |  | India |  |  | 0 | 0.0 |  | 0 | 0 |  | 0 | 0 | 0 | 0 |  |  | 0 | 0 | 0 |  | 0 | [5 empty] | 0 |  |  | 0 | [13 empty] | Nos | 1.0 | [10 empty] | Ringlus Electro Controls & Automation PVT LTD | [18 empty] | CGST - RNG | 9.0
[120 empty] | SGST - RNG | 9.0
| 0-500A Analog Ammeter 92mm AE | 0-500A Analog Ammeter 92mm AE | CSM | Nos |  | 0-500A Analog Ammeter 92mm AE |  | 0 | 0 | 1 | 1 | 1 | 0.0 | 0.0 | 0.0 | 0 |  |  | 0.0 | Electrical Components | 0-500A Analog Ammeter 92mm AE | 0 | 31-12-2099 | Material Transfer |  | 0.0 |  | 0 | 0 |  | 0 | 0 | 0 | 0 |  | 0 | Item Attribute | 1 | Nos | 0.0 | 0.0 | 0 | 0.0 | 0 | AE |  | India |  |  | 0 | 0.0 |  | 0 | 0 |  | 0 | 0 | 0 | 0 |  |  | 0 | 0 | 0 |  | 0 | [5 empty] | 0 |  |  | 0 | [13 empty] | Nos | 1.0 | [10 empty] | Ringlus Electro Controls & Automation PVT LTD | [18 empty] | CGST - RNG | 9.0
[120 empty] | SGST - RNG | 9.0
| 0-630A Analog Ammeter 92mm AE | 0-630A Analog Ammeter 92mm AE | CSM | Nos |  | 0-630A Analog Ammeter 92mm AE |  | 0 | 0 | 1 | 1 | 1 | 0.0 | 0.0 | 0.0 | 0 |  |  | 0.0 | Electrical Components | 0-630A Analog Ammeter 92mm AE | 0 | 31-12-2099 | Material Transfer |  | 0.0 |  | 0 | 0 |  | 0 | 0 | 0 | 0 |  | 0 | Item Attribute | 1 | Nos | 0.0 | 0.0 | 0 | 0.0 | 0 | AE |  | India |  |  | 0 | 0.0 |  | 0 | 0 |  | 0 | 0 | 0 | 0 |  |  | 0 | 0 | 0 |  | 0 | [5 empty] | 0 |  |  | 0 | [13 empty] | Nos | 1.0 | [10 empty] | Ringlus Electro Controls & Automation PVT LTD | [18 empty] | CGST - RNG | 9.0
[120 empty] | SGST - RNG | 9.0
| 0-800A Analog Ammeter 92mm AE | 0-800A Analog Ammeter 92mm AE | CSM | Nos |  | 0-800A Analog Ammeter 92mm AE |  | 0 | 0 | 1 | 1 | 1 | 0.0 | 0.0 | 0.0 | 0 |  |  | 0.0 | Electrical Components | 0-800A Analog Ammeter 92mm AE | 0 | 31-12-2099 | Material Transfer |  | 0.0 |  | 0 | 0 |  | 0 | 0 | 0 | 0 |  | 0 | Item Attribute | 1 | Nos | 0.0 | 0.0 | 0 | 0.0 | 0 | AE |  | India |  |  | 0 | 0.0 |  | 0 | 0 |  | 0 | 0 | 0 | 0 |  |  | 0 | 0 | 0 |  | 0 | [5 empty] | 0 |  |  | 0 | [13 empty] | Nos | 1.0 | [10 empty] | Ringlus Electro Controls & Automation PVT LTD | [18 empty] | CGST - RNG | 9.0
[120 empty] | SGST - RNG | 9.0
| 65/5A 15VA Cl 1 Ordinary Current Transformer ID 30mm Sreeganga | 65/5A 15VA Cl 1 Ordinary Current Transformer ID 30mm Sreeganga | CSM | Nos |  | 65/5A 15VA Cl 1 Ordinary Current Transformer ID 30mm Sreeganga |  | 0 | 0 | 1 | 1 | 1 | 0.0 | 0.0 | 0.0 | 0 |  |  | 0.0 | Electrical Components | 65/5A 15VA Cl 1 Ordinary Current Transformer ID 30mm Sreeganga | 0 | 31-12-2099 | Material Transfer |  | 0.0 |  | 0 | 0 |  | 0 | 0 | 0 | 0 |  | 0 | Item Attribute | 1 | Nos | 0.0 | 0.0 | 0 | 0.0 | 0 | Sree Ganga |  | India |  |  | 0 | 0.0 |  | 0 | 0 |  | 0 | 0 | 0 | 0 |  |  | 0 | 0 | 0 |  | 0 | [5 empty] | 0 |  |  | 0 | [13 empty] | Nos | 1.0 | [10 empty] | Ringlus Electro Controls & Automation PVT LTD | [18 empty] | CGST - RNG | 9.0
[120 empty] | SGST - RNG | 9.0
| 125/5A 15VA Cl 1 Ordinary Current Transformer ID 30mm Sreeganga | 125/5A 15VA Cl 1 Ordinary Current Transformer ID 30mm Sreeganga | CSM | Nos |  | 125/5A 15VA Cl 1 Ordinary Current Transformer ID 30mm Sreeganga |  | 0 | 0 | 1 | 1 | 1 | 0.0 | 0.0 | 0.0 | 0 |  |  | 0.0 | Electrical Components | 125/5A 15VA Cl 1 Ordinary Current Transformer ID 30mm Sreeganga | 0 | 31-12-2099 | Material Transfer |  | 0.0 |  | 0 | 0 |  | 0 | 0 | 0 | 0 |  | 0 | Item Attribute | 1 | Nos | 0.0 | 0.0 | 0 | 0.0 | 0 | Sree Ganga |  | India |  |  | 0 | 0.0 |  | 0 | 0 |  | 0 | 0 | 0 | 0 |  |  | 0 | 0 | 0 |  | 0 | [5 empty] | 0 |  |  | 0 | [13 empty] | Nos | 1.0 | [10 empty] | Ringlus Electro Controls & Automation PVT LTD | [18 empty] | CGST - RNG | 9.0
[120 empty] | SGST - RNG | 9.0
| 160/5A 15VA Cl 1 Ordinary Current Transformer ID 30mm Sreeganga | 160/5A 15VA Cl 1 Ordinary Current Transformer ID 30mm Sreeganga | CSM | Nos |  | 160/5A 15VA Cl 1 Ordinary Current Transformer ID 30mm Sreeganga |  | 0 | 0 | 1 | 1 | 1 | 0.0 | 0.0 | 0.0 | 0 |  |  | 0.0 | Electrical Components | 160/5A 15VA Cl 1 Ordinary Current Transformer ID 30mm Sreeganga | 0 | 31-12-2099 | Material Transfer |  | 0.0 |  | 0 | 0 |  | 0 | 0 | 0 | 0 |  | 0 | Item Attribute | 1 | Nos | 0.0 | 0.0 | 0 | 0.0 | 0 | Sree Ganga |  | India |  |  | 0 | 0.0 |  | 0 | 0 |  | 0 | 0 | 0 | 0 |  |  | 0 | 0 | 0 |  | 0 | [5 empty] | 0 |  |  | 0 | [13 empty] | Nos | 1.0 | [10 empty] | Ringlus Electro Controls & Automation PVT LTD | [18 empty] | CGST - RNG | 9.0
[120 empty] | SGST - RNG | 9.0
| 630/5A 15VA Cl 1 Ordinary Current Transformer ID 60mm Sreeganga | 630/5A 15VA Cl 1 Ordinary Current Transformer ID 60mm Sreeganga | CSM | Nos |  | 630/5A 15VA Cl 1 Ordinary Current Transformer ID 60mm Sreeganga |  | 0 | 0 | 1 | 1 | 1 | 0.0 | 0.0 | 0.0 | 0 |  |  | 0.0 | Electrical Components | 630/5A 15VA Cl 1 Ordinary Current Transformer ID 60mm Sreeganga | 0 | 31-12-2099 | Material Transfer |  | 0.0 |  | 0 | 0 |  | 0 | 0 | 0 | 0 |  | 0 | Item Attribute | 1 | Nos | 0.0 | 0.0 | 0 | 0.0 | 0 | Sree Ganga |  | India |  |  | 0 | 0.0 |  | 0 | 0 |  | 0 | 0 | 0 | 0 |  |  | 0 | 0 | 0 |  | 0 | [5 empty] | 0 |  |  | 0 | [13 empty] | Nos | 1.0 | [10 empty] | Ringlus Electro Controls & Automation PVT LTD | [18 empty] | CGST - RNG | 9.0
[120 empty] | SGST - RNG | 9.0
| 800/5A 15VA Cl 1 Ordinary Current Transformer ID 70mm Sreeganga | 800/5A 15VA Cl 1 Ordinary Current Transformer ID 70mm Sreeganga | CSM | Nos |  | 800/5A 15VA Cl 1 Ordinary Current Transformer ID 70mm Sreeganga |  | 0 | 0 | 1 | 1 | 1 | 0.0 | 0.0 | 0.0 | 0 |  |  | 0.0 | Electrical Components | 800/5A 15VA Cl 1 Ordinary Current Transformer ID 70mm Sreeganga | 0 | 31-12-2099 | Material Transfer |  | 0.0 |  | 0 | 0 |  | 0 | 0 | 0 | 0 |  | 0 | Item Attribute | 1 | Nos | 0.0 | 0.0 | 0 | 0.0 | 0 | Sree Ganga |  | India |  |  | 0 | 0.0 |  | 0 | 0 |  | 0 | 0 | 0 | 0 |  |  | 0 | 0 | 0 |  | 0 | [5 empty] | 0 |  |  | 0 | [13 empty] | Nos | 1.0 | [10 empty] | Ringlus Electro Controls & Automation PVT LTD | [18 empty] | CGST - RNG | 9.0
[120 empty] | SGST - RNG | 9.0
| 1000/5A 15VA Cl 1 Ordinary Current Transformer ID 70mm Sreeganga | 1000/5A 15VA Cl 1 Ordinary Current Transformer ID 70mm Sreeganga | CSM | Nos |  | 1000/5A 15VA Cl 1 Ordinary Current Transformer ID 70mm Sreeganga |  | 0 | 0 | 1 | 1 | 1 | 0.0 | 0.0 | 0.0 | 0 |  |  | 0.0 | Electrical Components | 1000/5A 15VA Cl 1 Ordinary Current Transformer ID 70mm Sreeganga | 0 | 31-12-2099 | Material Transfer |  | 0.0 |  | 0 | 0 |  | 0 | 0 | 0 | 0 |  | 0 | Item Attribute | 1 | Nos | 0.0 | 0.0 | 0 | 0.0 | 0 | Sree Ganga |  | India |  |  | 0 | 0.0 |  | 0 | 0 |  | 0 | 0 | 0 | 0 |  |  | 0 | 0 | 0 |  | 0 | [5 empty] | 0 |  |  | 0 | [13 empty] | Nos | 1.0 | [10 empty] | Ringlus Electro Controls & Automation PVT LTD | [18 empty] | CGST - RNG | 9.0
[120 empty] | SGST - RNG | 9.0
| 65/5A 15VA Cl 1 Tape Wound Tested Current Transformer ID 30mm Sreeganga | 65/5A 15VA Cl 1 Tape Wound Tested Current Transformer ID 30mm Sreeganga | CSM | Nos |  | 65/5A 15VA Cl 1 Tape Wound Tested Current Transformer ID 30mm Sreeganga |  | 0 | 0 | 1 | 1 | 1 | 0.0 | 0.0 | 0.0 | 0 |  |  | 0.0 | Electrical Components | 65/5A 15VA Cl 1 Tape Wound Tested Current Transformer ID 30mm Sreeganga | 0 | 31-12-2099 | Material Transfer |  | 0.0 |  | 0 | 0 |  | 0 | 0 | 0 | 0 |  | 0 | Item Attribute | 1 | Nos | 0.0 | 0.0 | 0 | 0.0 | 0 | Sree Ganga |  | India |  |  | 0 | 0.0 |  | 0 | 0 |  | 0 | 0 | 0 | 0 |  |  | 0 | 0 | 0 |  | 0 | [5 empty] | 0 |  |  | 0 | [13 empty] | Nos | 1.0 | [10 empty] | Ringlus Electro Controls & Automation PVT LTD | [18 empty] | CGST - RNG | 9.0
[120 empty] | SGST - RNG | 9.0
| 100/5A 15VA Cl 1 Tape Wound Tested Current Transformer ID 30mm Sreeganga | 100/5A 15VA Cl 1 Tape Wound Tested Current Transformer ID 30mm Sreeganga | CSM | Nos |  | 100/5A 15VA Cl 1 Tape Wound Tested Current Transformer ID 30mm Sreeganga |  | 0 | 0 | 1 | 1 | 1 | 0.0 | 0.0 | 0.0 | 0 |  |  | 0.0 | Electrical Components | 100/5A 15VA Cl 1 Tape Wound Tested Current Transformer ID 30mm Sreeganga | 0 | 31-12-2099 | Material Transfer |  | 0.0 |  | 0 | 0 |  | 0 | 0 | 0 | 0 |  | 0 | Item Attribute | 1 | Nos | 0.0 | 0.0 | 0 | 0.0 | 0 | Sree Ganga |  | India |  |  | 0 | 0.0 |  | 0 | 0 |  | 0 | 0 | 0 | 0 |  |  | 0 | 0 | 0 |  | 0 | [5 empty] | 0 |  |  | 0 | [13 empty] | Nos | 1.0 | [10 empty] | Ringlus Electro Controls & Automation PVT LTD | [18 empty] | CGST - RNG | 9.0
[120 empty] | SGST - RNG | 9.0
| 125/5A 15VA Cl 1 Tape Wound Tested Current Transformer ID 30mm Sreeganga | 125/5A 15VA Cl 1 Tape Wound Tested Current Transformer ID 30mm Sreeganga | CSM | Nos |  | 125/5A 15VA Cl 1 Tape Wound Tested Current Transformer ID 30mm Sreeganga |  | 0 | 0 | 1 | 1 | 1 | 0.0 | 0.0 | 0.0 | 0 |  |  | 0.0 | Electrical Components | 125/5A 15VA Cl 1 Tape Wound Tested Current Transformer ID 30mm Sreeganga | 0 | 31-12-2099 | Material Transfer |  | 0.0 |  | 0 | 0 |  | 0 | 0 | 0 | 0 |  | 0 | Item Attribute | 1 | Nos | 0.0 | 0.0 | 0 | 0.0 | 0 | Sree Ganga |  | India |  |  | 0 | 0.0 |  | 0 | 0 |  | 0 | 0 | 0 | 0 |  |  | 0 | 0 | 0 |  | 0 | [5 empty] | 0 |  |  | 0 | [13 empty] | Nos | 1.0 | [10 empty] | Ringlus Electro Controls & Automation PVT LTD | [18 empty] | CGST - RNG | 9.0
[120 empty] | SGST - RNG | 9.0
| 160/5A 15VA Cl 1 Tape Wound Tested Current Transformer ID 30mm Sreeganga | 160/5A 15VA Cl 1 Tape Wound Tested Current Transformer ID 30mm Sreeganga | CSM | Nos |  | 160/5A 15VA Cl 1 Tape Wound Tested Current Transformer ID 30mm Sreeganga |  | 0 | 0 | 1 | 1 | 1 | 0.0 | 0.0 | 0.0 | 0 |  |  | 0.0 | Electrical Components | 160/5A 15VA Cl 1 Tape Wound Tested Current Transformer ID 30mm Sreeganga | 0 | 31-12-2099 | Material Transfer |  | 0.0 |  | 0 | 0 |  | 0 | 0 | 0 | 0 |  | 0 | Item Attribute | 1 | Nos | 0.0 | 0.0 | 0 | 0.0 | 0 | Sree Ganga |  | India |  |  | 0 | 0.0 |  | 0 | 0 |  | 0 | 0 | 0 | 0 |  |  | 0 | 0 | 0 |  | 0 | [5 empty] | 0 |  |  | 0 | [13 empty] | Nos | 1.0 | [10 empty] | Ringlus Electro Controls & Automation PVT LTD | [18 empty] | CGST - RNG | 9.0
[120 empty] | SGST - RNG | 9.0
| 200/5A 15VA Cl 1 Tape Wound Tested Current Transformer ID 40mm Sreeganga | 200/5A 15VA Cl 1 Tape Wound Tested Current Transformer ID 40mm Sreeganga | CSM | Nos |  | 200/5A 15VA Cl 1 Tape Wound Tested Current Transformer ID 40mm Sreeganga |  | 0 | 0 | 1 | 1 | 1 | 0.0 | 0.0 | 0.0 | 0 |  |  | 0.0 | Electrical Components | 200/5A 15VA Cl 1 Tape Wound Tested Current Transformer ID 40mm Sreeganga | 0 | 31-12-2099 | Material Transfer |  | 0.0 |  | 0 | 0 |  | 0 | 0 | 0 | 0 |  | 0 | Item Attribute | 1 | Nos | 0.0 | 0.0 | 0 | 0.0 | 0 | Sree Ganga |  | India |  |  | 0 | 0.0 |  | 0 | 0 |  | 0 | 0 | 0 | 0 |  |  | 0 | 0 | 0 |  | 0 | [5 empty] | 0 |  |  | 0 | [13 empty] | Nos | 1.0 | [10 empty] | Ringlus Electro Controls & Automation PVT LTD | [18 empty] | CGST - RNG | 9.0
[120 empty] | SGST - RNG | 9.0
| 250/5A 15VA Cl 1 Tape Wound Tested Current Transformer ID 45mm Sreeganga | 250/5A 15VA Cl 1 Tape Wound Tested Current Transformer ID 45mm Sreeganga | CSM | Nos |  | 250/5A 15VA Cl 1 Tape Wound Tested Current Transformer ID 45mm Sreeganga |  | 0 | 0 | 1 | 1 | 1 | 0.0 | 0.0 | 0.0 | 0 |  |  | 0.0 | Electrical Components | 250/5A 15VA Cl 1 Tape Wound Tested Current Transformer ID 45mm Sreeganga | 0 | 31-12-2099 | Material Transfer |  | 0.0 |  | 0 | 0 |  | 0 | 0 | 0 | 0 |  | 0 | Item Attribute | 1 | Nos | 0.0 | 0.0 | 0 | 0.0 | 0 | Sree Ganga |  | India |  |  | 0 | 0.0 |  | 0 | 0 |  | 0 | 0 | 0 | 0 |  |  | 0 | 0 | 0 |  | 0 | [5 empty] | 0 |  |  | 0 | [13 empty] | Nos | 1.0 | [10 empty] | Ringlus Electro Controls & Automation PVT LTD | [18 empty] | CGST - RNG | 9.0
[120 empty] | SGST - RNG | 9.0
| 400/5A 15VA Cl 1 Tape Wound Tested Current Transformer ID 50mm Sreeganga | 400/5A 15VA Cl 1 Tape Wound Tested Current Transformer ID 50mm Sreeganga | CSM | Nos |  | 400/5A 15VA Cl 1 Tape Wound Tested Current Transformer ID 50mm Sreeganga |  | 0 | 0 | 1 | 1 | 1 | 0.0 | 0.0 | 0.0 | 0 |  |  | 0.0 | Electrical Components | 400/5A 15VA Cl 1 Tape Wound Tested Current Transformer ID 50mm Sreeganga | 0 | 31-12-2099 | Material Transfer |  | 0.0 |  | 0 | 0 |  | 0 | 0 | 0 | 0 |  | 0 | Item Attribute | 1 | Nos | 0.0 | 0.0 | 0 | 0.0 | 0 | Sree Ganga |  | India |  |  | 0 | 0.0 |  | 0 | 0 |  | 0 | 0 | 0 | 0 |  |  | 0 | 0 | 0 |  | 0 | [5 empty] | 0 |  |  | 0 | [13 empty] | Nos | 1.0 | [10 empty] | Ringlus Electro Controls & Automation PVT LTD | [18 empty] | CGST - RNG | 9.0
[120 empty] | SGST - RNG | 9.0
| 630/5A 15VA Cl 1 Tape Wound Tested Current Transformer ID 60mm Sreeganga | 630/5A 15VA Cl 1 Tape Wound Tested Current Transformer ID 60mm Sreeganga | CSM | Nos |  | 630/5A 15VA Cl 1 Tape Wound Tested Current Transformer ID 60mm Sreeganga |  | 0 | 0 | 1 | 1 | 1 | 0.0 | 0.0 | 0.0 | 0 |  |  | 0.0 | Electrical Components | 630/5A 15VA Cl 1 Tape Wound Tested Current Transformer ID 60mm Sreeganga | 0 | 31-12-2099 | Material Transfer |  | 0.0 |  | 0 | 0 |  | 0 | 0 | 0 | 0 |  | 0 | Item Attribute | 1 | Nos | 0.0 | 0.0 | 0 | 0.0 | 0 | Sree Ganga |  | India |  |  | 0 | 0.0 |  | 0 | 0 |  | 0 | 0 | 0 | 0 |  |  | 0 | 0 | 0 |  | 0 | [5 empty] | 0 |  |  | 0 | [13 empty] | Nos | 1.0 | [10 empty] | Ringlus Electro Controls & Automation PVT LTD | [18 empty] | CGST - RNG | 9.0
[120 empty] | SGST - RNG | 9.0
| 800/5A 15VA Cl 1 Tape Wound Tested Current Transformer ID 70mm Sreeganga | 800/5A 15VA Cl 1 Tape Wound Tested Current Transformer ID 70mm Sreeganga | CSM | Nos |  | 800/5A 15VA Cl 1 Tape Wound Tested Current Transformer ID 70mm Sreeganga |  | 0 | 0 | 1 | 1 | 1 | 0.0 | 0.0 | 0.0 | 0 |  |  | 0.0 | Electrical Components | 800/5A 15VA Cl 1 Tape Wound Tested Current Transformer ID 70mm Sreeganga | 0 | 31-12-2099 | Material Transfer |  | 0.0 |  | 0 | 0 |  | 0 | 0 | 0 | 0 |  | 0 | Item Attribute | 1 | Nos | 0.0 | 0.0 | 0 | 0.0 | 0 | Sree Ganga |  | India |  |  | 0 | 0.0 |  | 0 | 0 |  | 0 | 0 | 0 | 0 |  |  | 0 | 0 | 0 |  | 0 | [5 empty] | 0 |  |  | 0 | [13 empty] | Nos | 1.0 | [10 empty] | Ringlus Electro Controls & Automation PVT LTD | [18 empty] | CGST - RNG | 9.0
[120 empty] | SGST - RNG | 9.0
| 63/5A Class:1 15VA Tape Wound CT PGR | 63/5A Class:1 15VA Tape Wound CT PGR | CSM | Nos |  | 63/5A Class:1 15VA Tape Wound CT PGR |  | 0 | 0 | 1 | 1 | 1 | 0.0 | 0.0 | 0.0 | 0 |  |  | 0.0 | Electrical Components | 63/5A Class:1 15VA Tape Wound CT PGR | 0 | 31-12-2099 | Material Transfer |  | 0.0 |  | 0 | 0 |  | 0 | 0 | 0 | 0 |  | 0 | Item Attribute | 1 | Nos | 0.0 | 0.0 | 0 | 0.0 | 0 | PGR |  | India |  |  | 0 | 0.0 |  | 0 | 0 |  | 0 | 0 | 0 | 0 |  |  | 0 | 0 | 0 |  | 0 | [5 empty] | 0 |  |  | 0 | [13 empty] | Nos | 1.0 | [10 empty] | Ringlus Electro Controls & Automation PVT LTD | [18 empty] | CGST - RNG | 9.0
[120 empty] | SGST - RNG | 9.0
| 80/5A Class:1 15VA Tape Wound CT PGR | 80/5A Class:1 15VA Tape Wound CT PGR | CSM | Nos |  | 80/5A Class:1 15VA Tape Wound CT PGR |  | 0 | 0 | 1 | 1 | 1 | 0.0 | 0.0 | 0.0 | 0 |  |  | 0.0 | Electrical Components | 80/5A Class:1 15VA Tape Wound CT PGR | 0 | 31-12-2099 | Material Transfer |  | 0.0 |  | 0 | 0 |  | 0 | 0 | 0 | 0 |  | 0 | Item Attribute | 1 | Nos | 0.0 | 0.0 | 0 | 0.0 | 0 | PGR |  | India |  |  | 0 | 0.0 |  | 0 | 0 |  | 0 | 0 | 0 | 0 |  |  | 0 | 0 | 0 |  | 0 | [5 empty] | 0 |  |  | 0 | [13 empty] | Nos | 1.0 | [10 empty] | Ringlus Electro Controls & Automation PVT LTD | [18 empty] | CGST - RNG | 9.0
[120 empty] | SGST - RNG | 9.0
| 100/5A Class:1 15VA Tape Wound CT PGR | 100/5A Class:1 15VA Tape Wound CT PGR | CSM | Nos |  | 100/5A Class:1 15VA Tape Wound CT PGR |  | 0 | 0 | 1 | 1 | 1 | 0.0 | 0.0 | 0.0 | 0 |  |  | 0.0 | Electrical Components | 100/5A Class:1 15VA Tape Wound CT PGR | 0 | 31-12-2099 | Material Transfer |  | 0.0 |  | 0 | 0 |  | 0 | 0 | 0 | 0 |  | 0 | Item Attribute | 1 | Nos | 0.0 | 0.0 | 0 | 0.0 | 0 | PGR |  | India |  |  | 0 | 0.0 |  | 0 | 0 |  | 0 | 0 | 0 | 0 |  |  | 0 | 0 | 0 |  | 0 | [5 empty] | 0 |  |  | 0 | [13 empty] | Nos | 1.0 | [10 empty] | Ringlus Electro Controls & Automation PVT LTD | [18 empty] | CGST - RNG | 9.0
[120 empty] | SGST - RNG | 9.0
| 125/5A Class:1 15VA Tape Wound CT PGR | 125/5A Class:1 15VA Tape Wound CT PGR | CSM | Nos |  | 125/5A Class:1 15VA Tape Wound CT PGR |  | 0 | 0 | 1 | 1 | 1 | 0.0 | 0.0 | 0.0 | 0 |  |  | 0.0 | Electrical Components | 125/5A Class:1 15VA Tape Wound CT PGR | 0 | 31-12-2099 | Material Transfer |  | 0.0 |  | 0 | 0 |  | 0 | 0 | 0 | 0 |  | 0 | Item Attribute | 1 | Nos | 0.0 | 0.0 | 0 | 0.0 | 0 | PGR |  | India |  |  | 0 | 0.0 |  | 0 | 0 |  | 0 | 0 | 0 | 0 |  |  | 0 | 0 | 0 |  | 0 | [5 empty] | 0 |  |  | 0 | [13 empty] | Nos | 1.0 | [10 empty] | Ringlus Electro Controls & Automation PVT LTD | [18 empty] | CGST - RNG | 9.0
[120 empty] | SGST - RNG | 9.0
| 160/5A Class:1 15VA Tape Wound CT PGR | 160/5A Class:1 15VA Tape Wound CT PGR | CSM | Nos |  | 160/5A Class:1 15VA Tape Wound CT PGR |  | 0 | 0 | 1 | 1 | 1 | 0.0 | 0.0 | 0.0 | 0 |  |  | 0.0 | Electrical Components | 160/5A Class:1 15VA Tape Wound CT PGR | 0 | 31-12-2099 | Material Transfer |  | 0.0 |  | 0 | 0 |  | 0 | 0 | 0 | 0 |  | 0 | Item Attribute | 1 | Nos | 0.0 | 0.0 | 0 | 0.0 | 0 | PGR |  | India |  |  | 0 | 0.0 |  | 0 | 0 |  | 0 | 0 | 0 | 0 |  |  | 0 | 0 | 0 |  | 0 | [5 empty] | 0 |  |  | 0 | [13 empty] | Nos | 1.0 | [10 empty] | Ringlus Electro Controls & Automation PVT LTD | [18 empty] | CGST - RNG | 9.0
[120 empty] | SGST - RNG | 9.0
| 200/5A Class:1 15VA Tape Wound CT PGR | 200/5A Class:1 15VA Tape Wound CT PGR | CSM | Nos |  | 200/5A Class:1 15VA Tape Wound CT PGR |  | 0 | 0 | 1 | 1 | 1 | 0.0 | 0.0 | 0.0 | 0 |  |  | 0.0 | Electrical Components | 200/5A Class:1 15VA Tape Wound CT PGR | 0 | 31-12-2099 | Material Transfer |  | 0.0 |  | 0 | 0 |  | 0 | 0 | 0 | 0 |  | 0 | Item Attribute | 1 | Nos | 0.0 | 0.0 | 0 | 0.0 | 0 | PGR |  | India |  |  | 0 | 0.0 |  | 0 | 0 |  | 0 | 0 | 0 | 0 |  |  | 0 | 0 | 0 |  | 0 | [5 empty] | 0 |  |  | 0 | [13 empty] | Nos | 1.0 | [10 empty] | Ringlus Electro Controls & Automation PVT LTD | [18 empty] | CGST - RNG | 9.0
[120 empty] | SGST - RNG | 9.0
| 250/5A Class:1 15VA Tape Wound CT PGR | 250/5A Class:1 15VA Tape Wound CT PGR | CSM | Nos |  | 250/5A Class:1 15VA Tape Wound CT PGR |  | 0 | 0 | 1 | 1 | 1 | 0.0 | 0.0 | 0.0 | 0 |  |  | 0.0 | Electrical Components | 250/5A Class:1 15VA Tape Wound CT PGR | 0 | 31-12-2099 | Material Transfer |  | 0.0 |  | 0 | 0 |  | 0 | 0 | 0 | 0 |  | 0 | Item Attribute | 1 | Nos | 0.0 | 0.0 | 0 | 0.0 | 0 | PGR |  | India |  |  | 0 | 0.0 |  | 0 | 0 |  | 0 | 0 | 0 | 0 |  |  | 0 | 0 | 0 |  | 0 | [5 empty] | 0 |  |  | 0 | [13 empty] | Nos | 1.0 | [10 empty] | Ringlus Electro Controls & Automation PVT LTD | [18 empty] | CGST - RNG | 9.0
[120 empty] | SGST - RNG | 9.0
| 320/5A Class:1 15VA Tape Wound CT PGR | 320/5A Class:1 15VA Tape Wound CT PGR | CSM | Nos |  | 320/5A Class:1 15VA Tape Wound CT PGR |  | 0 | 0 | 1 | 1 | 1 | 0.0 | 0.0 | 0.0 | 0 |  |  | 0.0 | Electrical Components | 320/5A Class:1 15VA Tape Wound CT PGR | 0 | 31-12-2099 | Material Transfer |  | 0.0 |  | 0 | 0 |  | 0 | 0 | 0 | 0 |  | 0 | Item Attribute | 1 | Nos | 0.0 | 0.0 | 0 | 0.0 | 0 | PGR |  | India |  |  | 0 | 0.0 |  | 0 | 0 |  | 0 | 0 | 0 | 0 |  |  | 0 | 0 | 0 |  | 0 | [5 empty] | 0 |  |  | 0 | [13 empty] | Nos | 1.0 | [10 empty] | Ringlus Electro Controls & Automation PVT LTD | [18 empty] | CGST - RNG | 9.0
[120 empty] | SGST - RNG | 9.0
| 400/5A Class:1 15VA Tape Wound CT PGR | 400/5A Class:1 15VA Tape Wound CT PGR | CSM | Nos |  | 400/5A Class:1 15VA Tape Wound CT PGR |  | 0 | 0 | 1 | 1 | 1 | 0.0 | 0.0 | 0.0 | 0 |  |  | 0.0 | Electrical Components | 400/5A Class:1 15VA Tape Wound CT PGR | 0 | 31-12-2099 | Material Transfer |  | 0.0 |  | 0 | 0 |  | 0 | 0 | 0 | 0 |  | 0 | Item Attribute | 1 | Nos | 0.0 | 0.0 | 0 | 0.0 | 0 | PGR |  | India |  |  | 0 | 0.0 |  | 0 | 0 |  | 0 | 0 | 0 | 0 |  |  | 0 | 0 | 0 |  | 0 | [5 empty] | 0 |  |  | 0 | [13 empty] | Nos | 1.0 | [10 empty] | Ringlus Electro Controls & Automation PVT LTD | [18 empty] | CGST - RNG | 9.0
[120 empty] | SGST - RNG | 9.0
| 500/5A Class:1 15VA Tape Wound CT PGR | 500/5A Class:1 15VA Tape Wound CT PGR | CSM | Nos |  | 500/5A Class:1 15VA Tape Wound CT PGR |  | 0 | 0 | 1 | 1 | 1 | 0.0 | 0.0 | 0.0 | 0 |  |  | 0.0 | Electrical Components | 500/5A Class:1 15VA Tape Wound CT PGR | 0 | 31-12-2099 | Material Transfer |  | 0.0 |  | 0 | 0 |  | 0 | 0 | 0 | 0 |  | 0 | Item Attribute | 1 | Nos | 0.0 | 0.0 | 0 | 0.0 | 0 | PGR |  | India |  |  | 0 | 0.0 |  | 0 | 0 |  | 0 | 0 | 0 | 0 |  |  | 0 | 0 | 0 |  | 0 | [5 empty] | 0 |  |  | 0 | [13 empty] | Nos | 1.0 | [10 empty] | Ringlus Electro Controls & Automation PVT LTD | [18 empty] | CGST - RNG | 9.0
[120 empty] | SGST - RNG | 9.0
| 630/5A Class:1 15VA Tape Wound CT PGR | 630/5A Class:1 15VA Tape Wound CT PGR | CSM | Nos |  | 630/5A Class:1 15VA Tape Wound CT PGR |  | 0 | 0 | 1 | 1 | 1 | 0.0 | 0.0 | 0.0 | 0 |  |  | 0.0 | Electrical Components | 630/5A Class:1 15VA Tape Wound CT PGR | 0 | 31-12-2099 | Material Transfer |  | 0.0 |  | 0 | 0 |  | 0 | 0 | 0 | 0 |  | 0 | Item Attribute | 1 | Nos | 0.0 | 0.0 | 0 | 0.0 | 0 | PGR |  | India |  |  | 0 | 0.0 |  | 0 | 0 |  | 0 | 0 | 0 | 0 |  |  | 0 | 0 | 0 |  | 0 | [5 empty] | 0 |  |  | 0 | [13 empty] | Nos | 1.0 | [10 empty] | Ringlus Electro Controls & Automation PVT LTD | [18 empty] | CGST - RNG | 9.0
[120 empty] | SGST - RNG | 9.0
| 800/5A Class:1 15VA Tape Wound CT PGR | 800/5A Class:1 15VA Tape Wound CT PGR | CSM | Nos |  | 800/5A Class:1 15VA Tape Wound CT PGR |  | 0 | 0 | 1 | 1 | 1 | 0.0 | 0.0 | 0.0 | 0 |  |  | 0.0 | Electrical Components | 800/5A Class:1 15VA Tape Wound CT PGR | 0 | 31-12-2099 | Material Transfer |  | 0.0 |  | 0 | 0 |  | 0 | 0 | 0 | 0 |  | 0 | Item Attribute | 1 | Nos | 0.0 | 0.0 | 0 | 0.0 | 0 | PGR |  | India |  |  | 0 | 0.0 |  | 0 | 0 |  | 0 | 0 | 0 | 0 |  |  | 0 | 0 | 0 |  | 0 | [5 empty] | 0 |  |  | 0 | [13 empty] | Nos | 1.0 | [10 empty] | Ringlus Electro Controls & Automation PVT LTD | [18 empty] | CGST - RNG | 9.0
[120 empty] | SGST - RNG | 9.0
| 1000/5A Class:1 10VA Tape Wound CT PGR | 1000/5A Class:1 10VA Tape Wound CT PGR | CSM | Nos |  | 1000/5A Class:1 10VA Tape Wound CT PGR |  | 0 | 0 | 1 | 1 | 1 | 0.0 | 0.0 | 0.0 | 0 |  |  | 0.0 | Electrical Components | 1000/5A Class:1 10VA Tape Wound CT PGR | 0 | 31-12-2099 | Material Transfer |  | 0.0 |  | 0 | 0 |  | 0 | 0 | 0 | 0 |  | 0 | Item Attribute | 1 | Nos | 0.0 | 0.0 | 0 | 0.0 | 0 | PGR |  | India |  |  | 0 | 0.0 |  | 0 | 0 |  | 0 | 0 | 0 | 0 |  |  | 0 | 0 | 0 |  | 0 | [5 empty] | 0 |  |  | 0 | [13 empty] | Nos | 1.0 | [10 empty] | Ringlus Electro Controls & Automation PVT LTD | [18 empty] | CGST - RNG | 9.0
[120 empty] | SGST - RNG | 9.0
| 63/5A Class:1 15VA Resin Cast CT PGR | 63/5A Class:1 15VA Resin Cast CT PGR | CSM | Nos |  | 63/5A Class:1 15VA Resin Cast CT PGR |  | 0 | 0 | 1 | 1 | 1 | 0.0 | 0.0 | 0.0 | 0 |  |  | 0.0 | Electrical Components | 63/5A Class:1 15VA Resin Cast CT PGR | 0 | 31-12-2099 | Material Transfer |  | 0.0 |  | 0 | 0 |  | 0 | 0 | 0 | 0 |  | 0 | Item Attribute | 1 | Nos | 0.0 | 0.0 | 0 | 0.0 | 0 | PGR |  | India |  |  | 0 | 0.0 |  | 0 | 0 |  | 0 | 0 | 0 | 0 |  |  | 0 | 0 | 0 |  | 0 | [5 empty] | 0 |  |  | 0 | [13 empty] | Nos | 1.0 | [10 empty] | Ringlus Electro Controls & Automation PVT LTD | [18 empty] | CGST - RNG | 9.0
[120 empty] | SGST - RNG | 9.0
| 80/5A Class:1 15VA Resin Cast CT PGR | 80/5A Class:1 15VA Resin Cast CT PGR | CSM | Nos |  | 80/5A Class:1 15VA Resin Cast CT PGR |  | 0 | 0 | 1 | 1 | 1 | 0.0 | 0.0 | 0.0 | 0 |  |  | 0.0 | Electrical Components | 80/5A Class:1 15VA Resin Cast CT PGR | 0 | 31-12-2099 | Material Transfer |  | 0.0 |  | 0 | 0 |  | 0 | 0 | 0 | 0 |  | 0 | Item Attribute | 1 | Nos | 0.0 | 0.0 | 0 | 0.0 | 0 | PGR |  | India |  |  | 0 | 0.0 |  | 0 | 0 |  | 0 | 0 | 0 | 0 |  |  | 0 | 0 | 0 |  | 0 | [5 empty] | 0 |  |  | 0 | [13 empty] | Nos | 1.0 | [10 empty] | Ringlus Electro Controls & Automation PVT LTD | [18 empty] | CGST - RNG | 9.0
[120 empty] | SGST - RNG | 9.0
| 100/5A Class:1 15VA Resin Cast CT PGR | 100/5A Class:1 15VA Resin Cast CT PGR | CSM | Nos |  | 100/5A Class:1 15VA Resin Cast CT PGR |  | 0 | 0 | 1 | 1 | 1 | 0.0 | 0.0 | 0.0 | 0 |  |  | 0.0 | Electrical Components | 100/5A Class:1 15VA Resin Cast CT PGR | 0 | 31-12-2099 | Material Transfer |  | 0.0 |  | 0 | 0 |  | 0 | 0 | 0 | 0 |  | 0 | Item Attribute | 1 | Nos | 0.0 | 0.0 | 0 | 0.0 | 0 | PGR |  | India |  |  | 0 | 0.0 |  | 0 | 0 |  | 0 | 0 | 0 | 0 |  |  | 0 | 0 | 0 |  | 0 | [5 empty] | 0 |  |  | 0 | [13 empty] | Nos | 1.0 | [10 empty] | Ringlus Electro Controls & Automation PVT LTD | [18 empty] | CGST - RNG | 9.0
[120 empty] | SGST - RNG | 9.0
| 125/5A Class:1 15VA Resin Cast CT PGR | 125/5A Class:1 15VA Resin Cast CT PGR | CSM | Nos |  | 125/5A Class:1 15VA Resin Cast CT PGR |  | 0 | 0 | 1 | 1 | 1 | 0.0 | 0.0 | 0.0 | 0 |  |  | 0.0 | Electrical Components | 125/5A Class:1 15VA Resin Cast CT PGR | 0 | 31-12-2099 | Material Transfer |  | 0.0 |  | 0 | 0 |  | 0 | 0 | 0 | 0 |  | 0 | Item Attribute | 1 | Nos | 0.0 | 0.0 | 0 | 0.0 | 0 | PGR |  | India |  |  | 0 | 0.0 |  | 0 | 0 |  | 0 | 0 | 0 | 0 |  |  | 0 | 0 | 0 |  | 0 | [5 empty] | 0 |  |  | 0 | [13 empty] | Nos | 1.0 | [10 empty] | Ringlus Electro Controls & Automation PVT LTD | [18 empty] | CGST - RNG | 9.0
[120 empty] | SGST - RNG | 9.0
| 160/5A Class:1 15VA Resin Cast CT PGR | 160/5A Class:1 15VA Resin Cast CT PGR | CSM | Nos |  | 160/5A Class:1 15VA Resin Cast CT PGR |  | 0 | 0 | 1 | 1 | 1 | 0.0 | 0.0 | 0.0 | 0 |  |  | 0.0 | Electrical Components | 160/5A Class:1 15VA Resin Cast CT PGR | 0 | 31-12-2099 | Material Transfer |  | 0.0 |  | 0 | 0 |  | 0 | 0 | 0 | 0 |  | 0 | Item Attribute | 1 | Nos | 0.0 | 0.0 | 0 | 0.0 | 0 | PGR |  | India |  |  | 0 | 0.0 |  | 0 | 0 |  | 0 | 0 | 0 | 0 |  |  | 0 | 0 | 0 |  | 0 | [5 empty] | 0 |  |  | 0 | [13 empty] | Nos | 1.0 | [10 empty] | Ringlus Electro Controls & Automation PVT LTD | [18 empty] | CGST - RNG | 9.0
[120 empty] | SGST - RNG | 9.0
| 200/5A Class:1 15VA Resin Cast CT PGR | 200/5A Class:1 15VA Resin Cast CT PGR | CSM | Nos |  | 200/5A Class:1 15VA Resin Cast CT PGR |  | 0 | 0 | 1 | 1 | 1 | 0.0 | 0.0 | 0.0 | 0 |  |  | 0.0 | Electrical Components | 200/5A Class:1 15VA Resin Cast CT PGR | 0 | 31-12-2099 | Material Transfer |  | 0.0 |  | 0 | 0 |  | 0 | 0 | 0 | 0 |  | 0 | Item Attribute | 1 | Nos | 0.0 | 0.0 | 0 | 0.0 | 0 | PGR |  | India |  |  | 0 | 0.0 |  | 0 | 0 |  | 0 | 0 | 0 | 0 |  |  | 0 | 0 | 0 |  | 0 | [5 empty] | 0 |  |  | 0 | [13 empty] | Nos | 1.0 | [10 empty] | Ringlus Electro Controls & Automation PVT LTD | [18 empty] | CGST - RNG | 9.0
[120 empty] | SGST - RNG | 9.0
| 250/5A Class:1 15VA Resin Cast CT PGR | 250/5A Class:1 15VA Resin Cast CT PGR | CSM | Nos |  | 250/5A Class:1 15VA Resin Cast CT PGR |  | 0 | 0 | 1 | 1 | 1 | 0.0 | 0.0 | 0.0 | 0 |  |  | 0.0 | Electrical Components | 250/5A Class:1 15VA Resin Cast CT PGR | 0 | 31-12-2099 | Material Transfer |  | 0.0 |  | 0 | 0 |  | 0 | 0 | 0 | 0 |  | 0 | Item Attribute | 1 | Nos | 0.0 | 0.0 | 0 | 0.0 | 0 | PGR |  | India |  |  | 0 | 0.0 |  | 0 | 0 |  | 0 | 0 | 0 | 0 |  |  | 0 | 0 | 0 |  | 0 | [5 empty] | 0 |  |  | 0 | [13 empty] | Nos | 1.0 | [10 empty] | Ringlus Electro Controls & Automation PVT LTD | [18 empty] | CGST - RNG | 9.0
[120 empty] | SGST - RNG | 9.0
| 320/5A Class:1 15VA Resin Cast CT PGR | 320/5A Class:1 15VA Resin Cast CT PGR | CSM | Nos |  | 320/5A Class:1 15VA Resin Cast CT PGR |  | 0 | 0 | 1 | 1 | 1 | 0.0 | 0.0 | 0.0 | 0 |  |  | 0.0 | Electrical Components | 320/5A Class:1 15VA Resin Cast CT PGR | 0 | 31-12-2099 | Material Transfer |  | 0.0 |  | 0 | 0 |  | 0 | 0 | 0 | 0 |  | 0 | Item Attribute | 1 | Nos | 0.0 | 0.0 | 0 | 0.0 | 0 | PGR |  | India |  |  | 0 | 0.0 |  | 0 | 0 |  | 0 | 0 | 0 | 0 |  |  | 0 | 0 | 0 |  | 0 | [5 empty] | 0 |  |  | 0 | [13 empty] | Nos | 1.0 | [10 empty] | Ringlus Electro Controls & Automation PVT LTD | [18 empty] | CGST - RNG | 9.0
[120 empty] | SGST - RNG | 9.0
| 400/5A Class:1 15VA Resin Cast CT PGR | 400/5A Class:1 15VA Resin Cast CT PGR | CSM | Nos |  | 400/5A Class:1 15VA Resin Cast CT PGR |  | 0 | 0 | 1 | 1 | 1 | 0.0 | 0.0 | 0.0 | 0 |  |  | 0.0 | Electrical Components | 400/5A Class:1 15VA Resin Cast CT PGR | 0 | 31-12-2099 | Material Transfer |  | 0.0 |  | 0 | 0 |  | 0 | 0 | 0 | 0 |  | 0 | Item Attribute | 1 | Nos | 0.0 | 0.0 | 0 | 0.0 | 0 | PGR |  | India |  |  | 0 | 0.0 |  | 0 | 0 |  | 0 | 0 | 0 | 0 |  |  | 0 | 0 | 0 |  | 0 | [5 empty] | 0 |  |  | 0 | [13 empty] | Nos | 1.0 | [10 empty] | Ringlus Electro Controls & Automation PVT LTD | [18 empty] | CGST - RNG | 9.0
[120 empty] | SGST - RNG | 9.0
| 500/5A Class:1 15VA Resin Cast CT PGR | 500/5A Class:1 15VA Resin Cast CT PGR | CSM | Nos |  | 500/5A Class:1 15VA Resin Cast CT PGR |  | 0 | 0 | 1 | 1 | 1 | 0.0 | 0.0 | 0.0 | 0 |  |  | 0.0 | Electrical Components | 500/5A Class:1 15VA Resin Cast CT PGR | 0 | 31-12-2099 | Material Transfer |  | 0.0 |  | 0 | 0 |  | 0 | 0 | 0 | 0 |  | 0 | Item Attribute | 1 | Nos | 0.0 | 0.0 | 0 | 0.0 | 0 | PGR |  | India |  |  | 0 | 0.0 |  | 0 | 0 |  | 0 | 0 | 0 | 0 |  |  | 0 | 0 | 0 |  | 0 | [5 empty] | 0 |  |  | 0 | [13 empty] | Nos | 1.0 | [10 empty] | Ringlus Electro Controls & Automation PVT LTD | [18 empty] | CGST - RNG | 9.0
[120 empty] | SGST - RNG | 9.0
| 630/5A Class:1 15VA Resin Cast CT PGR | 630/5A Class:1 15VA Resin Cast CT PGR | CSM | Nos |  | 630/5A Class:1 15VA Resin Cast CT PGR |  | 0 | 0 | 1 | 1 | 1 | 0.0 | 0.0 | 0.0 | 0 |  |  | 0.0 | Electrical Components | 630/5A Class:1 15VA Resin Cast CT PGR | 0 | 31-12-2099 | Material Transfer |  | 0.0 |  | 0 | 0 |  | 0 | 0 | 0 | 0 |  | 0 | Item Attribute | 1 | Nos | 0.0 | 0.0 | 0 | 0.0 | 0 | PGR |  | India |  |  | 0 | 0.0 |  | 0 | 0 |  | 0 | 0 | 0 | 0 |  |  | 0 | 0 | 0 |  | 0 | [5 empty] | 0 |  |  | 0 | [13 empty] | Nos | 1.0 | [10 empty] | Ringlus Electro Controls & Automation PVT LTD | [18 empty] | CGST - RNG | 9.0
[120 empty] | SGST - RNG | 9.0
| 800/5A Class:1 15VA Resin Cast CT PGR | 800/5A Class:1 15VA Resin Cast CT PGR | CSM | Nos |  | 800/5A Class:1 15VA Resin Cast CT PGR |  | 0 | 0 | 1 | 1 | 1 | 0.0 | 0.0 | 0.0 | 0 |  |  | 0.0 | Electrical Components | 800/5A Class:1 15VA Resin Cast CT PGR | 0 | 31-12-2099 | Material Transfer |  | 0.0 |  | 0 | 0 |  | 0 | 0 | 0 | 0 |  | 0 | Item Attribute | 1 | Nos | 0.0 | 0.0 | 0 | 0.0 | 0 | PGR |  | India |  |  | 0 | 0.0 |  | 0 | 0 |  | 0 | 0 | 0 | 0 |  |  | 0 | 0 | 0 |  | 0 | [5 empty] | 0 |  |  | 0 | [13 empty] | Nos | 1.0 | [10 empty] | Ringlus Electro Controls & Automation PVT LTD | [18 empty] | CGST - RNG | 9.0
[120 empty] | SGST - RNG | 9.0
| 1250/5A Class:1 10VA Resin Cast CT PGR | 1250/5A Class:1 10VA Resin Cast CT PGR | CSM | Nos |  | 1250/5A Class:1 10VA Resin Cast CT PGR |  | 0 | 0 | 1 | 1 | 1 | 0.0 | 0.0 | 0.0 | 0 |  |  | 0.0 | Electrical Components | 1250/5A Class:1 10VA Resin Cast CT PGR | 0 | 31-12-2099 | Material Transfer |  | 0.0 |  | 0 | 0 |  | 0 | 0 | 0 | 0 |  | 0 | Item Attribute | 1 | Nos | 0.0 | 0.0 | 0 | 0.0 | 0 | PGR |  | India |  |  | 0 | 0.0 |  | 0 | 0 |  | 0 | 0 | 0 | 0 |  |  | 0 | 0 | 0 |  | 0 | [5 empty] | 0 |  |  | 0 | [13 empty] | Nos | 1.0 | [10 empty] | Ringlus Electro Controls & Automation PVT LTD | [18 empty] | CGST - RNG | 9.0
[120 empty] | SGST - RNG | 9.0
| 1600/5A Class:1 10VA resin Cast CT Make: Sree Ganga | 1600/5A Class:1 10VA resin Cast CT Make: Sree Ganga | CSM | Nos |  | 1600/5A Class:1 10VA resin Cast CT Make: Sree Ganga |  | 0 | 0 | 1 | 1 | 1 | 0.0 | 0.0 | 0.0 | 0 |  |  | 0.0 | Electrical Components | 1600/5A Class:1 10VA resin Cast CT Make: Sree Ganga | 0 | 31-12-2099 | Material Transfer |  | 0.0 |  | 0 | 0 |  | 0 | 0 | 0 | 0 |  | 0 | Item Attribute | 1 | Nos | 0.0 | 0.0 | 0 | 0.0 | 0 | PGR |  | India |  |  | 0 | 0.0 |  | 0 | 0 |  | 0 | 0 | 0 | 0 |  |  | 0 | 0 | 0 |  | 0 | [5 empty] | 0 |  |  | 0 | [13 empty] | Nos | 1.0 | [10 empty] | Ringlus Electro Controls & Automation PVT LTD | [18 empty] | CGST - RNG | 9.0
[120 empty] | SGST - RNG | 9.0
| 40/5A Class:5P10 15VA resin Cast CT PGR | 40/5A Class:5P10 15VA resin Cast CT PGR | CSM | Nos |  | 40/5A Class:5P10 15VA resin Cast CT PGR |  | 0 | 0 | 1 | 1 | 1 | 0.0 | 0.0 | 0.0 | 0 |  |  | 0.0 | Electrical Components | 40/5A Class:5P10 15VA resin Cast CT PGR | 0 | 31-12-2099 | Material Transfer |  | 0.0 |  | 0 | 0 |  | 0 | 0 | 0 | 0 |  | 0 | Item Attribute | 1 | Nos | 0.0 | 0.0 | 0 | 0.0 | 0 | PGR |  | India |  |  | 0 | 0.0 |  | 0 | 0 |  | 0 | 0 | 0 | 0 |  |  | 0 | 0 | 0 |  | 0 | [5 empty] | 0 |  |  | 0 | [13 empty] | Nos | 1.0 | [10 empty] | Ringlus Electro Controls & Automation PVT LTD | [18 empty] | CGST - RNG | 9.0
[120 empty] | SGST - RNG | 9.0
| 300/5A Class: 5P10 15VA Resin Cast CT PGR | 300/5A Class: 5P10 15VA Resin Cast CT PGR | CSM | Nos |  | 300/5A Class: 5P10 15VA Resin Cast CT PGR |  | 0 | 0 | 1 | 1 | 1 | 0.0 | 0.0 | 0.0 | 0 |  |  | 0.0 | Electrical Components | 300/5A Class: 5P10 15VA Resin Cast CT PGR | 0 | 31-12-2099 | Material Transfer |  | 0.0 |  | 0 | 0 |  | 0 | 0 | 0 | 0 |  | 0 | Item Attribute | 1 | Nos | 0.0 | 0.0 | 0 | 0.0 | 0 | PGR |  | India |  |  | 0 | 0.0 |  | 0 | 0 |  | 0 | 0 | 0 | 0 |  |  | 0 | 0 | 0 |  | 0 | [5 empty] | 0 |  |  | 0 | [13 empty] | Nos | 1.0 | [10 empty] | Ringlus Electro Controls & Automation PVT LTD | [18 empty] | CGST - RNG | 9.0
[120 empty] | SGST - RNG | 9.0
| 1250/5A Class: 5P10 10VA Resin Cast CT PGR | 1250/5A Class: 5P10 10VA Resin Cast CT PGR | CSM | Nos |  | 1250/5A Class: 5P10 10VA Resin Cast CT PGR |  | 0 | 0 | 1 | 1 | 1 | 0.0 | 0.0 | 0.0 | 0 |  |  | 0.0 | Electrical Components | 1250/5A Class: 5P10 10VA Resin Cast CT PGR | 0 | 31-12-2099 | Material Transfer |  | 0.0 |  | 0 | 0 |  | 0 | 0 | 0 | 0 |  | 0 | Item Attribute | 1 | Nos | 0.0 | 0.0 | 0 | 0.0 | 0 | PGR |  | India |  |  | 0 | 0.0 |  | 0 | 0 |  | 0 | 0 | 0 | 0 |  |  | 0 | 0 | 0 |  | 0 | [5 empty] | 0 |  |  | 0 | [13 empty] | Nos | 1.0 | [10 empty] | Ringlus Electro Controls & Automation PVT LTD | [18 empty] | CGST - RNG | 9.0
[120 empty] | SGST - RNG | 9.0
| 160/5A Class: 5P10 15VA Tape Wound CT PGR | 160/5A Class: 5P10 15VA Tape Wound CT PGR | CSM | Nos |  | 160/5A Class: 5P10 15VA Tape Wound CT PGR |  | 0 | 0 | 1 | 1 | 1 | 0.0 | 0.0 | 0.0 | 0 |  |  | 0.0 | Electrical Components | 160/5A Class: 5P10 15VA Tape Wound CT PGR | 0 | 31-12-2099 | Material Transfer |  | 0.0 |  | 0 | 0 |  | 0 | 0 | 0 | 0 |  | 0 | Item Attribute | 1 | Nos | 0.0 | 0.0 | 0 | 0.0 | 0 | PGR |  | India |  |  | 0 | 0.0 |  | 0 | 0 |  | 0 | 0 | 0 | 0 |  |  | 0 | 0 | 0 |  | 0 | [5 empty] | 0 |  |  | 0 | [13 empty] | Nos | 1.0 | [10 empty] | Ringlus Electro Controls & Automation PVT LTD | [18 empty] | CGST - RNG | 9.0
[120 empty] | SGST - RNG | 9.0
| 200/5A Class: 5P10 15VA Tape Wound CT PGR | 200/5A Class: 5P10 15VA Tape Wound CT PGR | CSM | Nos |  | 200/5A Class: 5P10 15VA Tape Wound CT PGR |  | 0 | 0 | 1 | 1 | 1 | 0.0 | 0.0 | 0.0 | 0 |  |  | 0.0 | Electrical Components | 200/5A Class: 5P10 15VA Tape Wound CT PGR | 0 | 31-12-2099 | Material Transfer |  | 0.0 |  | 0 | 0 |  | 0 | 0 | 0 | 0 |  | 0 | Item Attribute | 1 | Nos | 0.0 | 0.0 | 0 | 0.0 | 0 | PGR |  | India |  |  | 0 | 0.0 |  | 0 | 0 |  | 0 | 0 | 0 | 0 |  |  | 0 | 0 | 0 |  | 0 | [5 empty] | 0 |  |  | 0 | [13 empty] | Nos | 1.0 | [10 empty] | Ringlus Electro Controls & Automation PVT LTD | [18 empty] | CGST - RNG | 9.0
[120 empty] | SGST - RNG | 9.0
| 250/5A Class: 5P10 15VA Tape Wound CT PGR | 250/5A Class: 5P10 15VA Tape Wound CT PGR | CSM | Nos |  | 250/5A Class: 5P10 15VA Tape Wound CT PGR |  | 0 | 0 | 1 | 1 | 1 | 0.0 | 0.0 | 0.0 | 0 |  |  | 0.0 | Electrical Components | 250/5A Class: 5P10 15VA Tape Wound CT PGR | 0 | 31-12-2099 | Material Transfer |  | 0.0 |  | 0 | 0 |  | 0 | 0 | 0 | 0 |  | 0 | Item Attribute | 1 | Nos | 0.0 | 0.0 | 0 | 0.0 | 0 | PGR |  | India |  |  | 0 | 0.0 |  | 0 | 0 |  | 0 | 0 | 0 | 0 |  |  | 0 | 0 | 0 |  | 0 | [5 empty] | 0 |  |  | 0 | [13 empty] | Nos | 1.0 | [10 empty] | Ringlus Electro Controls & Automation PVT LTD | [18 empty] | CGST - RNG | 9.0
[120 empty] | SGST - RNG | 9.0
| 320/5A Class: 5P10 15VA Tape Wound CT PGR | 320/5A Class: 5P10 15VA Tape Wound CT PGR | CSM | Nos |  | 320/5A Class: 5P10 15VA Tape Wound CT PGR |  | 0 | 0 | 1 | 1 | 1 | 0.0 | 0.0 | 0.0 | 0 |  |  | 0.0 | Electrical Components | 320/5A Class: 5P10 15VA Tape Wound CT PGR | 0 | 31-12-2099 | Material Transfer |  | 0.0 |  | 0 | 0 |  | 0 | 0 | 0 | 0 |  | 0 | Item Attribute | 1 | Nos | 0.0 | 0.0 | 0 | 0.0 | 0 | PGR |  | India |  |  | 0 | 0.0 |  | 0 | 0 |  | 0 | 0 | 0 | 0 |  |  | 0 | 0 | 0 |  | 0 | [5 empty] | 0 |  |  | 0 | [13 empty] | Nos | 1.0 | [10 empty] | Ringlus Electro Controls & Automation PVT LTD | [18 empty] | CGST - RNG | 9.0
[120 empty] | SGST - RNG | 9.0
| 400/5A Class: 5P10 15VA Tape Wound CT PGR | 400/5A Class: 5P10 15VA Tape Wound CT PGR | CSM | Nos |  | 400/5A Class: 5P10 15VA Tape Wound CT PGR |  | 0 | 0 | 1 | 1 | 1 | 0.0 | 0.0 | 0.0 | 0 |  |  | 0.0 | Electrical Components | 400/5A Class: 5P10 15VA Tape Wound CT PGR | 0 | 31-12-2099 | Material Transfer |  | 0.0 |  | 0 | 0 |  | 0 | 0 | 0 | 0 |  | 0 | Item Attribute | 1 | Nos | 0.0 | 0.0 | 0 | 0.0 | 0 | PGR |  | India |  |  | 0 | 0.0 |  | 0 | 0 |  | 0 | 0 | 0 | 0 |  |  | 0 | 0 | 0 |  | 0 | [5 empty] | 0 |  |  | 0 | [13 empty] | Nos | 1.0 | [10 empty] | Ringlus Electro Controls & Automation PVT LTD | [18 empty] | CGST - RNG | 9.0
[120 empty] | SGST - RNG | 9.0
| 500/5A Class: 5P10 15VA Tape Wound CT PGR | 500/5A Class: 5P10 15VA Tape Wound CT PGR | CSM | Nos |  | 500/5A Class: 5P10 15VA Tape Wound CT PGR |  | 0 | 0 | 1 | 1 | 1 | 0.0 | 0.0 | 0.0 | 0 |  |  | 0.0 | Electrical Components | 500/5A Class: 5P10 15VA Tape Wound CT PGR | 0 | 31-12-2099 | Material Transfer |  | 0.0 |  | 0 | 0 |  | 0 | 0 | 0 | 0 |  | 0 | Item Attribute | 1 | Nos | 0.0 | 0.0 | 0 | 0.0 | 0 | PGR |  | India |  |  | 0 | 0.0 |  | 0 | 0 |  | 0 | 0 | 0 | 0 |  |  | 0 | 0 | 0 |  | 0 | [5 empty] | 0 |  |  | 0 | [13 empty] | Nos | 1.0 | [10 empty] | Ringlus Electro Controls & Automation PVT LTD | [18 empty] | CGST - RNG | 9.0
[120 empty] | SGST - RNG | 9.0
| 630/5A Class: 5P10 15VA Tape Wound CT PGR | 630/5A Class: 5P10 15VA Tape Wound CT PGR | CSM | Nos |  | 630/5A Class: 5P10 15VA Tape Wound CT PGR |  | 0 | 0 | 1 | 1 | 1 | 0.0 | 0.0 | 0.0 | 0 |  |  | 0.0 | Electrical Components | 630/5A Class: 5P10 15VA Tape Wound CT PGR | 0 | 31-12-2099 | Material Transfer |  | 0.0 |  | 0 | 0 |  | 0 | 0 | 0 | 0 |  | 0 | Item Attribute | 1 | Nos | 0.0 | 0.0 | 0 | 0.0 | 0 | PGR |  | India |  |  | 0 | 0.0 |  | 0 | 0 |  | 0 | 0 | 0 | 0 |  |  | 0 | 0 | 0 |  | 0 | [5 empty] | 0 |  |  | 0 | [13 empty] | Nos | 1.0 | [10 empty] | Ringlus Electro Controls & Automation PVT LTD | [18 empty] | CGST - RNG | 9.0
[120 empty] | SGST - RNG | 9.0
| 800/5A Class: 5P10 15VA Tape Wound CT PGR | 800/5A Class: 5P10 15VA Tape Wound CT PGR | CSM | Nos |  | 800/5A Class: 5P10 15VA Tape Wound CT PGR |  | 0 | 0 | 1 | 1 | 1 | 0.0 | 0.0 | 0.0 | 0 |  |  | 0.0 | Electrical Components | 800/5A Class: 5P10 15VA Tape Wound CT PGR | 0 | 31-12-2099 | Material Transfer |  | 0.0 |  | 0 | 0 |  | 0 | 0 | 0 | 0 |  | 0 | Item Attribute | 1 | Nos | 0.0 | 0.0 | 0 | 0.0 | 0 | PGR |  | India |  |  | 0 | 0.0 |  | 0 | 0 |  | 0 | 0 | 0 | 0 |  |  | 0 | 0 | 0 |  | 0 | [5 empty] | 0 |  |  | 0 | [13 empty] | Nos | 1.0 | [10 empty] | Ringlus Electro Controls & Automation PVT LTD | [18 empty] | CGST - RNG | 9.0
[120 empty] | SGST - RNG | 9.0
| 25/5A Class:1 15 VA Tape wound base fixing CT PGR | 25/5A Class:1 15 VA Tape wound base fixing CT PGR | CSM | Nos |  | 25/5A Class:1 15 VA Tape wound base fixing CT PGR |  | 0 | 0 | 1 | 1 | 1 | 0.0 | 0.0 | 0.0 | 0 |  |  | 0.0 | Electrical Components | 25/5A Class:1 15 VA Tape wound base fixing CT PGR | 0 | 31-12-2099 | Material Transfer |  | 0.0 |  | 0 | 0 |  | 0 | 0 | 0 | 0 |  | 0 | Item Attribute | 1 | Nos | 0.0 | 0.0 | 0 | 0.0 | 0 | PGR |  | India |  |  | 0 | 0.0 |  | 0 | 0 |  | 0 | 0 | 0 | 0 |  |  | 0 | 0 | 0 |  | 0 | [5 empty] | 0 |  |  | 0 | [13 empty] | Nos | 1.0 | [10 empty] | Ringlus Electro Controls & Automation PVT LTD | [18 empty] | CGST - RNG | 9.0
[120 empty] | SGST - RNG | 9.0
| 32/5A Class:1 15 VA Tape wound base fixing CT PGR | 32/5A Class:1 15 VA Tape wound base fixing CT PGR | CSM | Nos |  | 32/5A Class:1 15 VA Tape wound base fixing CT PGR |  | 0 | 0 | 1 | 1 | 1 | 0.0 | 0.0 | 0.0 | 0 |  |  | 0.0 | Electrical Components | 32/5A Class:1 15 VA Tape wound base fixing CT PGR | 0 | 31-12-2099 | Material Transfer |  | 0.0 |  | 0 | 0 |  | 0 | 0 | 0 | 0 |  | 0 | Item Attribute | 1 | Nos | 0.0 | 0.0 | 0 | 0.0 | 0 | PGR |  | India |  |  | 0 | 0.0 |  | 0 | 0 |  | 0 | 0 | 0 | 0 |  |  | 0 | 0 | 0 |  | 0 | [5 empty] | 0 |  |  | 0 | [13 empty] | Nos | 1.0 | [10 empty] | Ringlus Electro Controls & Automation PVT LTD | [18 empty] | CGST - RNG | 9.0
[120 empty] | SGST - RNG | 9.0
| 40/5A Class:1 15 VA Tape wound base fixing CT PGR | 40/5A Class:1 15 VA Tape wound base fixing CT PGR | CSM | Nos |  | 40/5A Class:1 15 VA Tape wound base fixing CT PGR |  | 0 | 0 | 1 | 1 | 1 | 0.0 | 0.0 | 0.0 | 0 |  |  | 0.0 | Electrical Components | 40/5A Class:1 15 VA Tape wound base fixing CT PGR | 0 | 31-12-2099 | Material Transfer |  | 0.0 |  | 0 | 0 |  | 0 | 0 | 0 | 0 |  | 0 | Item Attribute | 1 | Nos | 0.0 | 0.0 | 0 | 0.0 | 0 | PGR |  | India |  |  | 0 | 0.0 |  | 0 | 0 |  | 0 | 0 | 0 | 0 |  |  | 0 | 0 | 0 |  | 0 | [5 empty] | 0 |  |  | 0 | [13 empty] | Nos | 1.0 | [10 empty] | Ringlus Electro Controls & Automation PVT LTD | [18 empty] | CGST - RNG | 9.0
[120 empty] | SGST - RNG | 9.0
| 63/5A Class:1 15 VA Tape wound base fixing CT PGR | 63/5A Class:1 15 VA Tape wound base fixing CT PGR | CSM | Nos |  | 63/5A Class:1 15 VA Tape wound base fixing CT PGR |  | 0 | 0 | 1 | 1 | 1 | 0.0 | 0.0 | 0.0 | 0 |  |  | 0.0 | Electrical Components | 63/5A Class:1 15 VA Tape wound base fixing CT PGR | 0 | 31-12-2099 | Material Transfer |  | 0.0 |  | 0 | 0 |  | 0 | 0 | 0 | 0 |  | 0 | Item Attribute | 1 | Nos | 0.0 | 0.0 | 0 | 0.0 | 0 | PGR |  | India |  |  | 0 | 0.0 |  | 0 | 0 |  | 0 | 0 | 0 | 0 |  |  | 0 | 0 | 0 |  | 0 | [5 empty] | 0 |  |  | 0 | [13 empty] | Nos | 1.0 | [10 empty] | Ringlus Electro Controls & Automation PVT LTD | [18 empty] | CGST - RNG | 9.0
[120 empty] | SGST - RNG | 9.0
| 80/5A Class:1 15 VA Tape wound base fixing CT PGR | 80/5A Class:1 15 VA Tape wound base fixing CT PGR | CSM | Nos |  | 80/5A Class:1 15 VA Tape wound base fixing CT PGR |  | 0 | 0 | 1 | 1 | 1 | 0.0 | 0.0 | 0.0 | 0 |  |  | 0.0 | Electrical Components | 80/5A Class:1 15 VA Tape wound base fixing CT PGR | 0 | 31-12-2099 | Material Transfer |  | 0.0 |  | 0 | 0 |  | 0 | 0 | 0 | 0 |  | 0 | Item Attribute | 1 | Nos | 0.0 | 0.0 | 0 | 0.0 | 0 | PGR |  | India |  |  | 0 | 0.0 |  | 0 | 0 |  | 0 | 0 | 0 | 0 |  |  | 0 | 0 | 0 |  | 0 | [5 empty] | 0 |  |  | 0 | [13 empty] | Nos | 1.0 | [10 empty] | Ringlus Electro Controls & Automation PVT LTD | [18 empty] | CGST - RNG | 9.0
[120 empty] | SGST - RNG | 9.0
| 100/5A Class:1 15 VA Tape wound base fixing CT PGR | 100/5A Class:1 15 VA Tape wound base fixing CT PGR | CSM | Nos |  | 100/5A Class:1 15 VA Tape wound base fixing CT PGR |  | 0 | 0 | 1 | 1 | 1 | 0.0 | 0.0 | 0.0 | 0 |  |  | 0.0 | Electrical Components | 100/5A Class:1 15 VA Tape wound base fixing CT PGR | 0 | 31-12-2099 | Material Transfer |  | 0.0 |  | 0 | 0 |  | 0 | 0 | 0 | 0 |  | 0 | Item Attribute | 1 | Nos | 0.0 | 0.0 | 0 | 0.0 | 0 | PGR |  | India |  |  | 0 | 0.0 |  | 0 | 0 |  | 0 | 0 | 0 | 0 |  |  | 0 | 0 | 0 |  | 0 | [5 empty] | 0 |  |  | 0 | [13 empty] | Nos | 1.0 | [10 empty] | Ringlus Electro Controls & Automation PVT LTD | [18 empty] | CGST - RNG | 9.0
[120 empty] | SGST - RNG | 9.0
| 200/5A Class:0.5 15VA Resin Cast CT PGR | 200/5A Class:0.5 15VA Resin Cast CT PGR | CSM | Nos |  | 200/5A Class:0.5 15VA Resin Cast CT PGR |  | 0 | 0 | 1 | 1 | 1 | 0.0 | 0.0 | 0.0 | 0 |  |  | 0.0 | Electrical Components | 200/5A Class:0.5 15VA Resin Cast CT PGR | 0 | 31-12-2099 | Material Transfer |  | 0.0 |  | 0 | 0 |  | 0 | 0 | 0 | 0 |  | 0 | Item Attribute | 1 | Nos | 0.0 | 0.0 | 0 | 0.0 | 0 | PGR |  | India |  |  | 0 | 0.0 |  | 0 | 0 |  | 0 | 0 | 0 | 0 |  |  | 0 | 0 | 0 |  | 0 | [5 empty] | 0 |  |  | 0 | [13 empty] | Nos | 1.0 | [10 empty] | Ringlus Electro Controls & Automation PVT LTD | [18 empty] | CGST - RNG | 9.0
[120 empty] | SGST - RNG | 9.0
| 400/5A Class:0.5 Resin Cast CT PGR | 400/5A Class:0.5 Resin Cast CT PGR | CSM | Nos |  | 400/5A Class:0.5 Resin Cast CT PGR |  | 0 | 0 | 1 | 1 | 1 | 0.0 | 0.0 | 0.0 | 0 |  |  | 0.0 | Electrical Components | 400/5A Class:0.5 Resin Cast CT PGR | 0 | 31-12-2099 | Material Transfer |  | 0.0 |  | 0 | 0 |  | 0 | 0 | 0 | 0 |  | 0 | Item Attribute | 1 | Nos | 0.0 | 0.0 | 0 | 0.0 | 0 | PGR |  | India |  |  | 0 | 0.0 |  | 0 | 0 |  | 0 | 0 | 0 | 0 |  |  | 0 | 0 | 0 |  | 0 | [5 empty] | 0 |  |  | 0 | [13 empty] | Nos | 1.0 | [10 empty] | Ringlus Electro Controls & Automation PVT LTD | [18 empty] | CGST - RNG | 9.0
[120 empty] | SGST - RNG | 9.0
| 20/5A Class:1 15 VA Tape wound base fixing CT PGR | 20/5A Class:1 15 VA Tape wound base fixing CT PGR | CSM | Nos |  | 20/5A Class:1 15 VA Tape wound base fixing CT PGR |  | 0 | 0 | 1 | 1 | 1 | 0.0 | 0.0 | 0.0 | 0 |  |  | 0.0 | Electrical Components | 20/5A Class:1 15 VA Tape wound base fixing CT PGR | 0 | 31-12-2099 | Material Transfer |  | 0.0 |  | 0 | 0 |  | 0 | 0 | 0 | 0 |  | 0 | Item Attribute | 1 | Nos | 0.0 | 0.0 | 0 | 0.0 | 0 | PGR |  | India |  |  | 0 | 0.0 |  | 0 | 0 |  | 0 | 0 | 0 | 0 |  |  | 0 | 0 | 0 |  | 0 | [5 empty] | 0 |  |  | 0 | [13 empty] | Nos | 1.0 | [10 empty] | Ringlus Electro Controls & Automation PVT LTD | [18 empty] | CGST - RNG | 9.0
[120 empty] | SGST - RNG | 9.0
| 1600/5A Class:PS 15VA Resin Cast CT PGR | 1600/5A Class:PS 15VA Resin Cast CT PGR | CSM | Nos |  | 1600/5A Class:PS 15VA Resin Cast CT PGR |  | 0 | 0 | 1 | 1 | 1 | 0.0 | 0.0 | 0.0 | 0 |  |  | 0.0 | Electrical Components | 1600/5A Class:PS 15VA Resin Cast CT PGR | 0 | 31-12-2099 | Material Transfer |  | 0.0 |  | 0 | 0 |  | 0 | 0 | 0 | 0 |  | 0 | Item Attribute | 1 | Nos | 0.0 | 0.0 | 0 | 0.0 | 0 | PGR |  | India |  |  | 0 | 0.0 |  | 0 | 0 |  | 0 | 0 | 0 | 0 |  |  | 0 | 0 | 0 |  | 0 | [5 empty] | 0 |  |  | 0 | [13 empty] | Nos | 1.0 | [10 empty] | Ringlus Electro Controls & Automation PVT LTD | [18 empty] | CGST - RNG | 9.0
[120 empty] | SGST - RNG | 9.0
| Illuminated PB Red With NC Element Esbee | Illuminated PB Red With NC Element Esbee | CSM | Nos |  | Illuminated PB Red With NC Element Esbee |  | 0 | 0 | 1 | 1 | 1 | 0.0 | 0.0 | 0.0 | 0 |  |  | 0.0 | Electrical Components | Illuminated PB Red With NC Element Esbee | 0 | 31-12-2099 | Material Transfer |  | 0.0 |  | 0 | 0 |  | 0 | 0 | 0 | 0 |  | 0 | Item Attribute | 1 | Nos | 0.0 | 0.0 | 0 | 0.0 | 0 | Esbee |  | India |  |  | 0 | 0.0 |  | 0 | 0 |  | 0 | 0 | 0 | 0 |  |  | 0 | 0 | 0 |  | 0 | [5 empty] | 0 |  |  | 0 | [13 empty] | Nos | 1.0 | [10 empty] | Ringlus Electro Controls & Automation PVT LTD | [18 empty] | CGST - RNG | 9.0
[120 empty] | SGST - RNG | 9.0
| Illuminated PB Green With NO Element Esbee | Illuminated PB Green With NO Element Esbee | CSM | Nos |  | Illuminated PB Green With NO Element Esbee |  | 0 | 0 | 1 | 1 | 1 | 0.0 | 0.0 | 0.0 | 0 |  |  | 0.0 | Electrical Components | Illuminated PB Green With NO Element Esbee | 0 | 31-12-2099 | Material Transfer |  | 0.0 |  | 0 | 0 |  | 0 | 0 | 0 | 0 |  | 0 | Item Attribute | 1 | Nos | 0.0 | 0.0 | 0 | 0.0 | 0 | Esbee |  | India |  |  | 0 | 0.0 |  | 0 | 0 |  | 0 | 0 | 0 | 0 |  |  | 0 | 0 | 0 |  | 0 | [5 empty] | 0 |  |  | 0 | [13 empty] | Nos | 1.0 | [10 empty] | Ringlus Electro Controls & Automation PVT LTD | [18 empty] | CGST - RNG | 9.0
[120 empty] | SGST - RNG | 9.0
| Voltmeter Selector Switch Salzer | Voltmeter Selector Switch Salzer | CSM | Nos |  | Voltmeter Selector Switch Salzer |  | 0 | 0 | 1 | 1 | 1 | 0.0 | 0.0 | 0.0 | 0 |  |  | 0.0 | Electrical Components | Voltmeter Selector Switch Salzer | 0 | 31-12-2099 | Material Transfer |  | 0.0 |  | 0 | 0 |  | 0 | 0 | 0 | 0 |  | 0 | Item Attribute | 1 | Nos | 0.0 | 0.0 | 0 | 0.0 | 0 | Salzer |  | India |  |  | 0 | 0.0 |  | 0 | 0 |  | 0 | 0 | 0 | 0 |  |  | 0 | 0 | 0 |  | 0 | [5 empty] | 0 |  |  | 0 | [13 empty] | Nos | 1.0 | [10 empty] | Ringlus Electro Controls & Automation PVT LTD | [18 empty] | CGST - RNG | 9.0
[120 empty] | SGST - RNG | 9.0
| Ammeter Selector Switch Salzer | Ammeter Selector Switch Salzer | CSM | Nos |  | Ammeter Selector Switch Salzer |  | 0 | 0 | 1 | 1 | 1 | 0.0 | 0.0 | 0.0 | 0 |  |  | 0.0 | Electrical Components | Ammeter Selector Switch Salzer | 0 | 31-12-2099 | Material Transfer |  | 0.0 |  | 0 | 0 |  | 0 | 0 | 0 | 0 |  | 0 | Item Attribute | 1 | Nos | 0.0 | 0.0 | 0 | 0.0 | 0 | Salzer |  | India |  |  | 0 | 0.0 |  | 0 | 0 |  | 0 | 0 | 0 | 0 |  |  | 0 | 0 | 0 |  | 0 | [5 empty] | 0 |  |  | 0 | [13 empty] | Nos | 1.0 | [10 empty] | Ringlus Electro Controls & Automation PVT LTD | [18 empty] | CGST - RNG | 9.0
[120 empty] | SGST - RNG | 9.0
| kWh Counter type meter CL 1(3Ph 4W 240V 5A L&T | kWh Counter type meter CL 1(3Ph 4W 240V 5A L&T | LTMTR | Nos |  | kWh Counter type meter CL 1(3Ph 4W 240V 5A L&T |  | 0 | 0 | 1 | 1 | 1 | 0.0 | 0.0 | 0.0 | 0 |  |  | 0.0 | Electrical Components | kWh Counter type meter CL 1(3Ph 4W 240V 5A L&T | 0 | 31-12-2099 | Material Transfer |  | 0.0 |  | 0 | 0 |  | 0 | 0 | 0 | 0 |  | 0 | Item Attribute | 1 | Nos | 0.0 | 0.0 | 0 | 0.0 | 0 | L&T | WL403010OOOO | India |  |  | 0 | 0.0 |  | 0 | 0 |  | 0 | 0 | 0 | 0 |  |  | 0 | 0 | 0 |  | 0 | [5 empty] | 0 |  |  | 0 | [13 empty] | Nos | 1.0 | [10 empty] | Ringlus Electro Controls & Automation PVT LTD | [18 empty] | CGST - RNG | 9.0
[120 empty] | SGST - RNG | 9.0
| Energy meter 1P 5-40A Cl 1 DIN L&T | Energy meter 1P 5-40A Cl 1 DIN L&T | LTMTR | Nos |  | Energy meter 1P 5-40A Cl 1 DIN L&T |  | 0 | 0 | 1 | 1 | 1 | 0.0 | 0.0 | 0.0 | 0 |  |  | 0.0 | Electrical Components | Energy meter 1P 5-40A Cl 1 DIN L&T | 0 | 31-12-2099 | Material Transfer |  | 0.0 |  | 0 | 0 |  | 0 | 0 | 0 | 0 |  | 0 | Item Attribute | 1 | Nos | 0.0 | 0.0 | 0 | 0.0 | 0 | L&T | WD4000101OOO | India |  |  | 0 | 0.0 |  | 0 | 0 |  | 0 | 0 | 0 | 0 |  |  | 0 | 0 | 0 |  | 0 | [5 empty] | 0 |  |  | 0 | [13 empty] | Nos | 1.0 | [10 empty] | Ringlus Electro Controls & Automation PVT LTD | [18 empty] | CGST - RNG | 9.0
[120 empty] | SGST - RNG | 9.0
| Energy meter 3P 10-60A Cl 1 DIN L&T | Energy meter 3P 10-60A Cl 1 DIN L&T | LTMTR | Nos |  | Energy meter 3P 10-60A Cl 1 DIN L&T |  | 0 | 0 | 1 | 1 | 1 | 0.0 | 0.0 | 0.0 | 0 |  |  | 0.0 | Electrical Components | Energy meter 3P 10-60A Cl 1 DIN L&T | 0 | 31-12-2099 | Material Transfer |  | 0.0 |  | 0 | 0 |  | 0 | 0 | 0 | 0 |  | 0 | Item Attribute | 1 | Nos | 0.0 | 0.0 | 0 | 0.0 | 0 | L&T | WD4000103OOO | India |  |  | 0 | 0.0 |  | 0 | 0 |  | 0 | 0 | 0 | 0 |  |  | 0 | 0 | 0 |  | 0 | [5 empty] | 0 |  |  | 0 | [13 empty] | Nos | 1.0 | [10 empty] | Ringlus Electro Controls & Automation PVT LTD | [18 empty] | CGST - RNG | 9.0
[120 empty] | SGST - RNG | 9.0
| Energy meter RS485 module L&T | Energy meter RS485 module L&T | LTMTR | Nos |  | Energy meter RS485 module L&T |  | 0 | 0 | 1 | 1 | 1 | 0.0 | 0.0 | 0.0 | 0 |  |  | 0.0 | Electrical Components | Energy meter RS485 module L&T | 0 | 31-12-2099 | Material Transfer |  | 0.0 |  | 0 | 0 |  | 0 | 0 | 0 | 0 |  | 0 | Item Attribute | 1 | Nos | 0.0 | 0.0 | 0 | 0.0 | 0 | L&T | WD400010RSOO | India |  |  | 0 | 0.0 |  | 0 | 0 |  | 0 | 0 | 0 | 0 |  |  | 0 | 0 | 0 |  | 0 | [5 empty] | 0 |  |  | 0 | [13 empty] | Nos | 1.0 | [10 empty] | Ringlus Electro Controls & Automation PVT LTD | [18 empty] | CGST - RNG | 9.0
[120 empty] | SGST - RNG | 9.0
| Energy meter Wi-Fi module L&T | Energy meter Wi-Fi module L&T | LTMTR | Nos |  | Energy meter Wi-Fi module L&T |  | 0 | 0 | 1 | 1 | 1 | 0.0 | 0.0 | 0.0 | 0 |  |  | 0.0 | Electrical Components | Energy meter Wi-Fi module L&T | 0 | 31-12-2099 | Material Transfer |  | 0.0 |  | 0 | 0 |  | 0 | 0 | 0 | 0 |  | 0 | Item Attribute | 1 | Nos | 0.0 | 0.0 | 0 | 0.0 | 0 | L&T | WD400010WFOO | India |  |  | 0 | 0.0 |  | 0 | 0 |  | 0 | 0 | 0 | 0 |  |  | 0 | 0 | 0 |  | 0 | [5 empty] | 0 |  |  | 0 | [13 empty] | Nos | 1.0 | [10 empty] | Ringlus Electro Controls & Automation PVT LTD | [18 empty] | CGST - RNG | 9.0
[120 empty] | SGST - RNG | 9.0
| MFM 4410 LED meter Cl 1 L&T | MFM 4410 LED meter Cl 1 L&T | LTMTR | Nos |  | MFM 4410 LED meter Cl 1 L&T |  | 0 | 0 | 1 | 1 | 1 | 0.0 | 0.0 | 0.0 | 0 |  |  | 0.0 | Electrical Components | MFM 4410 LED meter Cl 1 L&T | 0 | 31-12-2099 | Material Transfer |  | 0.0 |  | 0 | 0 |  | 0 | 0 | 0 | 0 |  | 0 | Item Attribute | 1 | Nos | 0.0 | 0.0 | 0 | 0.0 | 0 | L&T | WL441010OOOO | India |  |  | 0 | 0.0 |  | 0 | 0 |  | 0 | 0 | 0 | 0 |  |  | 0 | 0 | 0 |  | 0 | [5 empty] | 0 |  |  | 0 | [13 empty] | Nos | 1.0 | [10 empty] | Ringlus Electro Controls & Automation PVT LTD | [18 empty] | CGST - RNG | 9.0
[120 empty] | SGST - RNG | 9.0
| MFM 4410 LED meter Cl 1 with RS485 L&T | MFM 4410 LED meter Cl 1 with RS485 L&T | LTMTR | Nos |  | MFM 4410 LED meter Cl 1 with RS485 L&T |  | 0 | 0 | 1 | 1 | 1 | 0.0 | 0.0 | 0.0 | 0 |  |  | 0.0 | Electrical Components | MFM 4410 LED meter Cl 1 with RS485 L&T | 0 | 31-12-2099 | Material Transfer |  | 0.0 |  | 0 | 0 |  | 0 | 0 | 0 | 0 |  | 0 | Item Attribute | 1 | Nos | 0.0 | 0.0 | 0 | 0.0 | 0 | L&T | WL441011OOOO | India |  |  | 0 | 0.0 |  | 0 | 0 |  | 0 | 0 | 0 | 0 |  |  | 0 | 0 | 0 |  | 0 | [5 empty] | 0 |  |  | 0 | [13 empty] | Nos | 1.0 | [10 empty] | Ringlus Electro Controls & Automation PVT LTD | [18 empty] | CGST - RNG | 9.0
[120 empty] | SGST - RNG | 9.0
| MFM 4410 LCD meter Cl 1 L&T | MFM 4410 LCD meter Cl 1 L&T | LTMTR | Nos |  | MFM 4410 LCD meter Cl 1 L&T |  | 0 | 0 | 1 | 1 | 1 | 0.0 | 0.0 | 0.0 | 0 |  |  | 0.0 | Electrical Components | MFM 4410 LCD meter Cl 1 L&T | 0 | 31-12-2099 | Material Transfer |  | 0.0 |  | 0 | 0 |  | 0 | 0 | 0 | 0 |  | 0 | Item Attribute | 1 | Nos | 0.0 | 0.0 | 0 | 0.0 | 0 | L&T | WC441010OOOO | India |  |  | 0 | 0.0 |  | 0 | 0 |  | 0 | 0 | 0 | 0 |  |  | 0 | 0 | 0 |  | 0 | [5 empty] | 0 |  |  | 0 | [13 empty] | Nos | 1.0 | [10 empty] | Ringlus Electro Controls & Automation PVT LTD | [18 empty] | CGST - RNG | 9.0
[120 empty] | SGST - RNG | 9.0
| MFM 4410 LCD meter Cl 1 with RS485 L&T | MFM 4410 LCD meter Cl 1 with RS485 L&T | LTMTR | Nos |  | MFM 4410 LCD meter Cl 1 with RS485 L&T |  | 0 | 0 | 1 | 1 | 1 | 0.0 | 0.0 | 0.0 | 0 |  |  | 0.0 | Electrical Components | MFM 4410 LCD meter Cl 1 with RS485 L&T | 0 | 31-12-2099 | Material Transfer |  | 0.0 |  | 0 | 0 |  | 0 | 0 | 0 | 0 |  | 0 | Item Attribute | 1 | Nos | 0.0 | 0.0 | 0 | 0.0 | 0 | L&T | WC441011OOOO | India |  |  | 0 | 0.0 |  | 0 | 0 |  | 0 | 0 | 0 | 0 |  |  | 0 | 0 | 0 |  | 0 | [5 empty] | 0 |  |  | 0 | [13 empty] | Nos | 1.0 | [10 empty] | Ringlus Electro Controls & Automation PVT LTD | [18 empty] | CGST - RNG | 9.0
[120 empty] | SGST - RNG | 9.0
| 800A 50kA Four Pole EDO MPR In Built EFRMTX1.0G LS1NG OMEGA U POWER ACB L&T | 800A 50kA Four Pole EDO MPR In Built EFRMTX1.0G LS1NG OMEGA U POWER ACB L&T | LTUPACB | Nos |  | 800A 50kA Four Pole EDO MPR In Built EFRMTX1.0G LS1NG OMEGA U POWER ACB L&T |  | 0 | 0 | 1 | 1 | 1 | 0.0 | 0.0 | 0.0 | 0 |  |  | 0.0 | Electrical Components | 800A 50kA Four Pole EDO MPR In Built EFRMTX1.0G LS1NG OMEGA U POWER ACB L&T | 0 | 31-12-2099 | Material Transfer |  | 0.0 |  | 0 | 0 |  | 0 | 0 | 0 | 0 |  | 0 | Item Attribute | 1 | Nos | 0.0 | 0.0 | 0 | 0.0 | 0 | L&T | UW108NFD1280 | India |  |  | 0 | 0.0 |  | 0 | 0 |  | 0 | 0 | 0 | 0 |  |  | 0 | 0 | 0 |  | 0 | [5 empty] | 0 |  |  | 0 | [13 empty] | Nos | 1.0 | [10 empty] | Ringlus Electro Controls & Automation PVT LTD | [18 empty] | CGST - RNG | 9.0
[120 empty] | SGST - RNG | 9.0
| 800A 50kA Four Pole EDO MPR MTX 1.0 LSI OMEGA U POWER ACB L&T | 800A 50kA Four Pole EDO MPR MTX 1.0 LSI OMEGA U POWER ACB L&T | LTUPACB | Nos |  | 800A 50kA Four Pole EDO MPR MTX 1.0 LSI OMEGA U POWER ACB L&T |  | 0 | 0 | 1 | 1 | 1 | 0.0 | 0.0 | 0.0 | 0 |  |  | 0.0 | Electrical Components | 800A 50kA Four Pole EDO MPR MTX 1.0 LSI OMEGA U POWER ACB L&T | 0 | 31-12-2099 | Material Transfer |  | 0.0 |  | 0 | 0 |  | 0 | 0 | 0 | 0 |  | 0 | Item Attribute | 1 | Nos | 0.0 | 0.0 | 0 | 0.0 | 0 | L&T | UW108NFD1270 | India |  |  | 0 | 0.0 |  | 0 | 0 |  | 0 | 0 | 0 | 0 |  |  | 0 | 0 | 0 |  | 0 | [5 empty] | 0 |  |  | 0 | [13 empty] | Nos | 1.0 | [10 empty] | Ringlus Electro Controls & Automation PVT LTD | [18 empty] | CGST - RNG | 9.0
[120 empty] | SGST - RNG | 9.0
| 800A 50kA Three Pole EDO MPR MTX 1.0 LSI OMEGA U POWER ACB L&T | 800A 50kA Three Pole EDO MPR MTX 1.0 LSI OMEGA U POWER ACB L&T | LTUPACB | Nos |  | 800A 50kA Three Pole EDO MPR MTX 1.0 LSI OMEGA U POWER ACB L&T |  | 0 | 0 | 1 | 1 | 1 | 0.0 | 0.0 | 0.0 | 0 |  |  | 0.0 | Electrical Components | 800A 50kA Three Pole EDO MPR MTX 1.0 LSI OMEGA U POWER ACB L&T | 0 | 31-12-2099 | Material Transfer |  | 0.0 |  | 0 | 0 |  | 0 | 0 | 0 | 0 |  | 0 | Item Attribute | 1 | Nos | 0.0 | 0.0 | 0 | 0.0 | 0 | L&T | UW108NXD1270 | India |  |  | 0 | 0.0 |  | 0 | 0 |  | 0 | 0 | 0 | 0 |  |  | 0 | 0 | 0 |  | 0 | [5 empty] | 0 |  |  | 0 | [13 empty] | Nos | 1.0 | [10 empty] | Ringlus Electro Controls & Automation PVT LTD | [18 empty] | CGST - RNG | 9.0
[120 empty] | SGST - RNG | 9.0
| 1600A 50kA Four Pole EDO ACB W/O Protection (Bus coupler) OMEGA U POWER L&T | 1600A 50kA Four Pole EDO ACB W/O Protection (Bus coupler) OMEGA U POWER L&T | LTUPACB | Nos |  | 1600A 50kA Four Pole EDO ACB W/O Protection (Bus coupler) OMEGA U POWER L&T |  | 0 | 0 | 1 | 1 | 1 | 0.0 | 0.0 | 0.0 | 0 |  |  | 0.0 | Electrical Components | 1600A 50kA Four Pole EDO ACB W/O Protection (Bus coupler) OMEGA U POWER L&T | 0 | 31-12-2099 | Material Transfer |  | 0.0 |  | 0 | 0 |  | 0 | 0 | 0 | 0 |  | 0 | Item Attribute | 1 | Nos | 0.0 | 0.0 | 0 | 0.0 | 0 | L&T | UW116NFD1200 | India |  |  | 0 | 0.0 |  | 0 | 0 |  | 0 | 0 | 0 | 0 |  |  | 0 | 0 | 0 |  | 0 | [5 empty] | 0 |  |  | 0 | [13 empty] | Nos | 1.0 | [10 empty] | Ringlus Electro Controls & Automation PVT LTD | [18 empty] | CGST - RNG | 9.0
[120 empty] | SGST - RNG | 9.0
| 1250A 50KA Four Pole EDO MTX1.0 G WITH ADAPTOR OMEGA U POWER L&T | 1250A 50KA Four Pole EDO MTX1.0 G WITH ADAPTOR OMEGA U POWER L&T | LTUPACB | Nos |  | 1250A 50KA Four Pole EDO MTX1.0 G WITH ADAPTOR OMEGA U POWER L&T |  | 0 | 0 | 1 | 1 | 1 | 0.0 | 0.0 | 0.0 | 0 |  |  | 0.0 | Electrical Components | 1250A 50KA Four Pole EDO MTX1.0 G WITH ADAPTOR OMEGA U POWER L&T | 0 | 31-12-2099 | Material Transfer |  | 0.0 |  | 0 | 0 |  | 0 | 0 | 0 | 0 |  | 0 | Item Attribute | 1 | Nos | 0.0 | 0.0 | 0 | 0.0 | 0 | L&T | UW112NFD1280 | India |  |  | 0 | 0.0 |  | 0 | 0 |  | 0 | 0 | 0 | 0 |  |  | 0 | 0 | 0 |  | 0 | [5 empty] | 0 |  |  | 0 | [13 empty] | Nos | 1.0 | [10 empty] | Ringlus Electro Controls & Automation PVT LTD | [18 empty] | CGST - RNG | 9.0
[120 empty] | SGST - RNG | 9.0
| 1250A 50KA Three Pole MDO MTX1.G WITH ADAPTOR OMEGA U POWER L&T | 1250A 50KA Three Pole MDO MTX1.G WITH ADAPTOR OMEGA U POWER L&T | LTUPACB | Nos |  | 1250A 50KA Three Pole MDO MTX1.G WITH ADAPTOR OMEGA U POWER L&T |  | 0 | 0 | 1 | 1 | 1 | 0.0 | 0.0 | 0.0 | 0 |  |  | 0.0 | Electrical Components | 1250A 50KA Three Pole MDO MTX1.G WITH ADAPTOR OMEGA U POWER L&T | 0 | 31-12-2099 | Material Transfer |  | 0.0 |  | 0 | 0 |  | 0 | 0 | 0 | 0 |  | 0 | Item Attribute | 1 | Nos | 0.0 | 0.0 | 0 | 0.0 | 0 | L&T | UW112NXD1180 | India |  |  | 0 | 0.0 |  | 0 | 0 |  | 0 | 0 | 0 | 0 |  |  | 0 | 0 | 0 |  | 0 | [5 empty] | 0 |  |  | 0 | [13 empty] | Nos | 1.0 | [10 empty] | Ringlus Electro Controls & Automation PVT LTD | [18 empty] | CGST - RNG | 9.0
[120 empty] | SGST - RNG | 9.0
| 800A 50KA Three Pole EDO MTX1.0 G WITH ADAPTOR OMEGA U POWER L&T | 800A 50KA Three Pole EDO MTX1.0 G WITH ADAPTOR OMEGA U POWER L&T | LTUPACB | Nos |  | 800A 50KA Three Pole EDO MTX1.0 G WITH ADAPTOR OMEGA U POWER L&T |  | 0 | 0 | 1 | 1 | 1 | 0.0 | 0.0 | 0.0 | 0 |  |  | 0.0 | Electrical Components | 800A 50KA Three Pole EDO MTX1.0 G WITH ADAPTOR OMEGA U POWER L&T | 0 | 31-12-2099 | Material Transfer |  | 0.0 |  | 0 | 0 |  | 0 | 0 | 0 | 0 |  | 0 | Item Attribute | 1 | Nos | 0.0 | 0.0 | 0 | 0.0 | 0 | L&T | UW108NXD1280 | India |  |  | 0 | 0.0 |  | 0 | 0 |  | 0 | 0 | 0 | 0 |  |  | 0 | 0 | 0 |  | 0 | [5 empty] | 0 |  |  | 0 | [13 empty] | Nos | 1.0 | [10 empty] | Ringlus Electro Controls & Automation PVT LTD | [18 empty] | CGST - RNG | 9.0
[120 empty] | SGST - RNG | 9.0
| Bowden cable Between 2 incomers OMEGA U POWER L&T | Bowden cable Between 2 incomers OMEGA U POWER L&T | LTUPACB | Nos |  | Bowden cable Between 2 incomers OMEGA U POWER L&T |  | 0 | 0 | 1 | 1 | 1 | 0.0 | 0.0 | 0.0 | 0 |  |  | 0.0 | Electrical Components | Bowden cable Between 2 incomers OMEGA U POWER L&T | 0 | 31-12-2099 | Material Transfer |  | 0.0 |  | 0 | 0 |  | 0 | 0 | 0 | 0 |  | 0 | Item Attribute | 1 | Nos | 0.0 | 0.0 | 0 | 0.0 | 0 | L&T | CL90663OOOO | India |  |  | 0 | 0.0 |  | 0 | 0 |  | 0 | 0 | 0 | 0 |  |  | 0 | 0 | 0 |  | 0 | [5 empty] | 0 |  |  | 0 | [13 empty] | Nos | 1.0 | [10 empty] | Ringlus Electro Controls & Automation PVT LTD | [18 empty] | CGST - RNG | 9.0
[120 empty] | SGST - RNG | 9.0
| Instantaneous Earth Fault Relay SC14S L&T | Instantaneous Earth Fault Relay SC14S L&T | LTRL | Nos |  | Instantaneous Earth Fault Relay SC14S L&T |  | 0 | 0 | 1 | 1 | 1 | 0.0 | 0.0 | 0.0 | 0 |  |  | 0.0 | Electrical Components | Instantaneous Earth Fault Relay SC14S L&T | 0 | 31-12-2099 | Material Transfer |  | 0.0 |  | 0 | 0 |  | 0 | 0 | 0 | 0 |  | 0 | Item Attribute | 1 | Nos | 0.0 | 0.0 | 0 | 0.0 | 0 | L&T | SC14S | India |  |  | 0 | 0.0 |  | 0 | 0 |  | 0 | 0 | 0 | 0 |  |  | 0 | 0 | 0 |  | 0 | [5 empty] | 0 |  |  | 0 | [13 empty] | Nos | 1.0 | [10 empty] | Ringlus Electro Controls & Automation PVT LTD | [18 empty] | CGST - RNG | 9.0
[120 empty] | SGST - RNG | 9.0
| Over Voltage/Under Voltage Relay MV12A L&T | Over Voltage/Under Voltage Relay MV12A L&T | LTRL | Nos |  | Over Voltage/Under Voltage Relay MV12A L&T |  | 0 | 0 | 1 | 1 | 1 | 0.0 | 0.0 | 0.0 | 0 |  |  | 0.0 | Electrical Components | Over Voltage/Under Voltage Relay MV12A L&T | 0 | 31-12-2099 | Material Transfer |  | 0.0 |  | 0 | 0 |  | 0 | 0 | 0 | 0 |  | 0 | Item Attribute | 1 | Nos | 0.0 | 0.0 | 0 | 0.0 | 0 | L&T | MV12AB00X00 | India |  |  | 0 | 0.0 |  | 0 | 0 |  | 0 | 0 | 0 | 0 |  |  | 0 | 0 | 0 |  | 0 | [5 empty] | 0 |  |  | 0 | [13 empty] | Nos | 1.0 | [10 empty] | Ringlus Electro Controls & Automation PVT LTD | [18 empty] | CGST - RNG | 9.0
[120 empty] | SGST - RNG | 9.0
| AMF Relay EC2 C&S | AMF Relay EC2 C&S | CSM | Nos |  | AMF Relay EC2 C&S |  | 0 | 0 | 1 | 1 | 1 | 0.0 | 0.0 | 0.0 | 0 |  |  | 0.0 | Electrical Components | AMF Relay EC2 C&S | 0 | 31-12-2099 | Material Transfer |  | 0.0 |  | 0 | 0 |  | 0 | 0 | 0 | 0 |  | 0 | Item Attribute | 1 | Nos | 0.0 | 0.0 | 0 | 0.0 | 0 | C&S |  | India |  |  | 0 | 0.0 |  | 0 | 0 |  | 0 | 0 | 0 | 0 |  |  | 0 | 0 | 0 |  | 0 | [5 empty] | 0 |  |  | 0 | [13 empty] | Nos | 1.0 | [10 empty] | Ringlus Electro Controls & Automation PVT LTD | [18 empty] | CGST - RNG | 9.0
[120 empty] | SGST - RNG | 9.0
| AMF Relay ECRXAV2 C&S | AMF Relay ECRXAV2 C&S | CSM | Nos |  | AMF Relay ECRXAV2 C&S |  | 0 | 0 | 1 | 1 | 1 | 0.0 | 0.0 | 0.0 | 0 |  |  | 0.0 | Electrical Components | AMF Relay ECRXAV2 C&S | 0 | 31-12-2099 | Material Transfer |  | 0.0 |  | 0 | 0 |  | 0 | 0 | 0 | 0 |  | 0 | Item Attribute | 1 | Nos | 0.0 | 0.0 | 0 | 0.0 | 0 | C&S |  | India |  |  | 0 | 0.0 |  | 0 | 0 |  | 0 | 0 | 0 | 0 |  |  | 0 | 0 | 0 |  | 0 | [5 empty] | 0 |  |  | 0 | [13 empty] | Nos | 1.0 | [10 empty] | Ringlus Electro Controls & Automation PVT LTD | [18 empty] | CGST - RNG | 9.0
[120 empty] | SGST - RNG | 9.0
| AMF Relay E-GEN+ C&S | AMF Relay E-GEN+ C&S | CSM | Nos |  | AMF Relay E-GEN+ C&S |  | 0 | 0 | 1 | 1 | 1 | 0.0 | 0.0 | 0.0 | 0 |  |  | 0.0 | Electrical Components | AMF Relay E-GEN+ C&S | 0 | 31-12-2099 | Material Transfer |  | 0.0 |  | 0 | 0 |  | 0 | 0 | 0 | 0 |  | 0 | Item Attribute | 1 | Nos | 0.0 | 0.0 | 0 | 0.0 | 0 | C&S |  | India |  |  | 0 | 0.0 |  | 0 | 0 |  | 0 | 0 | 0 | 0 |  |  | 0 | 0 | 0 |  | 0 | [5 empty] | 0 |  |  | 0 | [13 empty] | Nos | 1.0 | [10 empty] | Ringlus Electro Controls & Automation PVT LTD | [18 empty] | CGST - RNG | 9.0
[120 empty] | SGST - RNG | 9.0
| AMF Relay Comap | AMF Relay Comap | CSM | Nos |  | AMF Relay Comap |  | 0 | 0 | 1 | 1 | 1 | 0.0 | 0.0 | 0.0 | 0 |  |  | 0.0 | Electrical Components | AMF Relay Comap | 0 | 31-12-2099 | Material Transfer |  | 0.0 |  | 0 | 0 |  | 0 | 0 | 0 | 0 |  | 0 | Item Attribute | 1 | Nos | 0.0 | 0.0 | 0 | 0.0 | 0 | Comap |  | India |  |  | 0 | 0.0 |  | 0 | 0 |  | 0 | 0 | 0 | 0 |  |  | 0 | 0 | 0 |  | 0 | [5 empty] | 0 |  |  | 0 | [13 empty] | Nos | 1.0 | [10 empty] | Ringlus Electro Controls & Automation PVT LTD | [18 empty] | CGST - RNG | 9.0
[120 empty] | SGST - RNG | 9.0
| 32A TP ACCL Elmeasure | 32A TP ACCL Elmeasure | ACCL | Nos |  | 32A TP ACCL Elmeasure |  | 0 | 0 | 1 | 1 | 1 | 0.0 | 0.0 | 0.0 | 0 |  |  | 0.0 | Electrical Components | 32A TP ACCL Elmeasure | 0 | 31-12-2099 | Material Transfer |  | 0.0 |  | 0 | 0 |  | 0 | 0 | 0 | 0 |  | 0 | Item Attribute | 1 | Nos | 0.0 | 0.0 | 0 | 0.0 | 0 | Elmeasure |  | India |  |  | 0 | 0.0 |  | 0 | 0 |  | 0 | 0 | 0 | 0 |  |  | 0 | 0 | 0 |  | 0 | [5 empty] | 0 |  |  | 0 | [13 empty] | Nos | 1.0 | [10 empty] | Ringlus Electro Controls & Automation PVT LTD | [18 empty] | CGST - RNG | 9.0
[120 empty] | SGST - RNG | 9.0
| 40A TP ACCL Elmeasure | 40A TP ACCL Elmeasure | ACCL | Nos |  | 40A TP ACCL Elmeasure |  | 0 | 0 | 1 | 1 | 1 | 0.0 | 0.0 | 0.0 | 0 |  |  | 0.0 | Electrical Components | 40A TP ACCL Elmeasure | 0 | 31-12-2099 | Material Transfer |  | 0.0 |  | 0 | 0 |  | 0 | 0 | 0 | 0 |  | 0 | Item Attribute | 1 | Nos | 0.0 | 0.0 | 0 | 0.0 | 0 | Elmeasure |  | India |  |  | 0 | 0.0 |  | 0 | 0 |  | 0 | 0 | 0 | 0 |  |  | 0 | 0 | 0 |  | 0 | [5 empty] | 0 |  |  | 0 | [13 empty] | Nos | 1.0 | [10 empty] | Ringlus Electro Controls & Automation PVT LTD | [18 empty] | CGST - RNG | 9.0
[120 empty] | SGST - RNG | 9.0
| 63A TP ACCL Elmeasure | 63A TP ACCL Elmeasure | ACCL | Nos |  | 63A TP ACCL Elmeasure |  | 0 | 0 | 1 | 1 | 1 | 0.0 | 0.0 | 0.0 | 0 |  |  | 0.0 | Electrical Components | 63A TP ACCL Elmeasure | 0 | 31-12-2099 | Material Transfer |  | 0.0 |  | 0 | 0 |  | 0 | 0 | 0 | 0 |  | 0 | Item Attribute | 1 | Nos | 0.0 | 0.0 | 0 | 0.0 | 0 | Elmeasure |  | India |  |  | 0 | 0.0 |  | 0 | 0 |  | 0 | 0 | 0 | 0 |  |  | 0 | 0 | 0 |  | 0 | [5 empty] | 0 |  |  | 0 | [13 empty] | Nos | 1.0 | [10 empty] | Ringlus Electro Controls & Automation PVT LTD | [18 empty] | CGST - RNG | 9.0
[120 empty] | SGST - RNG | 9.0
| 80A TP ACCL Elmeasure | 80A TP ACCL Elmeasure | ACCL | Nos |  | 80A TP ACCL Elmeasure |  | 0 | 0 | 1 | 1 | 1 | 0.0 | 0.0 | 0.0 | 0 |  |  | 0.0 | Electrical Components | 80A TP ACCL Elmeasure | 0 | 31-12-2099 | Material Transfer |  | 0.0 |  | 0 | 0 |  | 0 | 0 | 0 | 0 |  | 0 | Item Attribute | 1 | Nos | 0.0 | 0.0 | 0 | 0.0 | 0 | Elmeasure |  | India |  |  | 0 | 0.0 |  | 0 | 0 |  | 0 | 0 | 0 | 0 |  |  | 0 | 0 | 0 |  | 0 | [5 empty] | 0 |  |  | 0 | [13 empty] | Nos | 1.0 | [10 empty] | Ringlus Electro Controls & Automation PVT LTD | [18 empty] | CGST - RNG | 9.0
[120 empty] | SGST - RNG | 9.0
| 100A TP ACCL Elmeasure | 100A TP ACCL Elmeasure | ACCL | Nos |  | 100A TP ACCL Elmeasure |  | 0 | 0 | 1 | 1 | 1 | 0.0 | 0.0 | 0.0 | 0 |  |  | 0.0 | Electrical Components | 100A TP ACCL Elmeasure | 0 | 31-12-2099 | Material Transfer |  | 0.0 |  | 0 | 0 |  | 0 | 0 | 0 | 0 |  | 0 | Item Attribute | 1 | Nos | 0.0 | 0.0 | 0 | 0.0 | 0 | Elmeasure |  | India |  |  | 0 | 0.0 |  | 0 | 0 |  | 0 | 0 | 0 | 0 |  |  | 0 | 0 | 0 |  | 0 | [5 empty] | 0 |  |  | 0 | [13 empty] | Nos | 1.0 | [10 empty] | Ringlus Electro Controls & Automation PVT LTD | [18 empty] | CGST - RNG | 9.0
[120 empty] | SGST - RNG | 9.0
| 125A TP ACCL Elmeasure | 125A TP ACCL Elmeasure | ACCL | Nos |  | 125A TP ACCL Elmeasure |  | 0 | 0 | 1 | 1 | 1 | 0.0 | 0.0 | 0.0 | 0 |  |  | 0.0 | Electrical Components | 125A TP ACCL Elmeasure | 0 | 31-12-2099 | Material Transfer |  | 0.0 |  | 0 | 0 |  | 0 | 0 | 0 | 0 |  | 0 | Item Attribute | 1 | Nos | 0.0 | 0.0 | 0 | 0.0 | 0 | Elmeasure |  | India |  |  | 0 | 0.0 |  | 0 | 0 |  | 0 | 0 | 0 | 0 |  |  | 0 | 0 | 0 |  | 0 | [5 empty] | 0 |  |  | 0 | [13 empty] | Nos | 1.0 | [10 empty] | Ringlus Electro Controls & Automation PVT LTD | [18 empty] | CGST - RNG | 9.0
[120 empty] | SGST - RNG | 9.0
| 32A SP ACCL Elmeasure | 32A SP ACCL Elmeasure | ACCL | Nos |  | 32A SP ACCL Elmeasure |  | 0 | 0 | 1 | 1 | 1 | 0.0 | 0.0 | 0.0 | 0 |  |  | 0.0 | Electrical Components | 32A SP ACCL Elmeasure | 0 | 31-12-2099 | Material Transfer |  | 0.0 |  | 0 | 0 |  | 0 | 0 | 0 | 0 |  | 0 | Item Attribute | 1 | Nos | 0.0 | 0.0 | 0 | 0.0 | 0 | Elmeasure |  | India |  |  | 0 | 0.0 |  | 0 | 0 |  | 0 | 0 | 0 | 0 |  |  | 0 | 0 | 0 |  | 0 | [5 empty] | 0 |  |  | 0 | [13 empty] | Nos | 1.0 | [10 empty] | Ringlus Electro Controls & Automation PVT LTD | [18 empty] | CGST - RNG | 9.0
[120 empty] | SGST - RNG | 9.0
| 32A SP ACCL with Power load Elmeasure | 32A SP ACCL with Power load Elmeasure | ACCL | Nos |  | 32A SP ACCL with Power load Elmeasure |  | 0 | 0 | 1 | 1 | 1 | 0.0 | 0.0 | 0.0 | 0 |  |  | 0.0 | Electrical Components | 32A SP ACCL with Power load Elmeasure | 0 | 31-12-2099 | Material Transfer |  | 0.0 |  | 0 | 0 |  | 0 | 0 | 0 | 0 |  | 0 | Item Attribute | 1 | Nos | 0.0 | 0.0 | 0 | 0.0 | 0 | Elmeasure |  | India |  |  | 0 | 0.0 |  | 0 | 0 |  | 0 | 0 | 0 | 0 |  |  | 0 | 0 | 0 |  | 0 | [5 empty] | 0 |  |  | 0 | [13 empty] | Nos | 1.0 | [10 empty] | Ringlus Electro Controls & Automation PVT LTD | [18 empty] | CGST - RNG | 9.0
[120 empty] | SGST - RNG | 9.0
| Earth leackage Relay with CBCT Elmeasure | Earth leackage Relay with CBCT Elmeasure | CSM | Nos |  | Earth leackage Relay with CBCT Elmeasure |  | 0 | 0 | 1 | 1 | 1 | 0.0 | 0.0 | 0.0 | 0 |  |  | 0.0 | Electrical Components | Earth leackage Relay with CBCT Elmeasure | 0 | 31-12-2099 | Material Transfer |  | 0.0 |  | 0 | 0 |  | 0 | 0 | 0 | 0 |  | 0 | Item Attribute | 1 | Nos | 0.0 | 0.0 | 0 | 0.0 | 0 | Elmeasure |  | India |  |  | 0 | 0.0 |  | 0 | 0 |  | 0 | 0 | 0 | 0 |  |  | 0 | 0 | 0 |  | 0 | [5 empty] | 0 |  |  | 0 | [13 empty] | Nos | 1.0 | [10 empty] | Ringlus Electro Controls & Automation PVT LTD | [18 empty] | CGST - RNG | 9.0
[120 empty] | SGST - RNG | 9.0
| RS485 Module ACCL Elmeasure | RS485 Module ACCL Elmeasure | CSM | Nos |  | RS485 Module ACCL Elmeasure |  | 0 | 0 | 1 | 1 | 1 | 0.0 | 0.0 | 0.0 | 0 |  |  | 0.0 | Electrical Components | RS485 Module ACCL Elmeasure | 0 | 31-12-2099 | Material Transfer |  | 0.0 |  | 0 | 0 |  | 0 | 0 | 0 | 0 |  | 0 | Item Attribute | 1 | Nos | 0.0 | 0.0 | 0 | 0.0 | 0 | Elmeasure |  | India |  |  | 0 | 0.0 |  | 0 | 0 |  | 0 | 0 | 0 | 0 |  |  | 0 | 0 | 0 |  | 0 | [5 empty] | 0 |  |  | 0 | [13 empty] | Nos | 1.0 | [10 empty] | Ringlus Electro Controls & Automation PVT LTD | [18 empty] | CGST - RNG | 9.0
[120 empty] | SGST - RNG | 9.0
| 230V AC Hooter | 230V AC Hooter | CSM | Nos |  | 230V AC Hooter |  | 0 | 0 | 1 | 1 | 1 | 0.0 | 0.0 | 0.0 | 0 |  |  | 0.0 | Electrical Components | 230V AC Hooter | 0 | 31-12-2099 | Material Transfer |  | 0.0 |  | 0 | 0 |  | 0 | 0 | 0 | 0 |  | 0 | Item Attribute | 1 | Nos | 0.0 | 0.0 | 0 | 0.0 | 0 |  |  | India |  |  | 0 | 0.0 |  | 0 | 0 |  | 0 | 0 | 0 | 0 |  |  | 0 | 0 | 0 |  | 0 | [5 empty] | 0 |  |  | 0 | [13 empty] | Nos | 1.0 | [10 empty] | Ringlus Electro Controls & Automation PVT LTD | [18 empty] | CGST - RNG | 9.0
[120 empty] | SGST - RNG | 9.0
| 24V DC Hooter | 24V DC Hooter | CSM | Nos |  | 24V DC Hooter |  | 0 | 0 | 1 | 1 | 1 | 0.0 | 0.0 | 0.0 | 0 |  |  | 0.0 | Electrical Components | 24V DC Hooter | 0 | 31-12-2099 | Material Transfer |  | 0.0 |  | 0 | 0 |  | 0 | 0 | 0 | 0 |  | 0 | Item Attribute | 1 | Nos | 0.0 | 0.0 | 0 | 0.0 | 0 |  |  | India |  |  | 0 | 0.0 |  | 0 | 0 |  | 0 | 0 | 0 | 0 |  |  | 0 | 0 | 0 |  | 0 | [5 empty] | 0 |  |  | 0 | [13 empty] | Nos | 1.0 | [10 empty] | Ringlus Electro Controls & Automation PVT LTD | [18 empty] | CGST - RNG | 9.0
[120 empty] | SGST - RNG | 9.0
| Single Phase Priventor With Timer GIC | Single Phase Priventor With Timer GIC | CSM | Nos |  | Single Phase Priventor With Timer GIC |  | 0 | 0 | 1 | 1 | 1 | 0.0 | 0.0 | 0.0 | 0 |  |  | 0.0 | Electrical Components | Single Phase Priventor With Timer GIC | 0 | 31-12-2099 | Material Transfer |  | 0.0 |  | 0 | 0 |  | 0 | 0 | 0 | 0 |  | 0 | Item Attribute | 1 | Nos | 0.0 | 0.0 | 0 | 0.0 | 0 | L&T |  | India |  |  | 0 | 0.0 |  | 0 | 0 |  | 0 | 0 | 0 | 0 |  |  | 0 | 0 | 0 |  | 0 | [5 empty] | 0 |  |  | 0 | [13 empty] | Nos | 1.0 | [10 empty] | Ringlus Electro Controls & Automation PVT LTD | [18 empty] | CGST - RNG | 9.0
[120 empty] | SGST - RNG | 9.0
| Single Phase Priventor GIC | Single Phase Priventor GIC | CSM | Nos |  | Single Phase Priventor GIC |  | 0 | 0 | 1 | 1 | 1 | 0.0 | 0.0 | 0.0 | 0 |  |  | 0.0 | Electrical Components | Single Phase Priventor GIC | 0 | 31-12-2099 | Material Transfer |  | 0.0 |  | 0 | 0 |  | 0 | 0 | 0 | 0 |  | 0 | Item Attribute | 1 | Nos | 0.0 | 0.0 | 0 | 0.0 | 0 | L&T |  | India |  |  | 0 | 0.0 |  | 0 | 0 |  | 0 | 0 | 0 | 0 |  |  | 0 | 0 | 0 |  | 0 | [5 empty] | 0 |  |  | 0 | [13 empty] | Nos | 1.0 | [10 empty] | Ringlus Electro Controls & Automation PVT LTD | [18 empty] | CGST - RNG | 9.0
[120 empty] | SGST - RNG | 9.0
| 630A 50kA Four Pole EDO MPR MTX 1.0 LSI OMEGA U POWER ACB L&T | 630A 50kA Four Pole EDO MPR MTX 1.0 LSI OMEGA U POWER ACB L&T | LTUPACB | Nos |  | 630A 50kA Four Pole EDO MPR MTX 1.0 LSI OMEGA U POWER ACB L&T |  | 0 | 0 | 1 | 1 | 1 | 0.0 | 0.0 | 0.0 | 0 |  |  | 0.0 | Electrical Components | 630A 50kA Four Pole EDO MPR MTX 1.0 LSI OMEGA U POWER ACB L&T | 0 | 31-12-2099 | Material Transfer |  | 0.0 |  | 0 | 0 |  | 0 | 0 | 0 | 0 |  | 0 | Item Attribute | 1 | Nos | 0.0 | 0.0 | 0 | 0.0 | 0 | L&T |  | India |  |  | 0 | 0.0 |  | 0 | 0 |  | 0 | 0 | 0 | 0 |  |  | 0 | 0 | 0 |  | 0 | [5 empty] | 0 |  |  | 0 | [13 empty] | Nos | 1.0 | [10 empty] | Ringlus Electro Controls & Automation PVT LTD | [18 empty] | CGST - RNG | 9.0
[120 empty] | SGST - RNG | 9.0
| 1000A 50kA Four Pole EDO MPR MTX 1.0 LSI OMEGA U POWER ACB L&T | 1000A 50kA Four Pole EDO MPR MTX 1.0 LSI OMEGA U POWER ACB L&T | LTUPACB | Nos |  | 1000A 50kA Four Pole EDO MPR MTX 1.0 LSI OMEGA U POWER ACB L&T |  | 0 | 0 | 1 | 1 | 1 | 0.0 | 0.0 | 0.0 | 0 |  |  | 0.0 | Electrical Components | 1000A 50kA Four Pole EDO MPR MTX 1.0 LSI OMEGA U POWER ACB L&T | 0 | 31-12-2099 | Material Transfer |  | 0.0 |  | 0 | 0 |  | 0 | 0 | 0 | 0 |  | 0 | Item Attribute | 1 | Nos | 0.0 | 0.0 | 0 | 0.0 | 0 | L&T |  | India |  |  | 0 | 0.0 |  | 0 | 0 |  | 0 | 0 | 0 | 0 |  |  | 0 | 0 | 0 |  | 0 | [5 empty] | 0 |  |  | 0 | [13 empty] | Nos | 1.0 | [10 empty] | Ringlus Electro Controls & Automation PVT LTD | [18 empty] | CGST - RNG | 9.0
[120 empty] | SGST - RNG | 9.0
| 1000A 50kA Four Pole EDO Without protection B/C LSI OMEGA U POWER ACB L&T | 1000A 50kA Four Pole EDO Without protection B/C LSI OMEGA U POWER ACB L&T | LTUPACB | Nos |  | 1000A 50kA Four Pole EDO Without protection B/C LSI OMEGA U POWER ACB L&T |  | 0 | 0 | 1 | 1 | 1 | 0.0 | 0.0 | 0.0 | 0 |  |  | 0.0 | Electrical Components | 1000A 50kA Four Pole EDO Without protection B/C LSI OMEGA U POWER ACB L&T | 0 | 31-12-2099 | Material Transfer |  | 0.0 |  | 0 | 0 |  | 0 | 0 | 0 | 0 |  | 0 | Item Attribute | 1 | Nos | 0.0 | 0.0 | 0 | 0.0 | 0 | L&T |  | India |  |  | 0 | 0.0 |  | 0 | 0 |  | 0 | 0 | 0 | 0 |  |  | 0 | 0 | 0 |  | 0 | [5 empty] | 0 |  |  | 0 | [13 empty] | Nos | 1.0 | [10 empty] | Ringlus Electro Controls & Automation PVT LTD | [18 empty] | CGST - RNG | 9.0
[120 empty] | SGST - RNG | 9.0
| Adapter for OMEGA 400A-2000 A U POWER ACB L&T | Adapter for OMEGA 400A-2000 A U POWER ACB L&T | LTUPACB | Nos |  | Adapter for OMEGA 400A-2000 A U POWER ACB L&T |  | 0 | 0 | 1 | 1 | 1 | 0.0 | 0.0 | 0.0 | 0 |  |  | 0.0 | Electrical Components | Adapter for OMEGA 400A-2000 A U POWER ACB L&T | 0 | 31-12-2099 | Material Transfer |  | 0.0 |  | 0 | 0 |  | 0 | 0 | 0 | 0 |  | 0 | Item Attribute | 1 | Nos | 0.0 | 0.0 | 0 | 0.0 | 0 | L&T |  | India |  |  | 0 | 0.0 |  | 0 | 0 |  | 0 | 0 | 0 | 0 |  |  | 0 | 0 | 0 |  | 0 | [5 empty] | 0 |  |  | 0 | [13 empty] | Nos | 1.0 | [10 empty] | Ringlus Electro Controls & Automation PVT LTD | [18 empty] | CGST - RNG | 9.0
[120 empty] | SGST - RNG | 9.0
| Shunt Release Type U-POWER ACB L&T | Shunt Release Type U-POWER ACB L&T | LTCPACB | Nos |  | Shunt Release Type U-POWER ACB L&T |  | 0 | 0 | 1 | 1 | 1 | 0.0 | 0.0 | 0.0 | 0 |  |  | 0.0 | Electrical Components | Shunt Release Type U-POWER ACB L&T | 0 | 31-12-2099 | Material Transfer |  | 0.0 |  | 0 | 0 |  | 0 | 0 | 0 | 0 |  | 0 | Item Attribute | 1 | Nos | 0.0 | 0.0 | 0 | 0.0 | 0 | L&T |  | India |  |  | 0 | 0.0 |  | 0 | 0 |  | 0 | 0 | 0 | 0 |  |  | 0 | 0 | 0 |  | 0 | [5 empty] | 0 |  |  | 0 | [13 empty] | Nos | 1.0 | [10 empty] | Ringlus Electro Controls & Automation PVT LTD | [18 empty] | CGST - RNG | 9.0
[120 empty] | SGST - RNG | 9.0
| Under Voltage Release Type U-POWER ACB L&T | Under Voltage Release Type U-POWER ACB L&T | LTCPACB | Nos |  | Under Voltage Release Type U-POWER ACB L&T |  | 0 | 0 | 1 | 1 | 1 | 0.0 | 0.0 | 0.0 | 0 |  |  | 0.0 | Electrical Components | Under Voltage Release Type U-POWER ACB L&T | 0 | 31-12-2099 | Material Transfer |  | 0.0 |  | 0 | 0 |  | 0 | 0 | 0 | 0 |  | 0 | Item Attribute | 1 | Nos | 0.0 | 0.0 | 0 | 0.0 | 0 | L&T |  | India |  |  | 0 | 0.0 |  | 0 | 0 |  | 0 | 0 | 0 | 0 |  |  | 0 | 0 | 0 |  | 0 | [5 empty] | 0 |  |  | 0 | [13 empty] | Nos | 1.0 | [10 empty] | Ringlus Electro Controls & Automation PVT LTD | [18 empty] | CGST - RNG | 9.0
[120 empty] | SGST - RNG | 9.0
| Shunt Release Type C-POWER ACB L&T | Shunt Release Type C-POWER ACB L&T | LTCPACB | Nos |  | Shunt Release Type C-POWER ACB L&T |  | 0 | 0 | 1 | 1 | 1 | 0.0 | 0.0 | 0.0 | 0 |  |  | 0.0 | Electrical Components | Shunt Release Type C-POWER ACB L&T | 0 | 31-12-2099 | Material Transfer |  | 0.0 |  | 0 | 0 |  | 0 | 0 | 0 | 0 |  | 0 | Item Attribute | 1 | Nos | 0.0 | 0.0 | 0 | 0.0 | 0 | L&T |  | India |  |  | 0 | 0.0 |  | 0 | 0 |  | 0 | 0 | 0 | 0 |  |  | 0 | 0 | 0 |  | 0 | [5 empty] | 0 |  |  | 0 | [13 empty] | Nos | 1.0 | [10 empty] | Ringlus Electro Controls & Automation PVT LTD | [18 empty] | CGST - RNG | 9.0
[120 empty] | SGST - RNG | 9.0
| Under Voltage Release Type C-POWER ACB L&T | Under Voltage Release Type C-POWER ACB L&T | LTCPACB | Nos |  | Under Voltage Release Type C-POWER ACB L&T |  | 0 | 0 | 1 | 1 | 1 | 0.0 | 0.0 | 0.0 | 0 |  |  | 0.0 | Electrical Components | Under Voltage Release Type C-POWER ACB L&T | 0 | 31-12-2099 | Material Transfer |  | 0.0 |  | 0 | 0 |  | 0 | 0 | 0 | 0 |  | 0 | Item Attribute | 1 | Nos | 0.0 | 0.0 | 0 | 0.0 | 0 | L&T |  | India |  |  | 0 | 0.0 |  | 0 | 0 |  | 0 | 0 | 0 | 0 |  |  | 0 | 0 | 0 |  | 0 | [5 empty] | 0 |  |  | 0 | [13 empty] | Nos | 1.0 | [10 empty] | Ringlus Electro Controls & Automation PVT LTD | [18 empty] | CGST - RNG | 9.0
[120 empty] | SGST - RNG | 9.0
| 32A 2P Isolator L&T SK90418OOOO | 32A 2P Isolator L&T SK90418OOOO | LTSFU | Nos |  | 32A 2P Isolator L&T SK90418OOOO |  | 0 | 0 | 1 | 1 | 1 | 0.0 | 0.0 | 0.0 | 0 |  |  | 0.0 | Electrical Components | 32A 2P Isolator L&T SK90418OOOO | 0 | 31-12-2099 | Material Transfer |  | 0.0 |  | 0 | 0 |  | 0 | 0 | 0 | 0 |  | 0 | Item Attribute | 1 | Nos | 0.0 | 0.0 | 0 | 0.0 | 0 | L&T |  | India |  |  | 0 | 0.0 |  | 0 | 0 |  | 0 | 0 | 0 | 0 |  |  | 0 | 0 | 0 |  | 0 | [5 empty] | 0 |  |  | 0 | [13 empty] | Nos | 1.0 | [10 empty] | Ringlus Electro Controls & Automation PVT LTD | [18 empty] | CGST - RNG | 9.0
[120 empty] | SGST - RNG | 9.0
| 63A 2P Isolator L&T SK90419OOOO | 63A 2P Isolator L&T SK90419OOOO | LTSFU | Nos |  | 63A 2P Isolator L&T SK90419OOOO |  | 0 | 0 | 1 | 1 | 1 | 0.0 | 0.0 | 0.0 | 0 |  |  | 0.0 | Electrical Components | 63A 2P Isolator L&T SK90419OOOO | 0 | 31-12-2099 | Material Transfer |  | 0.0 |  | 0 | 0 |  | 0 | 0 | 0 | 0 |  | 0 | Item Attribute | 1 | Nos | 0.0 | 0.0 | 0 | 0.0 | 0 | L&T |  | India |  |  | 0 | 0.0 |  | 0 | 0 |  | 0 | 0 | 0 | 0 |  |  | 0 | 0 | 0 |  | 0 | [5 empty] | 0 |  |  | 0 | [13 empty] | Nos | 1.0 | [10 empty] | Ringlus Electro Controls & Automation PVT LTD | [18 empty] | CGST - RNG | 9.0
[120 empty] | SGST - RNG | 9.0
| 100A 2P Isolator L&T SK90420OOOO | 100A 2P Isolator L&T SK90420OOOO | LTSFU | Nos |  | 100A 2P Isolator L&T SK90420OOOO |  | 0 | 0 | 1 | 1 | 1 | 0.0 | 0.0 | 0.0 | 0 |  |  | 0.0 | Electrical Components | 100A 2P Isolator L&T SK90420OOOO | 0 | 31-12-2099 | Material Transfer |  | 0.0 |  | 0 | 0 |  | 0 | 0 | 0 | 0 |  | 0 | Item Attribute | 1 | Nos | 0.0 | 0.0 | 0 | 0.0 | 0 | L&T |  | India |  |  | 0 | 0.0 |  | 0 | 0 |  | 0 | 0 | 0 | 0 |  |  | 0 | 0 | 0 |  | 0 | [5 empty] | 0 |  |  | 0 | [13 empty] | Nos | 1.0 | [10 empty] | Ringlus Electro Controls & Automation PVT LTD | [18 empty] | CGST - RNG | 9.0
[120 empty] | SGST - RNG | 9.0
| 125A 2P Isolator L&T SK90421OOOO | 125A 2P Isolator L&T SK90421OOOO | LTSFU | Nos |  | 125A 2P Isolator L&T SK90421OOOO |  | 0 | 0 | 1 | 1 | 1 | 0.0 | 0.0 | 0.0 | 0 |  |  | 0.0 | Electrical Components | 125A 2P Isolator L&T SK90421OOOO | 0 | 31-12-2099 | Material Transfer |  | 0.0 |  | 0 | 0 |  | 0 | 0 | 0 | 0 |  | 0 | Item Attribute | 1 | Nos | 0.0 | 0.0 | 0 | 0.0 | 0 | L&T |  | India |  |  | 0 | 0.0 |  | 0 | 0 |  | 0 | 0 | 0 | 0 |  |  | 0 | 0 | 0 |  | 0 | [5 empty] | 0 |  |  | 0 | [13 empty] | Nos | 1.0 | [10 empty] | Ringlus Electro Controls & Automation PVT LTD | [18 empty] | CGST - RNG | 9.0
[120 empty] | SGST - RNG | 9.0
| 200A 2P Isolator L&T SK90450OOOO | 200A 2P Isolator L&T SK90450OOOO | LTSFU | Nos |  | 200A 2P Isolator L&T SK90450OOOO |  | 0 | 0 | 1 | 1 | 1 | 0.0 | 0.0 | 0.0 | 0 |  |  | 0.0 | Electrical Components | 200A 2P Isolator L&T SK90450OOOO | 0 | 31-12-2099 | Material Transfer |  | 0.0 |  | 0 | 0 |  | 0 | 0 | 0 | 0 |  | 0 | Item Attribute | 1 | Nos | 0.0 | 0.0 | 0 | 0.0 | 0 | L&T |  | India |  |  | 0 | 0.0 |  | 0 | 0 |  | 0 | 0 | 0 | 0 |  |  | 0 | 0 | 0 |  | 0 | [5 empty] | 0 |  |  | 0 | [13 empty] | Nos | 1.0 | [10 empty] | Ringlus Electro Controls & Automation PVT LTD | [18 empty] | CGST - RNG | 9.0
[120 empty] | SGST - RNG | 9.0
| 250A 2P Isolator L&T SK90454OOOO | 250A 2P Isolator L&T SK90454OOOO | LTSFU | Nos |  | 250A 2P Isolator L&T SK90454OOOO |  | 0 | 0 | 1 | 1 | 1 | 0.0 | 0.0 | 0.0 | 0 |  |  | 0.0 | Electrical Components | 250A 2P Isolator L&T SK90454OOOO | 0 | 31-12-2099 | Material Transfer |  | 0.0 |  | 0 | 0 |  | 0 | 0 | 0 | 0 |  | 0 | Item Attribute | 1 | Nos | 0.0 | 0.0 | 0 | 0.0 | 0 | L&T |  | India |  |  | 0 | 0.0 |  | 0 | 0 |  | 0 | 0 | 0 | 0 |  |  | 0 | 0 | 0 |  | 0 | [5 empty] | 0 |  |  | 0 | [13 empty] | Nos | 1.0 | [10 empty] | Ringlus Electro Controls & Automation PVT LTD | [18 empty] | CGST - RNG | 9.0
[120 empty] | SGST - RNG | 9.0
| 315A 2P Isolator L&T SK90465OOOO | 315A 2P Isolator L&T SK90465OOOO | LTSFU | Nos |  | 315A 2P Isolator L&T SK90465OOOO |  | 0 | 0 | 1 | 1 | 1 | 0.0 | 0.0 | 0.0 | 0 |  |  | 0.0 | Electrical Components | 315A 2P Isolator L&T SK90465OOOO | 0 | 31-12-2099 | Material Transfer |  | 0.0 |  | 0 | 0 |  | 0 | 0 | 0 | 0 |  | 0 | Item Attribute | 1 | Nos | 0.0 | 0.0 | 0 | 0.0 | 0 | L&T |  | India |  |  | 0 | 0.0 |  | 0 | 0 |  | 0 | 0 | 0 | 0 |  |  | 0 | 0 | 0 |  | 0 | [5 empty] | 0 |  |  | 0 | [13 empty] | Nos | 1.0 | [10 empty] | Ringlus Electro Controls & Automation PVT LTD | [18 empty] | CGST - RNG | 9.0
[120 empty] | SGST - RNG | 9.0
| 400A 2P Isolator L&T SK90466OOOO | 400A 2P Isolator L&T SK90466OOOO | LTSFU | Nos |  | 400A 2P Isolator L&T SK90466OOOO |  | 0 | 0 | 1 | 1 | 1 | 0.0 | 0.0 | 0.0 | 0 |  |  | 0.0 | Electrical Components | 400A 2P Isolator L&T SK90466OOOO | 0 | 31-12-2099 | Material Transfer |  | 0.0 |  | 0 | 0 |  | 0 | 0 | 0 | 0 |  | 0 | Item Attribute | 1 | Nos | 0.0 | 0.0 | 0 | 0.0 | 0 | L&T |  | India |  |  | 0 | 0.0 |  | 0 | 0 |  | 0 | 0 | 0 | 0 |  |  | 0 | 0 | 0 |  | 0 | [5 empty] | 0 |  |  | 0 | [13 empty] | Nos | 1.0 | [10 empty] | Ringlus Electro Controls & Automation PVT LTD | [18 empty] | CGST - RNG | 9.0
[120 empty] | SGST - RNG | 9.0
| 630A 2P Isolator L&T SK90467OOOO | 630A 2P Isolator L&T SK90467OOOO | LTSFU | Nos |  | 630A 2P Isolator L&T SK90467OOOO |  | 0 | 0 | 1 | 1 | 1 | 0.0 | 0.0 | 0.0 | 0 |  |  | 0.0 | Electrical Components | 630A 2P Isolator L&T SK90467OOOO | 0 | 31-12-2099 | Material Transfer |  | 0.0 |  | 0 | 0 |  | 0 | 0 | 0 | 0 |  | 0 | Item Attribute | 1 | Nos | 0.0 | 0.0 | 0 | 0.0 | 0 | L&T |  | India |  |  | 0 | 0.0 |  | 0 | 0 |  | 0 | 0 | 0 | 0 |  |  | 0 | 0 | 0 |  | 0 | [5 empty] | 0 |  |  | 0 | [13 empty] | Nos | 1.0 | [10 empty] | Ringlus Electro Controls & Automation PVT LTD | [18 empty] | CGST - RNG | 9.0
[120 empty] | SGST - RNG | 9.0
| 800A 2P Isolator L&T SK90468OOOO | 800A 2P Isolator L&T SK90468OOOO | LTSFU | Nos |  | 800A 2P Isolator L&T SK90468OOOO |  | 0 | 0 | 1 | 1 | 1 | 0.0 | 0.0 | 0.0 | 0 |  |  | 0.0 | Electrical Components | 800A 2P Isolator L&T SK90468OOOO | 0 | 31-12-2099 | Material Transfer |  | 0.0 |  | 0 | 0 |  | 0 | 0 | 0 | 0 |  | 0 | Item Attribute | 1 | Nos | 0.0 | 0.0 | 0 | 0.0 | 0 | L&T |  | India |  |  | 0 | 0.0 |  | 0 | 0 |  | 0 | 0 | 0 | 0 |  |  | 0 | 0 | 0 |  | 0 | [5 empty] | 0 |  |  | 0 | [13 empty] | Nos | 1.0 | [10 empty] | Ringlus Electro Controls & Automation PVT LTD | [18 empty] | CGST - RNG | 9.0
[120 empty] | SGST - RNG | 9.0
| 1000A 2P Isolator L&T SK90469OOOO | 1000A 2P Isolator L&T SK90469OOOO | LTSFU | Nos |  | 1000A 2P Isolator L&T SK90469OOOO |  | 0 | 0 | 1 | 1 | 1 | 0.0 | 0.0 | 0.0 | 0 |  |  | 0.0 | Electrical Components | 1000A 2P Isolator L&T SK90469OOOO | 0 | 31-12-2099 | Material Transfer |  | 0.0 |  | 0 | 0 |  | 0 | 0 | 0 | 0 |  | 0 | Item Attribute | 1 | Nos | 0.0 | 0.0 | 0 | 0.0 | 0 | L&T |  | India |  |  | 0 | 0.0 |  | 0 | 0 |  | 0 | 0 | 0 | 0 |  |  | 0 | 0 | 0 |  | 0 | [5 empty] | 0 |  |  | 0 | [13 empty] | Nos | 1.0 | [10 empty] | Ringlus Electro Controls & Automation PVT LTD | [18 empty] | CGST - RNG | 9.0
[120 empty] | SGST - RNG | 9.0
| VFD 300HP ABB | VFD 300HP ABB | VFD | Nos |  | VFD 300HP ABB |  | 0 | 0 | 1 | 1 | 1 | 0.0 | 0.0 | 0.0 | 0 |  |  | 0.0 | Electrical Components | VFD 300HP ABB | 0 | 31-12-2099 | Material Transfer |  | 0.0 |  | 0 | 0 |  | 0 | 0 | 0 | 0 |  | 0 | Item Attribute | 1 | Nos | 0.0 | 0.0 | 0 | 0.0 | 0 | ABB |  | India |  |  | 0 | 0.0 |  | 0 | 0 |  | 0 | 0 | 0 | 0 |  |  | 0 | 0 | 0 |  | 0 | [5 empty] | 0 |  |  | 0 | [13 empty] | Nos | 1.0 | [10 empty] | Ringlus Electro Controls & Automation PVT LTD | [18 empty] | CGST - RNG | 9.0
[120 empty] | SGST - RNG | 9.0
| VFD 100HP (Normal Duty) ABB | VFD 100HP (Normal Duty) ABB | VFD | Nos |  | VFD 100HP (Normal Duty) ABB |  | 0 | 0 | 1 | 1 | 1 | 0.0 | 0.0 | 0.0 | 0 |  |  | 0.0 | Electrical Components | VFD 100HP (Normal Duty) ABB | 0 | 31-12-2099 | Material Transfer |  | 0.0 |  | 0 | 0 |  | 0 | 0 | 0 | 0 |  | 0 | Item Attribute | 1 | Nos | 0.0 | 0.0 | 0 | 0.0 | 0 | ABB |  | India |  |  | 0 | 0.0 |  | 0 | 0 |  | 0 | 0 | 0 | 0 |  |  | 0 | 0 | 0 |  | 0 | [5 empty] | 0 |  |  | 0 | [13 empty] | Nos | 1.0 | [10 empty] | Ringlus Electro Controls & Automation PVT LTD | [18 empty] | CGST - RNG | 9.0
[120 empty] | SGST - RNG | 9.0
| VFD 75HP ABB | VFD 75HP ABB | VFD | Nos |  | VFD 75HP ABB |  | 0 | 0 | 1 | 1 | 1 | 0.0 | 0.0 | 0.0 | 0 |  |  | 0.0 | Electrical Components | VFD 75HP ABB | 0 | 31-12-2099 | Material Transfer |  | 0.0 |  | 0 | 0 |  | 0 | 0 | 0 | 0 |  | 0 | Item Attribute | 1 | Nos | 0.0 | 0.0 | 0 | 0.0 | 0 | ABB |  | India |  |  | 0 | 0.0 |  | 0 | 0 |  | 0 | 0 | 0 | 0 |  |  | 0 | 0 | 0 |  | 0 | [5 empty] | 0 |  |  | 0 | [13 empty] | Nos | 1.0 | [10 empty] | Ringlus Electro Controls & Automation PVT LTD | [18 empty] | CGST - RNG | 9.0
[120 empty] | SGST - RNG | 9.0
| Power Quality Analyser Rishabh | Power Quality Analyser Rishabh | CSM | Nos |  | Power Quality Analyser Rishabh |  | 0 | 0 | 1 | 1 | 1 | 0.0 | 0.0 | 0.0 | 0 |  |  | 0.0 | Electrical Components | Power Quality Analyser Rishabh | 0 | 31-12-2099 | Material Transfer |  | 0.0 |  | 0 | 0 |  | 0 | 0 | 0 | 0 |  | 0 | Item Attribute | 1 | Nos | 0.0 | 0.0 | 0 | 0.0 | 0 | Rishabh |  | India |  |  | 0 | 0.0 |  | 0 | 0 |  | 0 | 0 | 0 | 0 |  |  | 0 | 0 | 0 |  | 0 | [5 empty] | 0 |  |  | 0 | [13 empty] | Nos | 1.0 | [10 empty] | Ringlus Electro Controls & Automation PVT LTD | [18 empty] | CGST - RNG | 9.0
[120 empty] | SGST - RNG | 9.0
| Power Quality Monitor with RS485 Rishabh | Power Quality Monitor with RS485 Rishabh | CSM | Nos |  | Power Quality Monitor with RS485 Rishabh |  | 0 | 0 | 1 | 1 | 1 | 0.0 | 0.0 | 0.0 | 0 |  |  | 0.0 | Electrical Components | Power Quality Monitor with RS485 Rishabh | 0 | 31-12-2099 | Material Transfer |  | 0.0 |  | 0 | 0 |  | 0 | 0 | 0 | 0 |  | 0 | Item Attribute | 1 | Nos | 0.0 | 0.0 | 0 | 0.0 | 0 | Rishabh |  | India |  |  | 0 | 0.0 |  | 0 | 0 |  | 0 | 0 | 0 | 0 |  |  | 0 | 0 | 0 |  | 0 | [5 empty] | 0 |  |  | 0 | [13 empty] | Nos | 1.0 | [10 empty] | Ringlus Electro Controls & Automation PVT LTD | [18 empty] | CGST - RNG | 9.0
[120 empty] | SGST - RNG | 9.0
| 0-1000A Analog Ammeter 92mm AE | 0-1000A Analog Ammeter 92mm AE | CSM | Nos |  | 0-1000A Analog Ammeter 92mm AE |  | 0 | 0 | 1 | 1 | 1 | 0.0 | 0.0 | 0.0 | 0 |  |  | 0.0 | Electrical Components | 0-1000A Analog Ammeter 92mm AE | 0 | 31-12-2099 | Material Transfer |  | 0.0 |  | 0 | 0 |  | 0 | 0 | 0 | 0 |  | 0 | Item Attribute | 1 | Nos | 0.0 | 0.0 | 0 | 0.0 | 0 | AE |  | India |  |  | 0 | 0.0 |  | 0 | 0 |  | 0 | 0 | 0 | 0 |  |  | 0 | 0 | 0 |  | 0 | [5 empty] | 0 |  |  | 0 | [13 empty] | Nos | 1.0 | [10 empty] | Ringlus Electro Controls & Automation PVT LTD | [18 empty] | CGST - RNG | 9.0
[120 empty] | SGST - RNG | 9.0
| Multifunction Meter-Load manager Class 1.0 EM6400 Schneider | Multifunction Meter-Load manager Class 1.0 EM6400 Schneider | SCMTR | Nos |  | Multifunction Meter-Load manager Class 1.0 EM6400 Schneider |  | 0 | 0 | 1 | 1 | 1 | 0.0 | 0.0 | 0.0 | 0 |  |  | 0.0 | Electrical Components | Multifunction Meter-Load manager Class 1.0 EM6400 Schneider | 0 | 31-12-2099 | Material Transfer |  | 0.0 |  | 0 | 0 |  | 0 | 0 | 0 | 0 |  | 0 | Item Attribute | 1 | Nos | 0.0 | 0.0 | 0 | 0.0 | 0 | Schneider |  | India |  |  | 0 | 0.0 |  | 0 | 0 |  | 0 | 0 | 0 | 0 |  |  | 0 | 0 | 0 |  | 0 | [5 empty] | 0 |  |  | 0 | [13 empty] | Nos | 1.0 | [10 empty] | Ringlus Electro Controls & Automation PVT LTD | [18 empty] | CGST - RNG | 9.0
[120 empty] | SGST - RNG | 9.0
| Multifunction Meter-Load manager Class 1.0 with RS485 port EM6400 Schneider | Multifunction Meter-Load manager Class 1.0 with RS485 port EM6400 Schneider | SCMTR | Nos |  | Multifunction Meter-Load manager Class 1.0 with RS485 port EM6400 Schneider |  | 0 | 0 | 1 | 1 | 1 | 0.0 | 0.0 | 0.0 | 0 |  |  | 0.0 | Electrical Components | Multifunction Meter-Load manager Class 1.0 with RS485 port EM6400 Schneider | 0 | 31-12-2099 | Material Transfer |  | 0.0 |  | 0 | 0 |  | 0 | 0 | 0 | 0 |  | 0 | Item Attribute | 1 | Nos | 0.0 | 0.0 | 0 | 0.0 | 0 | Schneider |  | India |  |  | 0 | 0.0 |  | 0 | 0 |  | 0 | 0 | 0 | 0 |  |  | 0 | 0 | 0 |  | 0 | [5 empty] | 0 |  |  | 0 | [13 empty] | Nos | 1.0 | [10 empty] | Ringlus Electro Controls & Automation PVT LTD | [18 empty] | CGST - RNG | 9.0
[120 empty] | SGST - RNG | 9.0
| Multifunction Meter-Load manager Class 1.0 with Demand RS485 port EM6400 Schneider | Multifunction Meter-Load manager Class 1.0 with Demand RS485 port EM6400 Schneider | SCMTR | Nos |  | Multifunction Meter-Load manager Class 1.0 with Demand RS485 port EM6400 Schneider |  | 0 | 0 | 1 | 1 | 1 | 0.0 | 0.0 | 0.0 | 0 |  |  | 0.0 | Electrical Components | Multifunction Meter-Load manager Class 1.0 with Demand RS485 port EM6400 Schneider | 0 | 31-12-2099 | Material Transfer |  | 0.0 |  | 0 | 0 |  | 0 | 0 | 0 | 0 |  | 0 | Item Attribute | 1 | Nos | 0.0 | 0.0 | 0 | 0.0 | 0 | Schneider |  | India |  |  | 0 | 0.0 |  | 0 | 0 |  | 0 | 0 | 0 | 0 |  |  | 0 | 0 | 0 |  | 0 | [5 empty] | 0 |  |  | 0 | [13 empty] | Nos | 1.0 | [10 empty] | Ringlus Electro Controls & Automation PVT LTD | [18 empty] | CGST - RNG | 9.0
[120 empty] | SGST - RNG | 9.0
| 16A 4P 2 way center off switch L&T | 16A 4P 2 way center off switch L&T | CSM | Nos |  | 16A 4P 2 way center off switch L&T |  | 0 | 0 | 1 | 1 | 1 | 0.0 | 0.0 | 0.0 | 0 |  |  | 0.0 | Electrical Components | 16A 4P 2 way center off switch L&T | 0 | 31-12-2099 | Material Transfer |  | 0.0 |  | 0 | 0 |  | 0 | 0 | 0 | 0 |  | 0 | Item Attribute | 1 | Nos | 0.0 | 0.0 | 0 | 0.0 | 0 | L&T |  | India |  |  | 0 | 0.0 |  | 0 | 0 |  | 0 | 0 | 0 | 0 |  |  | 0 | 0 | 0 |  | 0 | [5 empty] | 0 |  |  | 0 | [13 empty] | Nos | 1.0 | [10 empty] | Ringlus Electro Controls & Automation PVT LTD | [18 empty] | CGST - RNG | 9.0
[120 empty] | SGST - RNG | 9.0
| Dual Source LED meter Cl1 L&T WL404010OOOO | Dual Source LED meter Cl1 L&T WL404010OOOO | LTMTR | Nos |  | Dual Source LED meter Cl1 L&T WL404010OOOO |  | 0 | 0 | 1 | 1 | 1 | 0.0 | 0.0 | 0.0 | 0 |  |  | 0.0 | Electrical Components | Dual Source LED meter Cl1 L&T WL404010OOOO | 0 | 31-12-2099 | Material Transfer |  | 0.0 |  | 0 | 0 |  | 0 | 0 | 0 | 0 |  | 0 | Item Attribute | 1 | Nos | 0.0 | 0.0 | 0 | 0.0 | 0 | L&T | WL404010OOOO | India |  |  | 0 | 0.0 |  | 0 | 0 |  | 0 | 0 | 0 | 0 |  |  | 0 | 0 | 0 |  | 0 | [5 empty] | 0 |  |  | 0 | [13 empty] | Nos | 1.0 | [10 empty] | Ringlus Electro Controls & Automation PVT LTD | [18 empty] | CGST - RNG | 9.0
[120 empty] | SGST - RNG | 9.0
| Dual Source LED meter Cl1 with RS485 L&T WL404011OOOO | Dual Source LED meter Cl1 with RS485 L&T WL404011OOOO | LTMTR | Nos |  | Dual Source LED meter Cl1 with RS485 L&T WL404011OOOO |  | 0 | 0 | 1 | 1 | 1 | 0.0 | 0.0 | 0.0 | 0 |  |  | 0.0 | Electrical Components | Dual Source LED meter Cl1 with RS485 L&T WL404011OOOO | 0 | 31-12-2099 | Material Transfer |  | 0.0 |  | 0 | 0 |  | 0 | 0 | 0 | 0 |  | 0 | Item Attribute | 1 | Nos | 0.0 | 0.0 | 0 | 0.0 | 0 | L&T | WL404011OOOO | India |  |  | 0 | 0.0 |  | 0 | 0 |  | 0 | 0 | 0 | 0 |  |  | 0 | 0 | 0 |  | 0 | [5 empty] | 0 |  |  | 0 | [13 empty] | Nos | 1.0 | [10 empty] | Ringlus Electro Controls & Automation PVT LTD | [18 empty] | CGST - RNG | 9.0
[120 empty] | SGST - RNG | 9.0
| Dual Source LED meter Cl0.5 L&T WL404020OOOO | Dual Source LED meter Cl0.5 L&T WL404020OOOO | LTMTR | Nos |  | Dual Source LED meter Cl0.5 L&T WL404020OOOO |  | 0 | 0 | 1 | 1 | 1 | 0.0 | 0.0 | 0.0 | 0 |  |  | 0.0 | Electrical Components | Dual Source LED meter Cl0.5 L&T WL404020OOOO | 0 | 31-12-2099 | Material Transfer |  | 0.0 |  | 0 | 0 |  | 0 | 0 | 0 | 0 |  | 0 | Item Attribute | 1 | Nos | 0.0 | 0.0 | 0 | 0.0 | 0 | L&T | WL404020OOOO | India |  |  | 0 | 0.0 |  | 0 | 0 |  | 0 | 0 | 0 | 0 |  |  | 0 | 0 | 0 |  | 0 | [5 empty] | 0 |  |  | 0 | [13 empty] | Nos | 1.0 | [10 empty] | Ringlus Electro Controls & Automation PVT LTD | [18 empty] | CGST - RNG | 9.0
[120 empty] | SGST - RNG | 9.0
| Dual Source LED meter Cl0.5 with RS485 L&T WL404021OOOO | Dual Source LED meter Cl0.5 with RS485 L&T WL404021OOOO | LTMTR | Nos |  | Dual Source LED meter Cl0.5 with RS485 L&T WL404021OOOO |  | 0 | 0 | 1 | 1 | 1 | 0.0 | 0.0 | 0.0 | 0 |  |  | 0.0 | Electrical Components | Dual Source LED meter Cl0.5 with RS485 L&T WL404021OOOO | 0 | 31-12-2099 | Material Transfer |  | 0.0 |  | 0 | 0 |  | 0 | 0 | 0 | 0 |  | 0 | Item Attribute | 1 | Nos | 0.0 | 0.0 | 0 | 0.0 | 0 | L&T | WL404021OOOO | India |  |  | 0 | 0.0 |  | 0 | 0 |  | 0 | 0 | 0 | 0 |  |  | 0 | 0 | 0 |  | 0 | [5 empty] | 0 |  |  | 0 | [13 empty] | Nos | 1.0 | [10 empty] | Ringlus Electro Controls & Automation PVT LTD | [18 empty] | CGST - RNG | 9.0
[120 empty] | SGST - RNG | 9.0
| 630A 50KA Three Pole EDO UW-MTX1G OMEGA U POWER L&T UW106NXD12800 | 630A 50KA Three Pole EDO UW-MTX1G OMEGA U POWER L&T UW106NXD12800 | LTUPACB | Nos |  | 630A 50KA Three Pole EDO UW-MTX1G OMEGA U POWER L&T UW106NXD12800 |  | 0 | 0 | 1 | 1 | 1 | 0.0 | 0.0 | 0.0 | 0 |  |  | 0.0 | Electrical Components | 630A 50KA Three Pole EDO UW-MTX1G OMEGA U POWER L&T UW106NXD12800 | 0 | 31-12-2099 | Material Transfer |  | 0.0 |  | 0 | 0 |  | 0 | 0 | 0 | 0 |  | 0 | Item Attribute | 1 | Nos | 0.0 | 0.0 | 0 | 0.0 | 0 | L&T | UW106NXD12800 | India |  |  | 0 | 0.0 |  | 0 | 0 |  | 0 | 0 | 0 | 0 |  |  | 0 | 0 | 0 |  | 0 | [5 empty] | 0 |  |  | 0 | [13 empty] | Nos | 1.0 | [10 empty] | Ringlus Electro Controls & Automation PVT LTD | [18 empty] | CGST - RNG | 9.0
[120 empty] | SGST - RNG | 9.0
| 800A 50KA Three Pole EDO UW-MTX1G OMEGA U POWER L&T UW108NXD12800 | 800A 50KA Three Pole EDO UW-MTX1G OMEGA U POWER L&T UW108NXD12800 | LTUPACB | Nos |  | 800A 50KA Three Pole EDO UW-MTX1G OMEGA U POWER L&T UW108NXD12800 |  | 0 | 0 | 1 | 1 | 1 | 0.0 | 0.0 | 0.0 | 0 |  |  | 0.0 | Electrical Components | 800A 50KA Three Pole EDO UW-MTX1G OMEGA U POWER L&T UW108NXD12800 | 0 | 31-12-2099 | Material Transfer |  | 0.0 |  | 0 | 0 |  | 0 | 0 | 0 | 0 |  | 0 | Item Attribute | 1 | Nos | 0.0 | 0.0 | 0 | 0.0 | 0 | L&T | UW108NXD12800 | India |  |  | 0 | 0.0 |  | 0 | 0 |  | 0 | 0 | 0 | 0 |  |  | 0 | 0 | 0 |  | 0 | [5 empty] | 0 |  |  | 0 | [13 empty] | Nos | 1.0 | [10 empty] | Ringlus Electro Controls & Automation PVT LTD | [18 empty] | CGST - RNG | 9.0
[120 empty] | SGST - RNG | 9.0
| 1000A 50KA Three Pole EDO UW-MTX1G OMEGA U POWER L&T UW110NXD12800 | 1000A 50KA Three Pole EDO UW-MTX1G OMEGA U POWER L&T UW110NXD12800 | LTUPACB | Nos |  | 1000A 50KA Three Pole EDO UW-MTX1G OMEGA U POWER L&T UW110NXD12800 |  | 0 | 0 | 1 | 1 | 1 | 0.0 | 0.0 | 0.0 | 0 |  |  | 0.0 | Electrical Components | 1000A 50KA Three Pole EDO UW-MTX1G OMEGA U POWER L&T UW110NXD12800 | 0 | 31-12-2099 | Material Transfer |  | 0.0 |  | 0 | 0 |  | 0 | 0 | 0 | 0 |  | 0 | Item Attribute | 1 | Nos | 0.0 | 0.0 | 0 | 0.0 | 0 | L&T | UW110NXD12800 | India |  |  | 0 | 0.0 |  | 0 | 0 |  | 0 | 0 | 0 | 0 |  |  | 0 | 0 | 0 |  | 0 | [5 empty] | 0 |  |  | 0 | [13 empty] | Nos | 1.0 | [10 empty] | Ringlus Electro Controls & Automation PVT LTD | [18 empty] | CGST - RNG | 9.0
[120 empty] | SGST - RNG | 9.0
| 1250A 50KA Three Pole EDO UW-MTX1G OMEGA U POWER L&T UW112NXD12800 | 1250A 50KA Three Pole EDO UW-MTX1G OMEGA U POWER L&T UW112NXD12800 | LTUPACB | Nos |  | 1250A 50KA Three Pole EDO UW-MTX1G OMEGA U POWER L&T UW112NXD12800 |  | 0 | 0 | 1 | 1 | 1 | 0.0 | 0.0 | 0.0 | 0 |  |  | 0.0 | Electrical Components | 1250A 50KA Three Pole EDO UW-MTX1G OMEGA U POWER L&T UW112NXD12800 | 0 | 31-12-2099 | Material Transfer |  | 0.0 |  | 0 | 0 |  | 0 | 0 | 0 | 0 |  | 0 | Item Attribute | 1 | Nos | 0.0 | 0.0 | 0 | 0.0 | 0 | L&T | UW112NXD12800 | India |  |  | 0 | 0.0 |  | 0 | 0 |  | 0 | 0 | 0 | 0 |  |  | 0 | 0 | 0 |  | 0 | [5 empty] | 0 |  |  | 0 | [13 empty] | Nos | 1.0 | [10 empty] | Ringlus Electro Controls & Automation PVT LTD | [18 empty] | CGST - RNG | 9.0
[120 empty] | SGST - RNG | 9.0
| 2000A 50KA Three Pole EDO UW-MTX1G OMEGA U POWER L&T UW116NXD12800 | 2000A 50KA Three Pole EDO UW-MTX1G OMEGA U POWER L&T UW116NXD12800 | LTUPACB | Nos |  | 2000A 50KA Three Pole EDO UW-MTX1G OMEGA U POWER L&T UW116NXD12800 |  | 0 | 0 | 1 | 1 | 1 | 0.0 | 0.0 | 0.0 | 0 |  |  | 0.0 | Electrical Components | 2000A 50KA Three Pole EDO UW-MTX1G OMEGA U POWER L&T UW116NXD12800 | 0 | 31-12-2099 | Material Transfer |  | 0.0 |  | 0 | 0 |  | 0 | 0 | 0 | 0 |  | 0 | Item Attribute | 1 | Nos | 0.0 | 0.0 | 0 | 0.0 | 0 | L&T | UW116NXD12800 | India |  |  | 0 | 0.0 |  | 0 | 0 |  | 0 | 0 | 0 | 0 |  |  | 0 | 0 | 0 |  | 0 | [5 empty] | 0 |  |  | 0 | [13 empty] | Nos | 1.0 | [10 empty] | Ringlus Electro Controls & Automation PVT LTD | [18 empty] | CGST - RNG | 9.0
[120 empty] | SGST - RNG | 9.0
| 20A 30kA, 230V,1PH+N TM based FIXED TYPE MCCB Mistubishi NF125CV3P02A | 20A 30kA, 230V,1PH+N TM based FIXED TYPE MCCB Mistubishi NF125CV3P02A | MIFMCCB | Nos |  | 20A 30kA, 230V,1PH+N TM based FIXED TYPE MCCB Mistubishi NF125CV3P02A |  | 0 | 0 | 1 | 1 | 1 | 0.0 | 0.0 | 0.0 | 0 |  |  | 0.0 | Electrical Components | 20A 30kA, 230V,1PH+N TM based FIXED TYPE MCCB Mistubishi NF125CV3P02A | 0 | 31-12-2099 | Material Transfer |  | 0.0 |  | 0 | 0 |  | 0 | 0 | 0 | 0 |  | 0 | Item Attribute | 1 | Nos | 0.0 | 0.0 | 0 | 0.0 | 0 | Mistubishi | NF125CV3P02A | India |  |  | 0 | 0.0 |  | 0 | 0 |  | 0 | 0 | 0 | 0 |  |  | 0 | 0 | 0 |  | 0 | [5 empty] | 0 |  |  | 0 | [13 empty] | Nos | 1.0 | [10 empty] | Ringlus Electro Controls & Automation PVT LTD | [18 empty] | CGST - RNG | 9.0
[120 empty] | SGST - RNG | 9.0
| 20A 30kA, 230V,1PH+N TM based FIXED TYPE MCCB Mistubishi NF125CV3P03A | 20A 30kA, 230V,1PH+N TM based FIXED TYPE MCCB Mistubishi NF125CV3P03A | MIFMCCB | Nos |  | 20A 30kA, 230V,1PH+N TM based FIXED TYPE MCCB Mistubishi NF125CV3P03A |  | 0 | 0 | 1 | 1 | 1 | 0.0 | 0.0 | 0.0 | 0 |  |  | 0.0 | Electrical Components | 20A 30kA, 230V,1PH+N TM based FIXED TYPE MCCB Mistubishi NF125CV3P03A | 0 | 31-12-2099 | Material Transfer |  | 0.0 |  | 0 | 0 |  | 0 | 0 | 0 | 0 |  | 0 | Item Attribute | 1 | Nos | 0.0 | 0.0 | 0 | 0.0 | 0 | Mistubishi | NF125CV3P03A | India |  |  | 0 | 0.0 |  | 0 | 0 |  | 0 | 0 | 0 | 0 |  |  | 0 | 0 | 0 |  | 0 | [5 empty] | 0 |  |  | 0 | [13 empty] | Nos | 1.0 | [10 empty] | Ringlus Electro Controls & Automation PVT LTD | [18 empty] | CGST - RNG | 9.0
[120 empty] | SGST - RNG | 9.0
| 20A 30kA, 230V,1PH+N TM based FIXED TYPE MCCB Mistubishi NF125CV3P04A | 20A 30kA, 230V,1PH+N TM based FIXED TYPE MCCB Mistubishi NF125CV3P04A | MIFMCCB | Nos |  | 20A 30kA, 230V,1PH+N TM based FIXED TYPE MCCB Mistubishi NF125CV3P04A |  | 0 | 0 | 1 | 1 | 1 | 0.0 | 0.0 | 0.0 | 0 |  |  | 0.0 | Electrical Components | 20A 30kA, 230V,1PH+N TM based FIXED TYPE MCCB Mistubishi NF125CV3P04A | 0 | 31-12-2099 | Material Transfer |  | 0.0 |  | 0 | 0 |  | 0 | 0 | 0 | 0 |  | 0 | Item Attribute | 1 | Nos | 0.0 | 0.0 | 0 | 0.0 | 0 | Mistubishi | NF125CV3P04A | India |  |  | 0 | 0.0 |  | 0 | 0 |  | 0 | 0 | 0 | 0 |  |  | 0 | 0 | 0 |  | 0 | [5 empty] | 0 |  |  | 0 | [13 empty] | Nos | 1.0 | [10 empty] | Ringlus Electro Controls & Automation PVT LTD | [18 empty] | CGST - RNG | 9.0
[120 empty] | SGST - RNG | 9.0
| 20A 30kA, 230V,1PH+N TM based FIXED TYPE MCCB Mistubishi NF125CV3P05A | 20A 30kA, 230V,1PH+N TM based FIXED TYPE MCCB Mistubishi NF125CV3P05A | MIFMCCB | Nos |  | 20A 30kA, 230V,1PH+N TM based FIXED TYPE MCCB Mistubishi NF125CV3P05A |  | 0 | 0 | 1 | 1 | 1 | 0.0 | 0.0 | 0.0 | 0 |  |  | 0.0 | Electrical Components | 20A 30kA, 230V,1PH+N TM based FIXED TYPE MCCB Mistubishi NF125CV3P05A | 0 | 31-12-2099 | Material Transfer |  | 0.0 |  | 0 | 0 |  | 0 | 0 | 0 | 0 |  | 0 | Item Attribute | 1 | Nos | 0.0 | 0.0 | 0 | 0.0 | 0 | Mistubishi | NF125CV3P05A | India |  |  | 0 | 0.0 |  | 0 | 0 |  | 0 | 0 | 0 | 0 |  |  | 0 | 0 | 0 |  | 0 | [5 empty] | 0 |  |  | 0 | [13 empty] | Nos | 1.0 | [10 empty] | Ringlus Electro Controls & Automation PVT LTD | [18 empty] | CGST - RNG | 9.0
[120 empty] | SGST - RNG | 9.0
| 20A 30kA, 230V,1PH+N TM based FIXED TYPE MCCB Mistubishi NF125CV3P06A | 20A 30kA, 230V,1PH+N TM based FIXED TYPE MCCB Mistubishi NF125CV3P06A | MIFMCCB | Nos |  | 20A 30kA, 230V,1PH+N TM based FIXED TYPE MCCB Mistubishi NF125CV3P06A |  | 0 | 0 | 1 | 1 | 1 | 0.0 | 0.0 | 0.0 | 0 |  |  | 0.0 | Electrical Components | 20A 30kA, 230V,1PH+N TM based FIXED TYPE MCCB Mistubishi NF125CV3P06A | 0 | 31-12-2099 | Material Transfer |  | 0.0 |  | 0 | 0 |  | 0 | 0 | 0 | 0 |  | 0 | Item Attribute | 1 | Nos | 0.0 | 0.0 | 0 | 0.0 | 0 | Mistubishi | NF125CV3P06A | India |  |  | 0 | 0.0 |  | 0 | 0 |  | 0 | 0 | 0 | 0 |  |  | 0 | 0 | 0 |  | 0 | [5 empty] | 0 |  |  | 0 | [13 empty] | Nos | 1.0 | [10 empty] | Ringlus Electro Controls & Automation PVT LTD | [18 empty] | CGST - RNG | 9.0
[120 empty] | SGST - RNG | 9.0
| 20A 30kA, 230V,1PH+N TM based FIXED TYPE MCCB Mistubishi NF125CV3P10A | 20A 30kA, 230V,1PH+N TM based FIXED TYPE MCCB Mistubishi NF125CV3P10A | MIFMCCB | Nos |  | 20A 30kA, 230V,1PH+N TM based FIXED TYPE MCCB Mistubishi NF125CV3P10A |  | 0 | 0 | 1 | 1 | 1 | 0.0 | 0.0 | 0.0 | 0 |  |  | 0.0 | Electrical Components | 20A 30kA, 230V,1PH+N TM based FIXED TYPE MCCB Mistubishi NF125CV3P10A | 0 | 31-12-2099 | Material Transfer |  | 0.0 |  | 0 | 0 |  | 0 | 0 | 0 | 0 |  | 0 | Item Attribute | 1 | Nos | 0.0 | 0.0 | 0 | 0.0 | 0 | Mistubishi | NF125CV3P10A | India |  |  | 0 | 0.0 |  | 0 | 0 |  | 0 | 0 | 0 | 0 |  |  | 0 | 0 | 0 |  | 0 | [5 empty] | 0 |  |  | 0 | [13 empty] | Nos | 1.0 | [10 empty] | Ringlus Electro Controls & Automation PVT LTD | [18 empty] | CGST - RNG | 9.0
[120 empty] | SGST - RNG | 9.0
| 20A 30kA, 230V,1PH+N TM based FIXED TYPE MCCB Mistubishi NF125CV3P16A | 20A 30kA, 230V,1PH+N TM based FIXED TYPE MCCB Mistubishi NF125CV3P16A | MIFMCCB | Nos |  | 20A 30kA, 230V,1PH+N TM based FIXED TYPE MCCB Mistubishi NF125CV3P16A |  | 0 | 0 | 1 | 1 | 1 | 0.0 | 0.0 | 0.0 | 0 |  |  | 0.0 | Electrical Components | 20A 30kA, 230V,1PH+N TM based FIXED TYPE MCCB Mistubishi NF125CV3P16A | 0 | 31-12-2099 | Material Transfer |  | 0.0 |  | 0 | 0 |  | 0 | 0 | 0 | 0 |  | 0 | Item Attribute | 1 | Nos | 0.0 | 0.0 | 0 | 0.0 | 0 | Mistubishi | NF125CV3P16A | India |  |  | 0 | 0.0 |  | 0 | 0 |  | 0 | 0 | 0 | 0 |  |  | 0 | 0 | 0 |  | 0 | [5 empty] | 0 |  |  | 0 | [13 empty] | Nos | 1.0 | [10 empty] | Ringlus Electro Controls & Automation PVT LTD | [18 empty] | CGST - RNG | 9.0
[120 empty] | SGST - RNG | 9.0
| 20A 30kA, 230V,1PH+N TM based FIXED TYPE MCCB Mistubishi NF125CV3P20A | 20A 30kA, 230V,1PH+N TM based FIXED TYPE MCCB Mistubishi NF125CV3P20A | MIFMCCB | Nos |  | 20A 30kA, 230V,1PH+N TM based FIXED TYPE MCCB Mistubishi NF125CV3P20A |  | 0 | 0 | 1 | 1 | 1 | 0.0 | 0.0 | 0.0 | 0 |  |  | 0.0 | Electrical Components | 20A 30kA, 230V,1PH+N TM based FIXED TYPE MCCB Mistubishi NF125CV3P20A | 0 | 31-12-2099 | Material Transfer |  | 0.0 |  | 0 | 0 |  | 0 | 0 | 0 | 0 |  | 0 | Item Attribute | 1 | Nos | 0.0 | 0.0 | 0 | 0.0 | 0 | Mistubishi | NF125CV3P20A | India |  |  | 0 | 0.0 |  | 0 | 0 |  | 0 | 0 | 0 | 0 |  |  | 0 | 0 | 0 |  | 0 | [5 empty] | 0 |  |  | 0 | [13 empty] | Nos | 1.0 | [10 empty] | Ringlus Electro Controls & Automation PVT LTD | [18 empty] | CGST - RNG | 9.0
[120 empty] | SGST - RNG | 9.0
| 25A 30kA, 230V,1PH+N TM based FIXED TYPE MCCB Mistubishi NF125CV3P25A | 25A 30kA, 230V,1PH+N TM based FIXED TYPE MCCB Mistubishi NF125CV3P25A | MIFMCCB | Nos |  | 25A 30kA, 230V,1PH+N TM based FIXED TYPE MCCB Mistubishi NF125CV3P25A |  | 0 | 0 | 1 | 1 | 1 | 0.0 | 0.0 | 0.0 | 0 |  |  | 0.0 | Electrical Components | 25A 30kA, 230V,1PH+N TM based FIXED TYPE MCCB Mistubishi NF125CV3P25A | 0 | 31-12-2099 | Material Transfer |  | 0.0 |  | 0 | 0 |  | 0 | 0 | 0 | 0 |  | 0 | Item Attribute | 1 | Nos | 0.0 | 0.0 | 0 | 0.0 | 0 | Mistubishi | NF125CV3P25A | India |  |  | 0 | 0.0 |  | 0 | 0 |  | 0 | 0 | 0 | 0 |  |  | 0 | 0 | 0 |  | 0 | [5 empty] | 0 |  |  | 0 | [13 empty] | Nos | 1.0 | [10 empty] | Ringlus Electro Controls & Automation PVT LTD | [18 empty] | CGST - RNG | 9.0
[120 empty] | SGST - RNG | 9.0
| 32A 30kA, 230V,1PH+N TM based FIXED TYPE MCCB Mistubishi NF125CV3P32A | 32A 30kA, 230V,1PH+N TM based FIXED TYPE MCCB Mistubishi NF125CV3P32A | MIFMCCB | Nos |  | 32A 30kA, 230V,1PH+N TM based FIXED TYPE MCCB Mistubishi NF125CV3P32A |  | 0 | 0 | 1 | 1 | 1 | 0.0 | 0.0 | 0.0 | 0 |  |  | 0.0 | Electrical Components | 32A 30kA, 230V,1PH+N TM based FIXED TYPE MCCB Mistubishi NF125CV3P32A | 0 | 31-12-2099 | Material Transfer |  | 0.0 |  | 0 | 0 |  | 0 | 0 | 0 | 0 |  | 0 | Item Attribute | 1 | Nos | 0.0 | 0.0 | 0 | 0.0 | 0 | Mistubishi | NF125CV3P32A | India |  |  | 0 | 0.0 |  | 0 | 0 |  | 0 | 0 | 0 | 0 |  |  | 0 | 0 | 0 |  | 0 | [5 empty] | 0 |  |  | 0 | [13 empty] | Nos | 1.0 | [10 empty] | Ringlus Electro Controls & Automation PVT LTD | [18 empty] | CGST - RNG | 9.0
[120 empty] | SGST - RNG | 9.0
| 40A 30kA, 230V,1PH+N TM based FIXED TYPE MCCB Mistubishi NF125CV3P40A | 40A 30kA, 230V,1PH+N TM based FIXED TYPE MCCB Mistubishi NF125CV3P40A | MIFMCCB | Nos |  | 40A 30kA, 230V,1PH+N TM based FIXED TYPE MCCB Mistubishi NF125CV3P40A |  | 0 | 0 | 1 | 1 | 1 | 0.0 | 0.0 | 0.0 | 0 |  |  | 0.0 | Electrical Components | 40A 30kA, 230V,1PH+N TM based FIXED TYPE MCCB Mistubishi NF125CV3P40A | 0 | 31-12-2099 | Material Transfer |  | 0.0 |  | 0 | 0 |  | 0 | 0 | 0 | 0 |  | 0 | Item Attribute | 1 | Nos | 0.0 | 0.0 | 0 | 0.0 | 0 | Mistubishi | NF125CV3P40A | India |  |  | 0 | 0.0 |  | 0 | 0 |  | 0 | 0 | 0 | 0 |  |  | 0 | 0 | 0 |  | 0 | [5 empty] | 0 |  |  | 0 | [13 empty] | Nos | 1.0 | [10 empty] | Ringlus Electro Controls & Automation PVT LTD | [18 empty] | CGST - RNG | 9.0
[120 empty] | SGST - RNG | 9.0
| 50A 30kA, 230V,1PH+N TM based FIXED TYPE MCCB Mistubishi NF125CV3P50A | 50A 30kA, 230V,1PH+N TM based FIXED TYPE MCCB Mistubishi NF125CV3P50A | MIFMCCB | Nos |  | 50A 30kA, 230V,1PH+N TM based FIXED TYPE MCCB Mistubishi NF125CV3P50A |  | 0 | 0 | 1 | 1 | 1 | 0.0 | 0.0 | 0.0 | 0 |  |  | 0.0 | Electrical Components | 50A 30kA, 230V,1PH+N TM based FIXED TYPE MCCB Mistubishi NF125CV3P50A | 0 | 31-12-2099 | Material Transfer |  | 0.0 |  | 0 | 0 |  | 0 | 0 | 0 | 0 |  | 0 | Item Attribute | 1 | Nos | 0.0 | 0.0 | 0 | 0.0 | 0 | Mistubishi | NF125CV3P50A | India |  |  | 0 | 0.0 |  | 0 | 0 |  | 0 | 0 | 0 | 0 |  |  | 0 | 0 | 0 |  | 0 | [5 empty] | 0 |  |  | 0 | [13 empty] | Nos | 1.0 | [10 empty] | Ringlus Electro Controls & Automation PVT LTD | [18 empty] | CGST - RNG | 9.0
[120 empty] | SGST - RNG | 9.0
| 63A 30kA, 230V,1PH+N TM based FIXED TYPE MCCB Mistubishi NF125CV3P63A | 63A 30kA, 230V,1PH+N TM based FIXED TYPE MCCB Mistubishi NF125CV3P63A | MIFMCCB | Nos |  | 63A 30kA, 230V,1PH+N TM based FIXED TYPE MCCB Mistubishi NF125CV3P63A |  | 0 | 0 | 1 | 1 | 1 | 0.0 | 0.0 | 0.0 | 0 |  |  | 0.0 | Electrical Components | 63A 30kA, 230V,1PH+N TM based FIXED TYPE MCCB Mistubishi NF125CV3P63A | 0 | 31-12-2099 | Material Transfer |  | 0.0 |  | 0 | 0 |  | 0 | 0 | 0 | 0 |  | 0 | Item Attribute | 1 | Nos | 0.0 | 0.0 | 0 | 0.0 | 0 | Mistubishi | NF125CV3P63A | India |  |  | 0 | 0.0 |  | 0 | 0 |  | 0 | 0 | 0 | 0 |  |  | 0 | 0 | 0 |  | 0 | [5 empty] | 0 |  |  | 0 | [13 empty] | Nos | 1.0 | [10 empty] | Ringlus Electro Controls & Automation PVT LTD | [18 empty] | CGST - RNG | 9.0
[120 empty] | SGST - RNG | 9.0
| 80A 30kA, 230V,1PH+N TM based FIXED TYPE MCCB Mistubishi NF125CV3P80A | 80A 30kA, 230V,1PH+N TM based FIXED TYPE MCCB Mistubishi NF125CV3P80A | MIFMCCB | Nos |  | 80A 30kA, 230V,1PH+N TM based FIXED TYPE MCCB Mistubishi NF125CV3P80A |  | 0 | 0 | 1 | 1 | 1 | 0.0 | 0.0 | 0.0 | 0 |  |  | 0.0 | Electrical Components | 80A 30kA, 230V,1PH+N TM based FIXED TYPE MCCB Mistubishi NF125CV3P80A | 0 | 31-12-2099 | Material Transfer |  | 0.0 |  | 0 | 0 |  | 0 | 0 | 0 | 0 |  | 0 | Item Attribute | 1 | Nos | 0.0 | 0.0 | 0 | 0.0 | 0 | Mistubishi | NF125CV3P80A | India |  |  | 0 | 0.0 |  | 0 | 0 |  | 0 | 0 | 0 | 0 |  |  | 0 | 0 | 0 |  | 0 | [5 empty] | 0 |  |  | 0 | [13 empty] | Nos | 1.0 | [10 empty] | Ringlus Electro Controls & Automation PVT LTD | [18 empty] | CGST - RNG | 9.0
[120 empty] | SGST - RNG | 9.0
| 100A 30kA, 230V,1PH+N TM based FIXED TYPE MCCB Mistubishi NF125CV3P100A | 100A 30kA, 230V,1PH+N TM based FIXED TYPE MCCB Mistubishi NF125CV3P100A | MIFMCCB | Nos |  | 100A 30kA, 230V,1PH+N TM based FIXED TYPE MCCB Mistubishi NF125CV3P100A |  | 0 | 0 | 1 | 1 | 1 | 0.0 | 0.0 | 0.0 | 0 |  |  | 0.0 | Electrical Components | 100A 30kA, 230V,1PH+N TM based FIXED TYPE MCCB Mistubishi NF125CV3P100A | 0 | 31-12-2099 | Material Transfer |  | 0.0 |  | 0 | 0 |  | 0 | 0 | 0 | 0 |  | 0 | Item Attribute | 1 | Nos | 0.0 | 0.0 | 0 | 0.0 | 0 | Mistubishi | NF125CV3P100A | India |  |  | 0 | 0.0 |  | 0 | 0 |  | 0 | 0 | 0 | 0 |  |  | 0 | 0 | 0 |  | 0 | [5 empty] | 0 |  |  | 0 | [13 empty] | Nos | 1.0 | [10 empty] | Ringlus Electro Controls & Automation PVT LTD | [18 empty] | CGST - RNG | 9.0
[120 empty] | SGST - RNG | 9.0
| 125A 30kA, 230V,1PH+N TM based FIXED TYPE MCCB Mistubishi NF125CV3P125A | 125A 30kA, 230V,1PH+N TM based FIXED TYPE MCCB Mistubishi NF125CV3P125A | MIFMCCB | Nos |  | 125A 30kA, 230V,1PH+N TM based FIXED TYPE MCCB Mistubishi NF125CV3P125A |  | 0 | 0 | 1 | 1 | 1 | 0.0 | 0.0 | 0.0 | 0 |  |  | 0.0 | Electrical Components | 125A 30kA, 230V,1PH+N TM based FIXED TYPE MCCB Mistubishi NF125CV3P125A | 0 | 31-12-2099 | Material Transfer |  | 0.0 |  | 0 | 0 |  | 0 | 0 | 0 | 0 |  | 0 | Item Attribute | 1 | Nos | 0.0 | 0.0 | 0 | 0.0 | 0 | Mistubishi | NF125CV3P125A | India |  |  | 0 | 0.0 |  | 0 | 0 |  | 0 | 0 | 0 | 0 |  |  | 0 | 0 | 0 |  | 0 | [5 empty] | 0 |  |  | 0 | [13 empty] | Nos | 1.0 | [10 empty] | Ringlus Electro Controls & Automation PVT LTD | [18 empty] | CGST - RNG | 9.0
[120 empty] | SGST - RNG | 9.0
| 20A 10kA, 380V, 3P TM based FIXED TYPE MCCB Mistubishi NF125CV3P20A | 20A 10kA, 380V, 3P TM based FIXED TYPE MCCB Mistubishi NF125CV3P20A | MIFMCCB | Nos |  | 20A 10kA, 380V, 3P TM based FIXED TYPE MCCB Mistubishi NF125CV3P20A |  | 0 | 0 | 1 | 1 | 1 | 0.0 | 0.0 | 0.0 | 0 |  |  | 0.0 | Electrical Components | 20A 10kA, 380V, 3P TM based FIXED TYPE MCCB Mistubishi NF125CV3P20A | 0 | 31-12-2099 | Material Transfer |  | 0.0 |  | 0 | 0 |  | 0 | 0 | 0 | 0 |  | 0 | Item Attribute | 1 | Nos | 0.0 | 0.0 | 0 | 0.0 | 0 | Mistubishi | NF125CV3P20A | India |  |  | 0 | 0.0 |  | 0 | 0 |  | 0 | 0 | 0 | 0 |  |  | 0 | 0 | 0 |  | 0 | [5 empty] | 0 |  |  | 0 | [13 empty] | Nos | 1.0 | [10 empty] | Ringlus Electro Controls & Automation PVT LTD | [18 empty] | CGST - RNG | 9.0
[120 empty] | SGST - RNG | 9.0
| 25A 10kA, 380V, 3P TM based FIXED TYPE MCCB Mistubishi NF125CV3P25A | 25A 10kA, 380V, 3P TM based FIXED TYPE MCCB Mistubishi NF125CV3P25A | MIFMCCB | Nos |  | 25A 10kA, 380V, 3P TM based FIXED TYPE MCCB Mistubishi NF125CV3P25A |  | 0 | 0 | 1 | 1 | 1 | 0.0 | 0.0 | 0.0 | 0 |  |  | 0.0 | Electrical Components | 25A 10kA, 380V, 3P TM based FIXED TYPE MCCB Mistubishi NF125CV3P25A | 0 | 31-12-2099 | Material Transfer |  | 0.0 |  | 0 | 0 |  | 0 | 0 | 0 | 0 |  | 0 | Item Attribute | 1 | Nos | 0.0 | 0.0 | 0 | 0.0 | 0 | Mistubishi | NF125CV3P25A | India |  |  | 0 | 0.0 |  | 0 | 0 |  | 0 | 0 | 0 | 0 |  |  | 0 | 0 | 0 |  | 0 | [5 empty] | 0 |  |  | 0 | [13 empty] | Nos | 1.0 | [10 empty] | Ringlus Electro Controls & Automation PVT LTD | [18 empty] | CGST - RNG | 9.0
[120 empty] | SGST - RNG | 9.0
| 32A 10kA, 380V, 3P TM based FIXED TYPE MCCB Mistubishi NF125CV3P32A | 32A 10kA, 380V, 3P TM based FIXED TYPE MCCB Mistubishi NF125CV3P32A | MIFMCCB | Nos |  | 32A 10kA, 380V, 3P TM based FIXED TYPE MCCB Mistubishi NF125CV3P32A |  | 0 | 0 | 1 | 1 | 1 | 0.0 | 0.0 | 0.0 | 0 |  |  | 0.0 | Electrical Components | 32A 10kA, 380V, 3P TM based FIXED TYPE MCCB Mistubishi NF125CV3P32A | 0 | 31-12-2099 | Material Transfer |  | 0.0 |  | 0 | 0 |  | 0 | 0 | 0 | 0 |  | 0 | Item Attribute | 1 | Nos | 0.0 | 0.0 | 0 | 0.0 | 0 | Mistubishi | NF125CV3P32A | India |  |  | 0 | 0.0 |  | 0 | 0 |  | 0 | 0 | 0 | 0 |  |  | 0 | 0 | 0 |  | 0 | [5 empty] | 0 |  |  | 0 | [13 empty] | Nos | 1.0 | [10 empty] | Ringlus Electro Controls & Automation PVT LTD | [18 empty] | CGST - RNG | 9.0
[120 empty] | SGST - RNG | 9.0
| 40A 10kA, 380V, 3P TM based FIXED TYPE MCCB Mistubishi NF125CV3P40A | 40A 10kA, 380V, 3P TM based FIXED TYPE MCCB Mistubishi NF125CV3P40A | MIFMCCB | Nos |  | 40A 10kA, 380V, 3P TM based FIXED TYPE MCCB Mistubishi NF125CV3P40A |  | 0 | 0 | 1 | 1 | 1 | 0.0 | 0.0 | 0.0 | 0 |  |  | 0.0 | Electrical Components | 40A 10kA, 380V, 3P TM based FIXED TYPE MCCB Mistubishi NF125CV3P40A | 0 | 31-12-2099 | Material Transfer |  | 0.0 |  | 0 | 0 |  | 0 | 0 | 0 | 0 |  | 0 | Item Attribute | 1 | Nos | 0.0 | 0.0 | 0 | 0.0 | 0 | Mistubishi | NF125CV3P40A | India |  |  | 0 | 0.0 |  | 0 | 0 |  | 0 | 0 | 0 | 0 |  |  | 0 | 0 | 0 |  | 0 | [5 empty] | 0 |  |  | 0 | [13 empty] | Nos | 1.0 | [10 empty] | Ringlus Electro Controls & Automation PVT LTD | [18 empty] | CGST - RNG | 9.0
[120 empty] | SGST - RNG | 9.0
| 63A 10kA, 380V, 3P TM based FIXED TYPE MCCB Mistubishi NF125CV3P63A | 63A 10kA, 380V, 3P TM based FIXED TYPE MCCB Mistubishi NF125CV3P63A | MIFMCCB | Nos |  | 63A 10kA, 380V, 3P TM based FIXED TYPE MCCB Mistubishi NF125CV3P63A |  | 0 | 0 | 1 | 1 | 1 | 0.0 | 0.0 | 0.0 | 0 |  |  | 0.0 | Electrical Components | 63A 10kA, 380V, 3P TM based FIXED TYPE MCCB Mistubishi NF125CV3P63A | 0 | 31-12-2099 | Material Transfer |  | 0.0 |  | 0 | 0 |  | 0 | 0 | 0 | 0 |  | 0 | Item Attribute | 1 | Nos | 0.0 | 0.0 | 0 | 0.0 | 0 | Mistubishi | NF125CV3P63A | India |  |  | 0 | 0.0 |  | 0 | 0 |  | 0 | 0 | 0 | 0 |  |  | 0 | 0 | 0 |  | 0 | [5 empty] | 0 |  |  | 0 | [13 empty] | Nos | 1.0 | [10 empty] | Ringlus Electro Controls & Automation PVT LTD | [18 empty] | CGST - RNG | 9.0
[120 empty] | SGST - RNG | 9.0
| 80A 10kA, 380V, 3P TM based FIXED TYPE MCCB Mistubishi NF125CV3P80A | 80A 10kA, 380V, 3P TM based FIXED TYPE MCCB Mistubishi NF125CV3P80A | MIFMCCB | Nos |  | 80A 10kA, 380V, 3P TM based FIXED TYPE MCCB Mistubishi NF125CV3P80A |  | 0 | 0 | 1 | 1 | 1 | 0.0 | 0.0 | 0.0 | 0 |  |  | 0.0 | Electrical Components | 80A 10kA, 380V, 3P TM based FIXED TYPE MCCB Mistubishi NF125CV3P80A | 0 | 31-12-2099 | Material Transfer |  | 0.0 |  | 0 | 0 |  | 0 | 0 | 0 | 0 |  | 0 | Item Attribute | 1 | Nos | 0.0 | 0.0 | 0 | 0.0 | 0 | Mistubishi | NF125CV3P80A | India |  |  | 0 | 0.0 |  | 0 | 0 |  | 0 | 0 | 0 | 0 |  |  | 0 | 0 | 0 |  | 0 | [5 empty] | 0 |  |  | 0 | [13 empty] | Nos | 1.0 | [10 empty] | Ringlus Electro Controls & Automation PVT LTD | [18 empty] | CGST - RNG | 9.0
[120 empty] | SGST - RNG | 9.0
| 100A 10kA, 380V, 3P TM based FIXED TYPE MCCB Mistubishi NF125CV3P100A | 100A 10kA, 380V, 3P TM based FIXED TYPE MCCB Mistubishi NF125CV3P100A | MIFMCCB | Nos |  | 100A 10kA, 380V, 3P TM based FIXED TYPE MCCB Mistubishi NF125CV3P100A |  | 0 | 0 | 1 | 1 | 1 | 0.0 | 0.0 | 0.0 | 0 |  |  | 0.0 | Electrical Components | 100A 10kA, 380V, 3P TM based FIXED TYPE MCCB Mistubishi NF125CV3P100A | 0 | 31-12-2099 | Material Transfer |  | 0.0 |  | 0 | 0 |  | 0 | 0 | 0 | 0 |  | 0 | Item Attribute | 1 | Nos | 0.0 | 0.0 | 0 | 0.0 | 0 | Mistubishi | NF125CV3P100A | India |  |  | 0 | 0.0 |  | 0 | 0 |  | 0 | 0 | 0 | 0 |  |  | 0 | 0 | 0 |  | 0 | [5 empty] | 0 |  |  | 0 | [13 empty] | Nos | 1.0 | [10 empty] | Ringlus Electro Controls & Automation PVT LTD | [18 empty] | CGST - RNG | 9.0
[120 empty] | SGST - RNG | 9.0
| 125A 10kA, 380V, 3P TM based FIXED TYPE MCCB Mistubishi NF125CV3P125A | 125A 10kA, 380V, 3P TM based FIXED TYPE MCCB Mistubishi NF125CV3P125A | MIFMCCB | Nos |  | 125A 10kA, 380V, 3P TM based FIXED TYPE MCCB Mistubishi NF125CV3P125A |  | 0 | 0 | 1 | 1 | 1 | 0.0 | 0.0 | 0.0 | 0 |  |  | 0.0 | Electrical Components | 125A 10kA, 380V, 3P TM based FIXED TYPE MCCB Mistubishi NF125CV3P125A | 0 | 31-12-2099 | Material Transfer |  | 0.0 |  | 0 | 0 |  | 0 | 0 | 0 | 0 |  | 0 | Item Attribute | 1 | Nos | 0.0 | 0.0 | 0 | 0.0 | 0 | Mistubishi | NF125CV3P125A | India |  |  | 0 | 0.0 |  | 0 | 0 |  | 0 | 0 | 0 | 0 |  |  | 0 | 0 | 0 |  | 0 | [5 empty] | 0 |  |  | 0 | [13 empty] | Nos | 1.0 | [10 empty] | Ringlus Electro Controls & Automation PVT LTD | [18 empty] | CGST - RNG | 9.0
[120 empty] | SGST - RNG | 9.0
| 150A 10kA, 380V, 3P TM based FIXED TYPE MCCB Mistubishi NF250CV3P150A | 150A 10kA, 380V, 3P TM based FIXED TYPE MCCB Mistubishi NF250CV3P150A | MIFMCCB | Nos |  | 150A 10kA, 380V, 3P TM based FIXED TYPE MCCB Mistubishi NF250CV3P150A |  | 0 | 0 | 1 | 1 | 1 | 0.0 | 0.0 | 0.0 | 0 |  |  | 0.0 | Electrical Components | 150A 10kA, 380V, 3P TM based FIXED TYPE MCCB Mistubishi NF250CV3P150A | 0 | 31-12-2099 | Material Transfer |  | 0.0 |  | 0 | 0 |  | 0 | 0 | 0 | 0 |  | 0 | Item Attribute | 1 | Nos | 0.0 | 0.0 | 0 | 0.0 | 0 | Mistubishi | NF250CV3P150A | India |  |  | 0 | 0.0 |  | 0 | 0 |  | 0 | 0 | 0 | 0 |  |  | 0 | 0 | 0 |  | 0 | [5 empty] | 0 |  |  | 0 | [13 empty] | Nos | 1.0 | [10 empty] | Ringlus Electro Controls & Automation PVT LTD | [18 empty] | CGST - RNG | 9.0
[120 empty] | SGST - RNG | 9.0
| 175A 10kA, 380V, 3P TM based FIXED TYPE MCCB Mistubishi NF250CV3P175A | 175A 10kA, 380V, 3P TM based FIXED TYPE MCCB Mistubishi NF250CV3P175A | MIFMCCB | Nos |  | 175A 10kA, 380V, 3P TM based FIXED TYPE MCCB Mistubishi NF250CV3P175A |  | 0 | 0 | 1 | 1 | 1 | 0.0 | 0.0 | 0.0 | 0 |  |  | 0.0 | Electrical Components | 175A 10kA, 380V, 3P TM based FIXED TYPE MCCB Mistubishi NF250CV3P175A | 0 | 31-12-2099 | Material Transfer |  | 0.0 |  | 0 | 0 |  | 0 | 0 | 0 | 0 |  | 0 | Item Attribute | 1 | Nos | 0.0 | 0.0 | 0 | 0.0 | 0 | Mistubishi | NF250CV3P175A | India |  |  | 0 | 0.0 |  | 0 | 0 |  | 0 | 0 | 0 | 0 |  |  | 0 | 0 | 0 |  | 0 | [5 empty] | 0 |  |  | 0 | [13 empty] | Nos | 1.0 | [10 empty] | Ringlus Electro Controls & Automation PVT LTD | [18 empty] | CGST - RNG | 9.0
[120 empty] | SGST - RNG | 9.0
| 200A 10kA, 380V, 3P TM based FIXED TYPE MCCB Mistubishi NF250CV3P200A | 200A 10kA, 380V, 3P TM based FIXED TYPE MCCB Mistubishi NF250CV3P200A | MIFMCCB | Nos |  | 200A 10kA, 380V, 3P TM based FIXED TYPE MCCB Mistubishi NF250CV3P200A |  | 0 | 0 | 1 | 1 | 1 | 0.0 | 0.0 | 0.0 | 0 |  |  | 0.0 | Electrical Components | 200A 10kA, 380V, 3P TM based FIXED TYPE MCCB Mistubishi NF250CV3P200A | 0 | 31-12-2099 | Material Transfer |  | 0.0 |  | 0 | 0 |  | 0 | 0 | 0 | 0 |  | 0 | Item Attribute | 1 | Nos | 0.0 | 0.0 | 0 | 0.0 | 0 | Mistubishi | NF250CV3P200A | India |  |  | 0 | 0.0 |  | 0 | 0 |  | 0 | 0 | 0 | 0 |  |  | 0 | 0 | 0 |  | 0 | [5 empty] | 0 |  |  | 0 | [13 empty] | Nos | 1.0 | [10 empty] | Ringlus Electro Controls & Automation PVT LTD | [18 empty] | CGST - RNG | 9.0
[120 empty] | SGST - RNG | 9.0
| 225A 10kA, 380V, 3P TM based FIXED TYPE MCCB Mistubishi NF250CV3P225A | 225A 10kA, 380V, 3P TM based FIXED TYPE MCCB Mistubishi NF250CV3P225A | MIFMCCB | Nos |  | 225A 10kA, 380V, 3P TM based FIXED TYPE MCCB Mistubishi NF250CV3P225A |  | 0 | 0 | 1 | 1 | 1 | 0.0 | 0.0 | 0.0 | 0 |  |  | 0.0 | Electrical Components | 225A 10kA, 380V, 3P TM based FIXED TYPE MCCB Mistubishi NF250CV3P225A | 0 | 31-12-2099 | Material Transfer |  | 0.0 |  | 0 | 0 |  | 0 | 0 | 0 | 0 |  | 0 | Item Attribute | 1 | Nos | 0.0 | 0.0 | 0 | 0.0 | 0 | Mistubishi | NF250CV3P225A | India |  |  | 0 | 0.0 |  | 0 | 0 |  | 0 | 0 | 0 | 0 |  |  | 0 | 0 | 0 |  | 0 | [5 empty] | 0 |  |  | 0 | [13 empty] | Nos | 1.0 | [10 empty] | Ringlus Electro Controls & Automation PVT LTD | [18 empty] | CGST - RNG | 9.0
[120 empty] | SGST - RNG | 9.0
| 250A 10kA, 380V, 3P TM based FIXED TYPE MCCB Mistubishi NF250CV3P250A | 250A 10kA, 380V, 3P TM based FIXED TYPE MCCB Mistubishi NF250CV3P250A | MIFMCCB | Nos |  | 250A 10kA, 380V, 3P TM based FIXED TYPE MCCB Mistubishi NF250CV3P250A |  | 0 | 0 | 1 | 1 | 1 | 0.0 | 0.0 | 0.0 | 0 |  |  | 0.0 | Electrical Components | 250A 10kA, 380V, 3P TM based FIXED TYPE MCCB Mistubishi NF250CV3P250A | 0 | 31-12-2099 | Material Transfer |  | 0.0 |  | 0 | 0 |  | 0 | 0 | 0 | 0 |  | 0 | Item Attribute | 1 | Nos | 0.0 | 0.0 | 0 | 0.0 | 0 | Mistubishi | NF250CV3P250A | India |  |  | 0 | 0.0 |  | 0 | 0 |  | 0 | 0 | 0 | 0 |  |  | 0 | 0 | 0 |  | 0 | [5 empty] | 0 |  |  | 0 | [13 empty] | Nos | 1.0 | [10 empty] | Ringlus Electro Controls & Automation PVT LTD | [18 empty] | CGST - RNG | 9.0
[120 empty] | SGST - RNG | 9.0
| 20A 25kA,380N ,3P TM based FIXED TYPE MCCB Mistubishi NF125SV3P20A | 20A 25kA,380N ,3P TM based FIXED TYPE MCCB Mistubishi NF125SV3P20A | MIFMCCB | Nos |  | 20A 25kA,380N ,3P TM based FIXED TYPE MCCB Mistubishi NF125SV3P20A |  | 0 | 0 | 1 | 1 | 1 | 0.0 | 0.0 | 0.0 | 0 |  |  | 0.0 | Electrical Components | 20A 25kA,380N ,3P TM based FIXED TYPE MCCB Mistubishi NF125SV3P20A | 0 | 31-12-2099 | Material Transfer |  | 0.0 |  | 0 | 0 |  | 0 | 0 | 0 | 0 |  | 0 | Item Attribute | 1 | Nos | 0.0 | 0.0 | 0 | 0.0 | 0 | Mistubishi | NF125SV3P20A | India |  |  | 0 | 0.0 |  | 0 | 0 |  | 0 | 0 | 0 | 0 |  |  | 0 | 0 | 0 |  | 0 | [5 empty] | 0 |  |  | 0 | [13 empty] | Nos | 1.0 | [10 empty] | Ringlus Electro Controls & Automation PVT LTD | [18 empty] | CGST - RNG | 9.0
[120 empty] | SGST - RNG | 9.0
| 25A 25kA,380N ,3P TM based FIXED TYPE MCCB Mistubishi NF125SV3P25A | 25A 25kA,380N ,3P TM based FIXED TYPE MCCB Mistubishi NF125SV3P25A | MIFMCCB | Nos |  | 25A 25kA,380N ,3P TM based FIXED TYPE MCCB Mistubishi NF125SV3P25A |  | 0 | 0 | 1 | 1 | 1 | 0.0 | 0.0 | 0.0 | 0 |  |  | 0.0 | Electrical Components | 25A 25kA,380N ,3P TM based FIXED TYPE MCCB Mistubishi NF125SV3P25A | 0 | 31-12-2099 | Material Transfer |  | 0.0 |  | 0 | 0 |  | 0 | 0 | 0 | 0 |  | 0 | Item Attribute | 1 | Nos | 0.0 | 0.0 | 0 | 0.0 | 0 | Mistubishi | NF125SV3P25A | India |  |  | 0 | 0.0 |  | 0 | 0 |  | 0 | 0 | 0 | 0 |  |  | 0 | 0 | 0 |  | 0 | [5 empty] | 0 |  |  | 0 | [13 empty] | Nos | 1.0 | [10 empty] | Ringlus Electro Controls & Automation PVT LTD | [18 empty] | CGST - RNG | 9.0
[120 empty] | SGST - RNG | 9.0
| 32A 25kA,380N ,3P TM based FIXED TYPE MCCB Mistubishi NF125SV3P32A | 32A 25kA,380N ,3P TM based FIXED TYPE MCCB Mistubishi NF125SV3P32A | MIFMCCB | Nos |  | 32A 25kA,380N ,3P TM based FIXED TYPE MCCB Mistubishi NF125SV3P32A |  | 0 | 0 | 1 | 1 | 1 | 0.0 | 0.0 | 0.0 | 0 |  |  | 0.0 | Electrical Components | 32A 25kA,380N ,3P TM based FIXED TYPE MCCB Mistubishi NF125SV3P32A | 0 | 31-12-2099 | Material Transfer |  | 0.0 |  | 0 | 0 |  | 0 | 0 | 0 | 0 |  | 0 | Item Attribute | 1 | Nos | 0.0 | 0.0 | 0 | 0.0 | 0 | Mistubishi | NF125SV3P32A | India |  |  | 0 | 0.0 |  | 0 | 0 |  | 0 | 0 | 0 | 0 |  |  | 0 | 0 | 0 |  | 0 | [5 empty] | 0 |  |  | 0 | [13 empty] | Nos | 1.0 | [10 empty] | Ringlus Electro Controls & Automation PVT LTD | [18 empty] | CGST - RNG | 9.0
[120 empty] | SGST - RNG | 9.0
| 40A 25kA,380N ,3P TM based FIXED TYPE MCCB Mistubishi NF125SV3P40A | 40A 25kA,380N ,3P TM based FIXED TYPE MCCB Mistubishi NF125SV3P40A | MIFMCCB | Nos |  | 40A 25kA,380N ,3P TM based FIXED TYPE MCCB Mistubishi NF125SV3P40A |  | 0 | 0 | 1 | 1 | 1 | 0.0 | 0.0 | 0.0 | 0 |  |  | 0.0 | Electrical Components | 40A 25kA,380N ,3P TM based FIXED TYPE MCCB Mistubishi NF125SV3P40A | 0 | 31-12-2099 | Material Transfer |  | 0.0 |  | 0 | 0 |  | 0 | 0 | 0 | 0 |  | 0 | Item Attribute | 1 | Nos | 0.0 | 0.0 | 0 | 0.0 | 0 | Mistubishi | NF125SV3P40A | India |  |  | 0 | 0.0 |  | 0 | 0 |  | 0 | 0 | 0 | 0 |  |  | 0 | 0 | 0 |  | 0 | [5 empty] | 0 |  |  | 0 | [13 empty] | Nos | 1.0 | [10 empty] | Ringlus Electro Controls & Automation PVT LTD | [18 empty] | CGST - RNG | 9.0
[120 empty] | SGST - RNG | 9.0
| 63A 25kA,380N ,3P TM based FIXED TYPE MCCB Mistubishi NF125SV3P63A | 63A 25kA,380N ,3P TM based FIXED TYPE MCCB Mistubishi NF125SV3P63A | MIFMCCB | Nos |  | 63A 25kA,380N ,3P TM based FIXED TYPE MCCB Mistubishi NF125SV3P63A |  | 0 | 0 | 1 | 1 | 1 | 0.0 | 0.0 | 0.0 | 0 |  |  | 0.0 | Electrical Components | 63A 25kA,380N ,3P TM based FIXED TYPE MCCB Mistubishi NF125SV3P63A | 0 | 31-12-2099 | Material Transfer |  | 0.0 |  | 0 | 0 |  | 0 | 0 | 0 | 0 |  | 0 | Item Attribute | 1 | Nos | 0.0 | 0.0 | 0 | 0.0 | 0 | Mistubishi | NF125SV3P63A | India |  |  | 0 | 0.0 |  | 0 | 0 |  | 0 | 0 | 0 | 0 |  |  | 0 | 0 | 0 |  | 0 | [5 empty] | 0 |  |  | 0 | [13 empty] | Nos | 1.0 | [10 empty] | Ringlus Electro Controls & Automation PVT LTD | [18 empty] | CGST - RNG | 9.0
[120 empty] | SGST - RNG | 9.0
| 80A 25kA,380N ,3P TM based FIXED TYPE MCCB Mistubishi NF125SV3P80A | 80A 25kA,380N ,3P TM based FIXED TYPE MCCB Mistubishi NF125SV3P80A | MIFMCCB | Nos |  | 80A 25kA,380N ,3P TM based FIXED TYPE MCCB Mistubishi NF125SV3P80A |  | 0 | 0 | 1 | 1 | 1 | 0.0 | 0.0 | 0.0 | 0 |  |  | 0.0 | Electrical Components | 80A 25kA,380N ,3P TM based FIXED TYPE MCCB Mistubishi NF125SV3P80A | 0 | 31-12-2099 | Material Transfer |  | 0.0 |  | 0 | 0 |  | 0 | 0 | 0 | 0 |  | 0 | Item Attribute | 1 | Nos | 0.0 | 0.0 | 0 | 0.0 | 0 | Mistubishi | NF125SV3P80A | India |  |  | 0 | 0.0 |  | 0 | 0 |  | 0 | 0 | 0 | 0 |  |  | 0 | 0 | 0 |  | 0 | [5 empty] | 0 |  |  | 0 | [13 empty] | Nos | 1.0 | [10 empty] | Ringlus Electro Controls & Automation PVT LTD | [18 empty] | CGST - RNG | 9.0
[120 empty] | SGST - RNG | 9.0
| 100A 25kA,380N ,3P TM based FIXED TYPE MCCB Mistubishi NF125SV3P100A | 100A 25kA,380N ,3P TM based FIXED TYPE MCCB Mistubishi NF125SV3P100A | MIFMCCB | Nos |  | 100A 25kA,380N ,3P TM based FIXED TYPE MCCB Mistubishi NF125SV3P100A |  | 0 | 0 | 1 | 1 | 1 | 0.0 | 0.0 | 0.0 | 0 |  |  | 0.0 | Electrical Components | 100A 25kA,380N ,3P TM based FIXED TYPE MCCB Mistubishi NF125SV3P100A | 0 | 31-12-2099 | Material Transfer |  | 0.0 |  | 0 | 0 |  | 0 | 0 | 0 | 0 |  | 0 | Item Attribute | 1 | Nos | 0.0 | 0.0 | 0 | 0.0 | 0 | Mistubishi | NF125SV3P100A | India |  |  | 0 | 0.0 |  | 0 | 0 |  | 0 | 0 | 0 | 0 |  |  | 0 | 0 | 0 |  | 0 | [5 empty] | 0 |  |  | 0 | [13 empty] | Nos | 1.0 | [10 empty] | Ringlus Electro Controls & Automation PVT LTD | [18 empty] | CGST - RNG | 9.0
[120 empty] | SGST - RNG | 9.0
| 125A 25kA,380N ,3P TM based FIXED TYPE MCCB Mistubishi NF125SV3P125A | 125A 25kA,380N ,3P TM based FIXED TYPE MCCB Mistubishi NF125SV3P125A | MIFMCCB | Nos |  | 125A 25kA,380N ,3P TM based FIXED TYPE MCCB Mistubishi NF125SV3P125A |  | 0 | 0 | 1 | 1 | 1 | 0.0 | 0.0 | 0.0 | 0 |  |  | 0.0 | Electrical Components | 125A 25kA,380N ,3P TM based FIXED TYPE MCCB Mistubishi NF125SV3P125A | 0 | 31-12-2099 | Material Transfer |  | 0.0 |  | 0 | 0 |  | 0 | 0 | 0 | 0 |  | 0 | Item Attribute | 1 | Nos | 0.0 | 0.0 | 0 | 0.0 | 0 | Mistubishi | NF125SV3P125A | India |  |  | 0 | 0.0 |  | 0 | 0 |  | 0 | 0 | 0 | 0 |  |  | 0 | 0 | 0 |  | 0 | [5 empty] | 0 |  |  | 0 | [13 empty] | Nos | 1.0 | [10 empty] | Ringlus Electro Controls & Automation PVT LTD | [18 empty] | CGST - RNG | 9.0
[120 empty] | SGST - RNG | 9.0
| 150A 36kA,380N ,3P TM based FIXED TYPE MCCB Mistubishi NF250SV3P150A | 150A 36kA,380N ,3P TM based FIXED TYPE MCCB Mistubishi NF250SV3P150A | MIFMCCB | Nos |  | 150A 36kA,380N ,3P TM based FIXED TYPE MCCB Mistubishi NF250SV3P150A |  | 0 | 0 | 1 | 1 | 1 | 0.0 | 0.0 | 0.0 | 0 |  |  | 0.0 | Electrical Components | 150A 36kA,380N ,3P TM based FIXED TYPE MCCB Mistubishi NF250SV3P150A | 0 | 31-12-2099 | Material Transfer |  | 0.0 |  | 0 | 0 |  | 0 | 0 | 0 | 0 |  | 0 | Item Attribute | 1 | Nos | 0.0 | 0.0 | 0 | 0.0 | 0 | Mistubishi | NF250SV3P150A | India |  |  | 0 | 0.0 |  | 0 | 0 |  | 0 | 0 | 0 | 0 |  |  | 0 | 0 | 0 |  | 0 | [5 empty] | 0 |  |  | 0 | [13 empty] | Nos | 1.0 | [10 empty] | Ringlus Electro Controls & Automation PVT LTD | [18 empty] | CGST - RNG | 9.0
[120 empty] | SGST - RNG | 9.0
| 175A 36kA,380N ,3P TM based FIXED TYPE MCCB Mistubishi NF250SV3P175A | 175A 36kA,380N ,3P TM based FIXED TYPE MCCB Mistubishi NF250SV3P175A | MIFMCCB | Nos |  | 175A 36kA,380N ,3P TM based FIXED TYPE MCCB Mistubishi NF250SV3P175A |  | 0 | 0 | 1 | 1 | 1 | 0.0 | 0.0 | 0.0 | 0 |  |  | 0.0 | Electrical Components | 175A 36kA,380N ,3P TM based FIXED TYPE MCCB Mistubishi NF250SV3P175A | 0 | 31-12-2099 | Material Transfer |  | 0.0 |  | 0 | 0 |  | 0 | 0 | 0 | 0 |  | 0 | Item Attribute | 1 | Nos | 0.0 | 0.0 | 0 | 0.0 | 0 | Mistubishi | NF250SV3P175A | India |  |  | 0 | 0.0 |  | 0 | 0 |  | 0 | 0 | 0 | 0 |  |  | 0 | 0 | 0 |  | 0 | [5 empty] | 0 |  |  | 0 | [13 empty] | Nos | 1.0 | [10 empty] | Ringlus Electro Controls & Automation PVT LTD | [18 empty] | CGST - RNG | 9.0
[120 empty] | SGST - RNG | 9.0
| 200A 36kA,380N ,3P TM based FIXED TYPE MCCB Mistubishi NF250SV3P200A | 200A 36kA,380N ,3P TM based FIXED TYPE MCCB Mistubishi NF250SV3P200A | MIFMCCB | Nos |  | 200A 36kA,380N ,3P TM based FIXED TYPE MCCB Mistubishi NF250SV3P200A |  | 0 | 0 | 1 | 1 | 1 | 0.0 | 0.0 | 0.0 | 0 |  |  | 0.0 | Electrical Components | 200A 36kA,380N ,3P TM based FIXED TYPE MCCB Mistubishi NF250SV3P200A | 0 | 31-12-2099 | Material Transfer |  | 0.0 |  | 0 | 0 |  | 0 | 0 | 0 | 0 |  | 0 | Item Attribute | 1 | Nos | 0.0 | 0.0 | 0 | 0.0 | 0 | Mistubishi | NF250SV3P200A | India |  |  | 0 | 0.0 |  | 0 | 0 |  | 0 | 0 | 0 | 0 |  |  | 0 | 0 | 0 |  | 0 | [5 empty] | 0 |  |  | 0 | [13 empty] | Nos | 1.0 | [10 empty] | Ringlus Electro Controls & Automation PVT LTD | [18 empty] | CGST - RNG | 9.0
[120 empty] | SGST - RNG | 9.0
| 225A 36kA,380N ,3P TM based FIXED TYPE MCCB Mistubishi NF250SV3P225A | 225A 36kA,380N ,3P TM based FIXED TYPE MCCB Mistubishi NF250SV3P225A | MIFMCCB | Nos |  | 225A 36kA,380N ,3P TM based FIXED TYPE MCCB Mistubishi NF250SV3P225A |  | 0 | 0 | 1 | 1 | 1 | 0.0 | 0.0 | 0.0 | 0 |  |  | 0.0 | Electrical Components | 225A 36kA,380N ,3P TM based FIXED TYPE MCCB Mistubishi NF250SV3P225A | 0 | 31-12-2099 | Material Transfer |  | 0.0 |  | 0 | 0 |  | 0 | 0 | 0 | 0 |  | 0 | Item Attribute | 1 | Nos | 0.0 | 0.0 | 0 | 0.0 | 0 | Mistubishi | NF250SV3P225A | India |  |  | 0 | 0.0 |  | 0 | 0 |  | 0 | 0 | 0 | 0 |  |  | 0 | 0 | 0 |  | 0 | [5 empty] | 0 |  |  | 0 | [13 empty] | Nos | 1.0 | [10 empty] | Ringlus Electro Controls & Automation PVT LTD | [18 empty] | CGST - RNG | 9.0
[120 empty] | SGST - RNG | 9.0
| 250A 36kA,380N ,3P TM based FIXED TYPE MCCB Mistubishi NF250SV3P250A | 250A 36kA,380N ,3P TM based FIXED TYPE MCCB Mistubishi NF250SV3P250A | MIFMCCB | Nos |  | 250A 36kA,380N ,3P TM based FIXED TYPE MCCB Mistubishi NF250SV3P250A |  | 0 | 0 | 1 | 1 | 1 | 0.0 | 0.0 | 0.0 | 0 |  |  | 0.0 | Electrical Components | 250A 36kA,380N ,3P TM based FIXED TYPE MCCB Mistubishi NF250SV3P250A | 0 | 31-12-2099 | Material Transfer |  | 0.0 |  | 0 | 0 |  | 0 | 0 | 0 | 0 |  | 0 | Item Attribute | 1 | Nos | 0.0 | 0.0 | 0 | 0.0 | 0 | Mistubishi | NF250SV3P250A | India |  |  | 0 | 0.0 |  | 0 | 0 |  | 0 | 0 | 0 | 0 |  |  | 0 | 0 | 0 |  | 0 | [5 empty] | 0 |  |  | 0 | [13 empty] | Nos | 1.0 | [10 empty] | Ringlus Electro Controls & Automation PVT LTD | [18 empty] | CGST - RNG | 9.0
[120 empty] | SGST - RNG | 9.0
| 20A 10kA, 380V, 4P TM based FIXED TYPE MCCB Mistubishi NF63HV4P20A | 20A 10kA, 380V, 4P TM based FIXED TYPE MCCB Mistubishi NF63HV4P20A | MIFMCCB | Nos |  | 20A 10kA, 380V, 4P TM based FIXED TYPE MCCB Mistubishi NF63HV4P20A |  | 0 | 0 | 1 | 1 | 1 | 0.0 | 0.0 | 0.0 | 0 |  |  | 0.0 | Electrical Components | 20A 10kA, 380V, 4P TM based FIXED TYPE MCCB Mistubishi NF63HV4P20A | 0 | 31-12-2099 | Material Transfer |  | 0.0 |  | 0 | 0 |  | 0 | 0 | 0 | 0 |  | 0 | Item Attribute | 1 | Nos | 0.0 | 0.0 | 0 | 0.0 | 0 | Mistubishi | NF63HV4P20A | India |  |  | 0 | 0.0 |  | 0 | 0 |  | 0 | 0 | 0 | 0 |  |  | 0 | 0 | 0 |  | 0 | [5 empty] | 0 |  |  | 0 | [13 empty] | Nos | 1.0 | [10 empty] | Ringlus Electro Controls & Automation PVT LTD | [18 empty] | CGST - RNG | 9.0
[120 empty] | SGST - RNG | 9.0
| 25A 10kA, 380V, 4P TM based FIXED TYPE MCCB Mistubishi NF63HV4P25A | 25A 10kA, 380V, 4P TM based FIXED TYPE MCCB Mistubishi NF63HV4P25A | MIFMCCB | Nos |  | 25A 10kA, 380V, 4P TM based FIXED TYPE MCCB Mistubishi NF63HV4P25A |  | 0 | 0 | 1 | 1 | 1 | 0.0 | 0.0 | 0.0 | 0 |  |  | 0.0 | Electrical Components | 25A 10kA, 380V, 4P TM based FIXED TYPE MCCB Mistubishi NF63HV4P25A | 0 | 31-12-2099 | Material Transfer |  | 0.0 |  | 0 | 0 |  | 0 | 0 | 0 | 0 |  | 0 | Item Attribute | 1 | Nos | 0.0 | 0.0 | 0 | 0.0 | 0 | Mistubishi | NF63HV4P25A | India |  |  | 0 | 0.0 |  | 0 | 0 |  | 0 | 0 | 0 | 0 |  |  | 0 | 0 | 0 |  | 0 | [5 empty] | 0 |  |  | 0 | [13 empty] | Nos | 1.0 | [10 empty] | Ringlus Electro Controls & Automation PVT LTD | [18 empty] | CGST - RNG | 9.0
[120 empty] | SGST - RNG | 9.0
| 32A 10kA, 380V, 4P TM based FIXED TYPE MCCB Mistubishi NF63HV4P32A | 32A 10kA, 380V, 4P TM based FIXED TYPE MCCB Mistubishi NF63HV4P32A | MIFMCCB | Nos |  | 32A 10kA, 380V, 4P TM based FIXED TYPE MCCB Mistubishi NF63HV4P32A |  | 0 | 0 | 1 | 1 | 1 | 0.0 | 0.0 | 0.0 | 0 |  |  | 0.0 | Electrical Components | 32A 10kA, 380V, 4P TM based FIXED TYPE MCCB Mistubishi NF63HV4P32A | 0 | 31-12-2099 | Material Transfer |  | 0.0 |  | 0 | 0 |  | 0 | 0 | 0 | 0 |  | 0 | Item Attribute | 1 | Nos | 0.0 | 0.0 | 0 | 0.0 | 0 | Mistubishi | NF63HV4P32A | India |  |  | 0 | 0.0 |  | 0 | 0 |  | 0 | 0 | 0 | 0 |  |  | 0 | 0 | 0 |  | 0 | [5 empty] | 0 |  |  | 0 | [13 empty] | Nos | 1.0 | [10 empty] | Ringlus Electro Controls & Automation PVT LTD | [18 empty] | CGST - RNG | 9.0
[120 empty] | SGST - RNG | 9.0
| 40A 10kA, 380V, 4P TM based FIXED TYPE MCCB Mistubishi NF63HV4P40A | 40A 10kA, 380V, 4P TM based FIXED TYPE MCCB Mistubishi NF63HV4P40A | MIFMCCB | Nos |  | 40A 10kA, 380V, 4P TM based FIXED TYPE MCCB Mistubishi NF63HV4P40A |  | 0 | 0 | 1 | 1 | 1 | 0.0 | 0.0 | 0.0 | 0 |  |  | 0.0 | Electrical Components | 40A 10kA, 380V, 4P TM based FIXED TYPE MCCB Mistubishi NF63HV4P40A | 0 | 31-12-2099 | Material Transfer |  | 0.0 |  | 0 | 0 |  | 0 | 0 | 0 | 0 |  | 0 | Item Attribute | 1 | Nos | 0.0 | 0.0 | 0 | 0.0 | 0 | Mistubishi | NF63HV4P40A | India |  |  | 0 | 0.0 |  | 0 | 0 |  | 0 | 0 | 0 | 0 |  |  | 0 | 0 | 0 |  | 0 | [5 empty] | 0 |  |  | 0 | [13 empty] | Nos | 1.0 | [10 empty] | Ringlus Electro Controls & Automation PVT LTD | [18 empty] | CGST - RNG | 9.0
[120 empty] | SGST - RNG | 9.0
| 63A 10kA, 380V, 4P TM based FIXED TYPE MCCB Mistubishi NF63HV4P63A | 63A 10kA, 380V, 4P TM based FIXED TYPE MCCB Mistubishi NF63HV4P63A | MIFMCCB | Nos |  | 63A 10kA, 380V, 4P TM based FIXED TYPE MCCB Mistubishi NF63HV4P63A |  | 0 | 0 | 1 | 1 | 1 | 0.0 | 0.0 | 0.0 | 0 |  |  | 0.0 | Electrical Components | 63A 10kA, 380V, 4P TM based FIXED TYPE MCCB Mistubishi NF63HV4P63A | 0 | 31-12-2099 | Material Transfer |  | 0.0 |  | 0 | 0 |  | 0 | 0 | 0 | 0 |  | 0 | Item Attribute | 1 | Nos | 0.0 | 0.0 | 0 | 0.0 | 0 | Mistubishi | NF63HV4P63A | India |  |  | 0 | 0.0 |  | 0 | 0 |  | 0 | 0 | 0 | 0 |  |  | 0 | 0 | 0 |  | 0 | [5 empty] | 0 |  |  | 0 | [13 empty] | Nos | 1.0 | [10 empty] | Ringlus Electro Controls & Automation PVT LTD | [18 empty] | CGST - RNG | 9.0
[120 empty] | SGST - RNG | 9.0
| 20A 25kA,380N ,4P TM based FIXED TYPE MCCB Mistubishi NF125SV4P20A | 20A 25kA,380N ,4P TM based FIXED TYPE MCCB Mistubishi NF125SV4P20A | MIFMCCB | Nos |  | 20A 25kA,380N ,4P TM based FIXED TYPE MCCB Mistubishi NF125SV4P20A |  | 0 | 0 | 1 | 1 | 1 | 0.0 | 0.0 | 0.0 | 0 |  |  | 0.0 | Electrical Components | 20A 25kA,380N ,4P TM based FIXED TYPE MCCB Mistubishi NF125SV4P20A | 0 | 31-12-2099 | Material Transfer |  | 0.0 |  | 0 | 0 |  | 0 | 0 | 0 | 0 |  | 0 | Item Attribute | 1 | Nos | 0.0 | 0.0 | 0 | 0.0 | 0 | Mistubishi | NF125SV4P20A | India |  |  | 0 | 0.0 |  | 0 | 0 |  | 0 | 0 | 0 | 0 |  |  | 0 | 0 | 0 |  | 0 | [5 empty] | 0 |  |  | 0 | [13 empty] | Nos | 1.0 | [10 empty] | Ringlus Electro Controls & Automation PVT LTD | [18 empty] | CGST - RNG | 9.0
[120 empty] | SGST - RNG | 9.0
| 25A 25kA,380N ,4P TM based FIXED TYPE MCCB Mistubishi NF125SV4P25A | 25A 25kA,380N ,4P TM based FIXED TYPE MCCB Mistubishi NF125SV4P25A | MIFMCCB | Nos |  | 25A 25kA,380N ,4P TM based FIXED TYPE MCCB Mistubishi NF125SV4P25A |  | 0 | 0 | 1 | 1 | 1 | 0.0 | 0.0 | 0.0 | 0 |  |  | 0.0 | Electrical Components | 25A 25kA,380N ,4P TM based FIXED TYPE MCCB Mistubishi NF125SV4P25A | 0 | 31-12-2099 | Material Transfer |  | 0.0 |  | 0 | 0 |  | 0 | 0 | 0 | 0 |  | 0 | Item Attribute | 1 | Nos | 0.0 | 0.0 | 0 | 0.0 | 0 | Mistubishi | NF125SV4P25A | India |  |  | 0 | 0.0 |  | 0 | 0 |  | 0 | 0 | 0 | 0 |  |  | 0 | 0 | 0 |  | 0 | [5 empty] | 0 |  |  | 0 | [13 empty] | Nos | 1.0 | [10 empty] | Ringlus Electro Controls & Automation PVT LTD | [18 empty] | CGST - RNG | 9.0
[120 empty] | SGST - RNG | 9.0
| 32A 25kA,380N ,4P TM based FIXED TYPE MCCB Mistubishi NF125SV4P32A | 32A 25kA,380N ,4P TM based FIXED TYPE MCCB Mistubishi NF125SV4P32A | MIFMCCB | Nos |  | 32A 25kA,380N ,4P TM based FIXED TYPE MCCB Mistubishi NF125SV4P32A |  | 0 | 0 | 1 | 1 | 1 | 0.0 | 0.0 | 0.0 | 0 |  |  | 0.0 | Electrical Components | 32A 25kA,380N ,4P TM based FIXED TYPE MCCB Mistubishi NF125SV4P32A | 0 | 31-12-2099 | Material Transfer |  | 0.0 |  | 0 | 0 |  | 0 | 0 | 0 | 0 |  | 0 | Item Attribute | 1 | Nos | 0.0 | 0.0 | 0 | 0.0 | 0 | Mistubishi | NF125SV4P32A | India |  |  | 0 | 0.0 |  | 0 | 0 |  | 0 | 0 | 0 | 0 |  |  | 0 | 0 | 0 |  | 0 | [5 empty] | 0 |  |  | 0 | [13 empty] | Nos | 1.0 | [10 empty] | Ringlus Electro Controls & Automation PVT LTD | [18 empty] | CGST - RNG | 9.0
[120 empty] | SGST - RNG | 9.0
| 40A 25kA,380N ,4P TM based FIXED TYPE MCCB Mistubishi NF125SV4P40A | 40A 25kA,380N ,4P TM based FIXED TYPE MCCB Mistubishi NF125SV4P40A | MIFMCCB | Nos |  | 40A 25kA,380N ,4P TM based FIXED TYPE MCCB Mistubishi NF125SV4P40A |  | 0 | 0 | 1 | 1 | 1 | 0.0 | 0.0 | 0.0 | 0 |  |  | 0.0 | Electrical Components | 40A 25kA,380N ,4P TM based FIXED TYPE MCCB Mistubishi NF125SV4P40A | 0 | 31-12-2099 | Material Transfer |  | 0.0 |  | 0 | 0 |  | 0 | 0 | 0 | 0 |  | 0 | Item Attribute | 1 | Nos | 0.0 | 0.0 | 0 | 0.0 | 0 | Mistubishi | NF125SV4P40A | India |  |  | 0 | 0.0 |  | 0 | 0 |  | 0 | 0 | 0 | 0 |  |  | 0 | 0 | 0 |  | 0 | [5 empty] | 0 |  |  | 0 | [13 empty] | Nos | 1.0 | [10 empty] | Ringlus Electro Controls & Automation PVT LTD | [18 empty] | CGST - RNG | 9.0
[120 empty] | SGST - RNG | 9.0
| 63A 25kA,380N ,4P TM based FIXED TYPE MCCB Mistubishi NF125SV4P63A | 63A 25kA,380N ,4P TM based FIXED TYPE MCCB Mistubishi NF125SV4P63A | MIFMCCB | Nos |  | 63A 25kA,380N ,4P TM based FIXED TYPE MCCB Mistubishi NF125SV4P63A |  | 0 | 0 | 1 | 1 | 1 | 0.0 | 0.0 | 0.0 | 0 |  |  | 0.0 | Electrical Components | 63A 25kA,380N ,4P TM based FIXED TYPE MCCB Mistubishi NF125SV4P63A | 0 | 31-12-2099 | Material Transfer |  | 0.0 |  | 0 | 0 |  | 0 | 0 | 0 | 0 |  | 0 | Item Attribute | 1 | Nos | 0.0 | 0.0 | 0 | 0.0 | 0 | Mistubishi | NF125SV4P63A | India |  |  | 0 | 0.0 |  | 0 | 0 |  | 0 | 0 | 0 | 0 |  |  | 0 | 0 | 0 |  | 0 | [5 empty] | 0 |  |  | 0 | [13 empty] | Nos | 1.0 | [10 empty] | Ringlus Electro Controls & Automation PVT LTD | [18 empty] | CGST - RNG | 9.0
[120 empty] | SGST - RNG | 9.0
| 80A 25kA,380N ,4P TM based FIXED TYPE MCCB Mistubishi NF125SV4P80A | 80A 25kA,380N ,4P TM based FIXED TYPE MCCB Mistubishi NF125SV4P80A | MIFMCCB | Nos |  | 80A 25kA,380N ,4P TM based FIXED TYPE MCCB Mistubishi NF125SV4P80A |  | 0 | 0 | 1 | 1 | 1 | 0.0 | 0.0 | 0.0 | 0 |  |  | 0.0 | Electrical Components | 80A 25kA,380N ,4P TM based FIXED TYPE MCCB Mistubishi NF125SV4P80A | 0 | 31-12-2099 | Material Transfer |  | 0.0 |  | 0 | 0 |  | 0 | 0 | 0 | 0 |  | 0 | Item Attribute | 1 | Nos | 0.0 | 0.0 | 0 | 0.0 | 0 | Mistubishi | NF125SV4P80A | India |  |  | 0 | 0.0 |  | 0 | 0 |  | 0 | 0 | 0 | 0 |  |  | 0 | 0 | 0 |  | 0 | [5 empty] | 0 |  |  | 0 | [13 empty] | Nos | 1.0 | [10 empty] | Ringlus Electro Controls & Automation PVT LTD | [18 empty] | CGST - RNG | 9.0
[120 empty] | SGST - RNG | 9.0
| 100A 25kA,380N ,4P TM based FIXED TYPE MCCB Mistubishi NF125SV4P100A | 100A 25kA,380N ,4P TM based FIXED TYPE MCCB Mistubishi NF125SV4P100A | MIFMCCB | Nos |  | 100A 25kA,380N ,4P TM based FIXED TYPE MCCB Mistubishi NF125SV4P100A |  | 0 | 0 | 1 | 1 | 1 | 0.0 | 0.0 | 0.0 | 0 |  |  | 0.0 | Electrical Components | 100A 25kA,380N ,4P TM based FIXED TYPE MCCB Mistubishi NF125SV4P100A | 0 | 31-12-2099 | Material Transfer |  | 0.0 |  | 0 | 0 |  | 0 | 0 | 0 | 0 |  | 0 | Item Attribute | 1 | Nos | 0.0 | 0.0 | 0 | 0.0 | 0 | Mistubishi | NF125SV4P100A | India |  |  | 0 | 0.0 |  | 0 | 0 |  | 0 | 0 | 0 | 0 |  |  | 0 | 0 | 0 |  | 0 | [5 empty] | 0 |  |  | 0 | [13 empty] | Nos | 1.0 | [10 empty] | Ringlus Electro Controls & Automation PVT LTD | [18 empty] | CGST - RNG | 9.0
[120 empty] | SGST - RNG | 9.0
| 125A 25kA,380N ,4P TM based FIXED TYPE MCCB Mistubishi NF125SV4P125A | 125A 25kA,380N ,4P TM based FIXED TYPE MCCB Mistubishi NF125SV4P125A | MIFMCCB | Nos |  | 125A 25kA,380N ,4P TM based FIXED TYPE MCCB Mistubishi NF125SV4P125A |  | 0 | 0 | 1 | 1 | 1 | 0.0 | 0.0 | 0.0 | 0 |  |  | 0.0 | Electrical Components | 125A 25kA,380N ,4P TM based FIXED TYPE MCCB Mistubishi NF125SV4P125A | 0 | 31-12-2099 | Material Transfer |  | 0.0 |  | 0 | 0 |  | 0 | 0 | 0 | 0 |  | 0 | Item Attribute | 1 | Nos | 0.0 | 0.0 | 0 | 0.0 | 0 | Mistubishi | NF125SV4P125A | India |  |  | 0 | 0.0 |  | 0 | 0 |  | 0 | 0 | 0 | 0 |  |  | 0 | 0 | 0 |  | 0 | [5 empty] | 0 |  |  | 0 | [13 empty] | Nos | 1.0 | [10 empty] | Ringlus Electro Controls & Automation PVT LTD | [18 empty] | CGST - RNG | 9.0
[120 empty] | SGST - RNG | 9.0
| 150A 36kA, 380V, 4P TM based FIXED TYPE MCCB Mistubishi NF250SV4P150A | 150A 36kA, 380V, 4P TM based FIXED TYPE MCCB Mistubishi NF250SV4P150A | MIFMCCB | Nos |  | 150A 36kA, 380V, 4P TM based FIXED TYPE MCCB Mistubishi NF250SV4P150A |  | 0 | 0 | 1 | 1 | 1 | 0.0 | 0.0 | 0.0 | 0 |  |  | 0.0 | Electrical Components | 150A 36kA, 380V, 4P TM based FIXED TYPE MCCB Mistubishi NF250SV4P150A | 0 | 31-12-2099 | Material Transfer |  | 0.0 |  | 0 | 0 |  | 0 | 0 | 0 | 0 |  | 0 | Item Attribute | 1 | Nos | 0.0 | 0.0 | 0 | 0.0 | 0 | Mistubishi | NF250SV4P150A | India |  |  | 0 | 0.0 |  | 0 | 0 |  | 0 | 0 | 0 | 0 |  |  | 0 | 0 | 0 |  | 0 | [5 empty] | 0 |  |  | 0 | [13 empty] | Nos | 1.0 | [10 empty] | Ringlus Electro Controls & Automation PVT LTD | [18 empty] | CGST - RNG | 9.0
[120 empty] | SGST - RNG | 9.0
| 175A 36kA, 380V, 4P TM based FIXED TYPE MCCB Mistubishi NF250SV4P175A | 175A 36kA, 380V, 4P TM based FIXED TYPE MCCB Mistubishi NF250SV4P175A | MIFMCCB | Nos |  | 175A 36kA, 380V, 4P TM based FIXED TYPE MCCB Mistubishi NF250SV4P175A |  | 0 | 0 | 1 | 1 | 1 | 0.0 | 0.0 | 0.0 | 0 |  |  | 0.0 | Electrical Components | 175A 36kA, 380V, 4P TM based FIXED TYPE MCCB Mistubishi NF250SV4P175A | 0 | 31-12-2099 | Material Transfer |  | 0.0 |  | 0 | 0 |  | 0 | 0 | 0 | 0 |  | 0 | Item Attribute | 1 | Nos | 0.0 | 0.0 | 0 | 0.0 | 0 | Mistubishi | NF250SV4P175A | India |  |  | 0 | 0.0 |  | 0 | 0 |  | 0 | 0 | 0 | 0 |  |  | 0 | 0 | 0 |  | 0 | [5 empty] | 0 |  |  | 0 | [13 empty] | Nos | 1.0 | [10 empty] | Ringlus Electro Controls & Automation PVT LTD | [18 empty] | CGST - RNG | 9.0
[120 empty] | SGST - RNG | 9.0
| 200A 36kA, 380V, 4P TM based FIXED TYPE MCCB Mistubishi NF250SV4P200A | 200A 36kA, 380V, 4P TM based FIXED TYPE MCCB Mistubishi NF250SV4P200A | MIFMCCB | Nos |  | 200A 36kA, 380V, 4P TM based FIXED TYPE MCCB Mistubishi NF250SV4P200A |  | 0 | 0 | 1 | 1 | 1 | 0.0 | 0.0 | 0.0 | 0 |  |  | 0.0 | Electrical Components | 200A 36kA, 380V, 4P TM based FIXED TYPE MCCB Mistubishi NF250SV4P200A | 0 | 31-12-2099 | Material Transfer |  | 0.0 |  | 0 | 0 |  | 0 | 0 | 0 | 0 |  | 0 | Item Attribute | 1 | Nos | 0.0 | 0.0 | 0 | 0.0 | 0 | Mistubishi | NF250SV4P200A | India |  |  | 0 | 0.0 |  | 0 | 0 |  | 0 | 0 | 0 | 0 |  |  | 0 | 0 | 0 |  | 0 | [5 empty] | 0 |  |  | 0 | [13 empty] | Nos | 1.0 | [10 empty] | Ringlus Electro Controls & Automation PVT LTD | [18 empty] | CGST - RNG | 9.0
[120 empty] | SGST - RNG | 9.0
| 225A 36kA, 380V, 4P TM based FIXED TYPE MCCB Mistubishi NF250SV4P225A | 225A 36kA, 380V, 4P TM based FIXED TYPE MCCB Mistubishi NF250SV4P225A | MIFMCCB | Nos |  | 225A 36kA, 380V, 4P TM based FIXED TYPE MCCB Mistubishi NF250SV4P225A |  | 0 | 0 | 1 | 1 | 1 | 0.0 | 0.0 | 0.0 | 0 |  |  | 0.0 | Electrical Components | 225A 36kA, 380V, 4P TM based FIXED TYPE MCCB Mistubishi NF250SV4P225A | 0 | 31-12-2099 | Material Transfer |  | 0.0 |  | 0 | 0 |  | 0 | 0 | 0 | 0 |  | 0 | Item Attribute | 1 | Nos | 0.0 | 0.0 | 0 | 0.0 | 0 | Mistubishi | NF250SV4P225A | India |  |  | 0 | 0.0 |  | 0 | 0 |  | 0 | 0 | 0 | 0 |  |  | 0 | 0 | 0 |  | 0 | [5 empty] | 0 |  |  | 0 | [13 empty] | Nos | 1.0 | [10 empty] | Ringlus Electro Controls & Automation PVT LTD | [18 empty] | CGST - RNG | 9.0
[120 empty] | SGST - RNG | 9.0
| 250A 36kA, 380V, 4P TM based FIXED TYPE MCCB Mistubishi NF250SV4P250A | 250A 36kA, 380V, 4P TM based FIXED TYPE MCCB Mistubishi NF250SV4P250A | MIFMCCB | Nos |  | 250A 36kA, 380V, 4P TM based FIXED TYPE MCCB Mistubishi NF250SV4P250A |  | 0 | 0 | 1 | 1 | 1 | 0.0 | 0.0 | 0.0 | 0 |  |  | 0.0 | Electrical Components | 250A 36kA, 380V, 4P TM based FIXED TYPE MCCB Mistubishi NF250SV4P250A | 0 | 31-12-2099 | Material Transfer |  | 0.0 |  | 0 | 0 |  | 0 | 0 | 0 | 0 |  | 0 | Item Attribute | 1 | Nos | 0.0 | 0.0 | 0 | 0.0 | 0 | Mistubishi | NF250SV4P250A | India |  |  | 0 | 0.0 |  | 0 | 0 |  | 0 | 0 | 0 | 0 |  |  | 0 | 0 | 0 |  | 0 | [5 empty] | 0 |  |  | 0 | [13 empty] | Nos | 1.0 | [10 empty] | Ringlus Electro Controls & Automation PVT LTD | [18 empty] | CGST - RNG | 9.0
[120 empty] | SGST - RNG | 9.0
| Direct Rotory Handle NF63 Mistubishi F-05SV | Direct Rotory Handle NF63 Mistubishi F-05SV | MIFMCCB | Nos |  | Direct Rotory Handle NF63 Mistubishi F-05SV |  | 0 | 0 | 1 | 1 | 1 | 0.0 | 0.0 | 0.0 | 0 |  |  | 0.0 | Electrical Components | Direct Rotory Handle NF63 Mistubishi F-05SV | 0 | 31-12-2099 | Material Transfer |  | 0.0 |  | 0 | 0 |  | 0 | 0 | 0 | 0 |  | 0 | Item Attribute | 1 | Nos | 0.0 | 0.0 | 0 | 0.0 | 0 | Mistubishi | F-05SV | India |  |  | 0 | 0.0 |  | 0 | 0 |  | 0 | 0 | 0 | 0 |  |  | 0 | 0 | 0 |  | 0 | [5 empty] | 0 |  |  | 0 | [13 empty] | Nos | 1.0 | [10 empty] | Ringlus Electro Controls & Automation PVT LTD | [18 empty] | CGST - RNG | 9.0
[120 empty] | SGST - RNG | 9.0
| Extended Rotory Handle NF63 Mistubishi V-05SV | Extended Rotory Handle NF63 Mistubishi V-05SV | MIFMCCB | Nos |  | Extended Rotory Handle NF63 Mistubishi V-05SV |  | 0 | 0 | 1 | 1 | 1 | 0.0 | 0.0 | 0.0 | 0 |  |  | 0.0 | Electrical Components | Extended Rotory Handle NF63 Mistubishi V-05SV | 0 | 31-12-2099 | Material Transfer |  | 0.0 |  | 0 | 0 |  | 0 | 0 | 0 | 0 |  | 0 | Item Attribute | 1 | Nos | 0.0 | 0.0 | 0 | 0.0 | 0 | Mistubishi | V-05SV | India |  |  | 0 | 0.0 |  | 0 | 0 |  | 0 | 0 | 0 | 0 |  |  | 0 | 0 | 0 |  | 0 | [5 empty] | 0 |  |  | 0 | [13 empty] | Nos | 1.0 | [10 empty] | Ringlus Electro Controls & Automation PVT LTD | [18 empty] | CGST - RNG | 9.0
[120 empty] | SGST - RNG | 9.0
| Adj Rod for Ext Handle NF63 Mistubishi V-AD3S | Adj Rod for Ext Handle NF63 Mistubishi V-AD3S | MIFMCCB | Nos |  | Adj Rod for Ext Handle NF63 Mistubishi V-AD3S |  | 0 | 0 | 1 | 1 | 1 | 0.0 | 0.0 | 0.0 | 0 |  |  | 0.0 | Electrical Components | Adj Rod for Ext Handle NF63 Mistubishi V-AD3S | 0 | 31-12-2099 | Material Transfer |  | 0.0 |  | 0 | 0 |  | 0 | 0 | 0 | 0 |  | 0 | Item Attribute | 1 | Nos | 0.0 | 0.0 | 0 | 0.0 | 0 | Mistubishi | V-AD3S | India |  |  | 0 | 0.0 |  | 0 | 0 |  | 0 | 0 | 0 | 0 |  |  | 0 | 0 | 0 |  | 0 | [5 empty] | 0 |  |  | 0 | [13 empty] | Nos | 1.0 | [10 empty] | Ringlus Electro Controls & Automation PVT LTD | [18 empty] | CGST - RNG | 9.0
[120 empty] | SGST - RNG | 9.0
| Direct Rotory Handle NF125 Mistubishi F-1SV | Direct Rotory Handle NF125 Mistubishi F-1SV | MIFMCCB | Nos |  | Direct Rotory Handle NF125 Mistubishi F-1SV |  | 0 | 0 | 1 | 1 | 1 | 0.0 | 0.0 | 0.0 | 0 |  |  | 0.0 | Electrical Components | Direct Rotory Handle NF125 Mistubishi F-1SV | 0 | 31-12-2099 | Material Transfer |  | 0.0 |  | 0 | 0 |  | 0 | 0 | 0 | 0 |  | 0 | Item Attribute | 1 | Nos | 0.0 | 0.0 | 0 | 0.0 | 0 | Mistubishi | F-1SV | India |  |  | 0 | 0.0 |  | 0 | 0 |  | 0 | 0 | 0 | 0 |  |  | 0 | 0 | 0 |  | 0 | [5 empty] | 0 |  |  | 0 | [13 empty] | Nos | 1.0 | [10 empty] | Ringlus Electro Controls & Automation PVT LTD | [18 empty] | CGST - RNG | 9.0
[120 empty] | SGST - RNG | 9.0
| Extended Rotory Handle NF125 Mistubishi V-1SV | Extended Rotory Handle NF125 Mistubishi V-1SV | MIFMCCB | Nos |  | Extended Rotory Handle NF125 Mistubishi V-1SV |  | 0 | 0 | 1 | 1 | 1 | 0.0 | 0.0 | 0.0 | 0 |  |  | 0.0 | Electrical Components | Extended Rotory Handle NF125 Mistubishi V-1SV | 0 | 31-12-2099 | Material Transfer |  | 0.0 |  | 0 | 0 |  | 0 | 0 | 0 | 0 |  | 0 | Item Attribute | 1 | Nos | 0.0 | 0.0 | 0 | 0.0 | 0 | Mistubishi | V-1SV | India |  |  | 0 | 0.0 |  | 0 | 0 |  | 0 | 0 | 0 | 0 |  |  | 0 | 0 | 0 |  | 0 | [5 empty] | 0 |  |  | 0 | [13 empty] | Nos | 1.0 | [10 empty] | Ringlus Electro Controls & Automation PVT LTD | [18 empty] | CGST - RNG | 9.0
[120 empty] | SGST - RNG | 9.0
| Adj Rod for Ext Handle NF125 Mistubishi V-AD3S | Adj Rod for Ext Handle NF125 Mistubishi V-AD3S | MIFMCCB | Nos |  | Adj Rod for Ext Handle NF125 Mistubishi V-AD3S |  | 0 | 0 | 1 | 1 | 1 | 0.0 | 0.0 | 0.0 | 0 |  |  | 0.0 | Electrical Components | Adj Rod for Ext Handle NF125 Mistubishi V-AD3S | 0 | 31-12-2099 | Material Transfer |  | 0.0 |  | 0 | 0 |  | 0 | 0 | 0 | 0 |  | 0 | Item Attribute | 1 | Nos | 0.0 | 0.0 | 0 | 0.0 | 0 | Mistubishi | V-AD3S | India |  |  | 0 | 0.0 |  | 0 | 0 |  | 0 | 0 | 0 | 0 |  |  | 0 | 0 | 0 |  | 0 | [5 empty] | 0 |  |  | 0 | [13 empty] | Nos | 1.0 | [10 empty] | Ringlus Electro Controls & Automation PVT LTD | [18 empty] | CGST - RNG | 9.0
[120 empty] | SGST - RNG | 9.0
| Direct Rotory Handle NF250 Mistubishi F-2SV | Direct Rotory Handle NF250 Mistubishi F-2SV | MIFMCCB | Nos |  | Direct Rotory Handle NF250 Mistubishi F-2SV |  | 0 | 0 | 1 | 1 | 1 | 0.0 | 0.0 | 0.0 | 0 |  |  | 0.0 | Electrical Components | Direct Rotory Handle NF250 Mistubishi F-2SV | 0 | 31-12-2099 | Material Transfer |  | 0.0 |  | 0 | 0 |  | 0 | 0 | 0 | 0 |  | 0 | Item Attribute | 1 | Nos | 0.0 | 0.0 | 0 | 0.0 | 0 | Mistubishi | F-2SV | India |  |  | 0 | 0.0 |  | 0 | 0 |  | 0 | 0 | 0 | 0 |  |  | 0 | 0 | 0 |  | 0 | [5 empty] | 0 |  |  | 0 | [13 empty] | Nos | 1.0 | [10 empty] | Ringlus Electro Controls & Automation PVT LTD | [18 empty] | CGST - RNG | 9.0
[120 empty] | SGST - RNG | 9.0
| Extended Rotory Handle NF250 Mistubishi V-2SV | Extended Rotory Handle NF250 Mistubishi V-2SV | MIFMCCB | Nos |  | Extended Rotory Handle NF250 Mistubishi V-2SV |  | 0 | 0 | 1 | 1 | 1 | 0.0 | 0.0 | 0.0 | 0 |  |  | 0.0 | Electrical Components | Extended Rotory Handle NF250 Mistubishi V-2SV | 0 | 31-12-2099 | Material Transfer |  | 0.0 |  | 0 | 0 |  | 0 | 0 | 0 | 0 |  | 0 | Item Attribute | 1 | Nos | 0.0 | 0.0 | 0 | 0.0 | 0 | Mistubishi | V-2SV | India |  |  | 0 | 0.0 |  | 0 | 0 |  | 0 | 0 | 0 | 0 |  |  | 0 | 0 | 0 |  | 0 | [5 empty] | 0 |  |  | 0 | [13 empty] | Nos | 1.0 | [10 empty] | Ringlus Electro Controls & Automation PVT LTD | [18 empty] | CGST - RNG | 9.0
[120 empty] | SGST - RNG | 9.0
| Adj Rod for Ext Handle NF250 Mistubishi V-AD3S | Adj Rod for Ext Handle NF250 Mistubishi V-AD3S | MIFMCCB | Nos |  | Adj Rod for Ext Handle NF250 Mistubishi V-AD3S |  | 0 | 0 | 1 | 1 | 1 | 0.0 | 0.0 | 0.0 | 0 |  |  | 0.0 | Electrical Components | Adj Rod for Ext Handle NF250 Mistubishi V-AD3S | 0 | 31-12-2099 | Material Transfer |  | 0.0 |  | 0 | 0 |  | 0 | 0 | 0 | 0 |  | 0 | Item Attribute | 1 | Nos | 0.0 | 0.0 | 0 | 0.0 | 0 | Mistubishi | V-AD3S | India |  |  | 0 | 0.0 |  | 0 | 0 |  | 0 | 0 | 0 | 0 |  |  | 0 | 0 | 0 |  | 0 | [5 empty] | 0 |  |  | 0 | [13 empty] | Nos | 1.0 | [10 empty] | Ringlus Electro Controls & Automation PVT LTD | [18 empty] | CGST - RNG | 9.0
[120 empty] | SGST - RNG | 9.0
| Ax Switch Mistubishi AX-05SV | Ax Switch Mistubishi AX-05SV | MIFMCCB | Nos |  | Ax Switch Mistubishi AX-05SV |  | 0 | 0 | 1 | 1 | 1 | 0.0 | 0.0 | 0.0 | 0 |  |  | 0.0 | Electrical Components | Ax Switch Mistubishi AX-05SV | 0 | 31-12-2099 | Material Transfer |  | 0.0 |  | 0 | 0 |  | 0 | 0 | 0 | 0 |  | 0 | Item Attribute | 1 | Nos | 0.0 | 0.0 | 0 | 0.0 | 0 | Mistubishi | AX-05SV | India |  |  | 0 | 0.0 |  | 0 | 0 |  | 0 | 0 | 0 | 0 |  |  | 0 | 0 | 0 |  | 0 | [5 empty] | 0 |  |  | 0 | [13 empty] | Nos | 1.0 | [10 empty] | Ringlus Electro Controls & Automation PVT LTD | [18 empty] | CGST - RNG | 9.0
[120 empty] | SGST - RNG | 9.0
| Alarm Swicth Mistubishi AL-05SV | Alarm Swicth Mistubishi AL-05SV | MIFMCCB | Nos |  | Alarm Swicth Mistubishi AL-05SV |  | 0 | 0 | 1 | 1 | 1 | 0.0 | 0.0 | 0.0 | 0 |  |  | 0.0 | Electrical Components | Alarm Swicth Mistubishi AL-05SV | 0 | 31-12-2099 | Material Transfer |  | 0.0 |  | 0 | 0 |  | 0 | 0 | 0 | 0 |  | 0 | Item Attribute | 1 | Nos | 0.0 | 0.0 | 0 | 0.0 | 0 | Mistubishi | AL-05SV | India |  |  | 0 | 0.0 |  | 0 | 0 |  | 0 | 0 | 0 | 0 |  |  | 0 | 0 | 0 |  | 0 | [5 empty] | 0 |  |  | 0 | [13 empty] | Nos | 1.0 | [10 empty] | Ringlus Electro Controls & Automation PVT LTD | [18 empty] | CGST - RNG | 9.0
[120 empty] | SGST - RNG | 9.0
| UV Release Mistubishi UVTNA250-05SVR | UV Release Mistubishi UVTNA250-05SVR | MIFMCCB | Nos |  | UV Release Mistubishi UVTNA250-05SVR |  | 0 | 0 | 1 | 1 | 1 | 0.0 | 0.0 | 0.0 | 0 |  |  | 0.0 | Electrical Components | UV Release Mistubishi UVTNA250-05SVR | 0 | 31-12-2099 | Material Transfer |  | 0.0 |  | 0 | 0 |  | 0 | 0 | 0 | 0 |  | 0 | Item Attribute | 1 | Nos | 0.0 | 0.0 | 0 | 0.0 | 0 | Mistubishi | UVTNA250-05SVR | India |  |  | 0 | 0.0 |  | 0 | 0 |  | 0 | 0 | 0 | 0 |  |  | 0 | 0 | 0 |  | 0 | [5 empty] | 0 |  |  | 0 | [13 empty] | Nos | 1.0 | [10 empty] | Ringlus Electro Controls & Automation PVT LTD | [18 empty] | CGST - RNG | 9.0
[120 empty] | SGST - RNG | 9.0
| Shunt Coil Mistubishi SHTA240V-05SVR | Shunt Coil Mistubishi SHTA240V-05SVR | MIFMCCB | Nos |  | Shunt Coil Mistubishi SHTA240V-05SVR |  | 0 | 0 | 1 | 1 | 1 | 0.0 | 0.0 | 0.0 | 0 |  |  | 0.0 | Electrical Components | Shunt Coil Mistubishi SHTA240V-05SVR | 0 | 31-12-2099 | Material Transfer |  | 0.0 |  | 0 | 0 |  | 0 | 0 | 0 | 0 |  | 0 | Item Attribute | 1 | Nos | 0.0 | 0.0 | 0 | 0.0 | 0 | Mistubishi | SHTA240V-05SVR | India |  |  | 0 | 0.0 |  | 0 | 0 |  | 0 | 0 | 0 | 0 |  |  | 0 | 0 | 0 |  | 0 | [5 empty] | 0 |  |  | 0 | [13 empty] | Nos | 1.0 | [10 empty] | Ringlus Electro Controls & Automation PVT LTD | [18 empty] | CGST - RNG | 9.0
[120 empty] | SGST - RNG | 9.0
| 20A 36kA,TM based Adjustable MCCB Mistubishi NF125SGV3P16-20A | 20A 36kA,TM based Adjustable MCCB Mistubishi NF125SGV3P16-20A | MIAMCCB | Nos |  | 20A 36kA,TM based Adjustable MCCB Mistubishi NF125SGV3P16-20A |  | 0 | 0 | 1 | 1 | 1 | 0.0 | 0.0 | 0.0 | 0 |  |  | 0.0 | Electrical Components | 20A 36kA,TM based Adjustable MCCB Mistubishi NF125SGV3P16-20A | 0 | 31-12-2099 | Material Transfer |  | 0.0 |  | 0 | 0 |  | 0 | 0 | 0 | 0 |  | 0 | Item Attribute | 1 | Nos | 0.0 | 0.0 | 0 | 0.0 | 0 | Mistubishi | NF125SGV3P16-20A | India |  |  | 0 | 0.0 |  | 0 | 0 |  | 0 | 0 | 0 | 0 |  |  | 0 | 0 | 0 |  | 0 | [5 empty] | 0 |  |  | 0 | [13 empty] | Nos | 1.0 | [10 empty] | Ringlus Electro Controls & Automation PVT LTD | [18 empty] | CGST - RNG | 9.0
[120 empty] | SGST - RNG | 9.0
| 25A 36kA,TM based Adjustable MCCB Mistubishi NF125SGV3P20-25A | 25A 36kA,TM based Adjustable MCCB Mistubishi NF125SGV3P20-25A | MIAMCCB | Nos |  | 25A 36kA,TM based Adjustable MCCB Mistubishi NF125SGV3P20-25A |  | 0 | 0 | 1 | 1 | 1 | 0.0 | 0.0 | 0.0 | 0 |  |  | 0.0 | Electrical Components | 25A 36kA,TM based Adjustable MCCB Mistubishi NF125SGV3P20-25A | 0 | 31-12-2099 | Material Transfer |  | 0.0 |  | 0 | 0 |  | 0 | 0 | 0 | 0 |  | 0 | Item Attribute | 1 | Nos | 0.0 | 0.0 | 0 | 0.0 | 0 | Mistubishi | NF125SGV3P20-25A | India |  |  | 0 | 0.0 |  | 0 | 0 |  | 0 | 0 | 0 | 0 |  |  | 0 | 0 | 0 |  | 0 | [5 empty] | 0 |  |  | 0 | [13 empty] | Nos | 1.0 | [10 empty] | Ringlus Electro Controls & Automation PVT LTD | [18 empty] | CGST - RNG | 9.0
[120 empty] | SGST - RNG | 9.0
| 32A 36kA,TM based Adjustable MCCB Mistubishi NF125SGV3P25-32A | 32A 36kA,TM based Adjustable MCCB Mistubishi NF125SGV3P25-32A | MIAMCCB | Nos |  | 32A 36kA,TM based Adjustable MCCB Mistubishi NF125SGV3P25-32A |  | 0 | 0 | 1 | 1 | 1 | 0.0 | 0.0 | 0.0 | 0 |  |  | 0.0 | Electrical Components | 32A 36kA,TM based Adjustable MCCB Mistubishi NF125SGV3P25-32A | 0 | 31-12-2099 | Material Transfer |  | 0.0 |  | 0 | 0 |  | 0 | 0 | 0 | 0 |  | 0 | Item Attribute | 1 | Nos | 0.0 | 0.0 | 0 | 0.0 | 0 | Mistubishi | NF125SGV3P25-32A | India |  |  | 0 | 0.0 |  | 0 | 0 |  | 0 | 0 | 0 | 0 |  |  | 0 | 0 | 0 |  | 0 | [5 empty] | 0 |  |  | 0 | [13 empty] | Nos | 1.0 | [10 empty] | Ringlus Electro Controls & Automation PVT LTD | [18 empty] | CGST - RNG | 9.0
[120 empty] | SGST - RNG | 9.0
| 40A 36kA,TM based Adjustable MCCB Mistubishi NF125SGV3P32-40A | 40A 36kA,TM based Adjustable MCCB Mistubishi NF125SGV3P32-40A | MIAMCCB | Nos |  | 40A 36kA,TM based Adjustable MCCB Mistubishi NF125SGV3P32-40A |  | 0 | 0 | 1 | 1 | 1 | 0.0 | 0.0 | 0.0 | 0 |  |  | 0.0 | Electrical Components | 40A 36kA,TM based Adjustable MCCB Mistubishi NF125SGV3P32-40A | 0 | 31-12-2099 | Material Transfer |  | 0.0 |  | 0 | 0 |  | 0 | 0 | 0 | 0 |  | 0 | Item Attribute | 1 | Nos | 0.0 | 0.0 | 0 | 0.0 | 0 | Mistubishi | NF125SGV3P32-40A | India |  |  | 0 | 0.0 |  | 0 | 0 |  | 0 | 0 | 0 | 0 |  |  | 0 | 0 | 0 |  | 0 | [5 empty] | 0 |  |  | 0 | [13 empty] | Nos | 1.0 | [10 empty] | Ringlus Electro Controls & Automation PVT LTD | [18 empty] | CGST - RNG | 9.0
[120 empty] | SGST - RNG | 9.0
| 50A 36kA,TM based Adjustable MCCB Mistubishi NF125SGV3P35-50A | 50A 36kA,TM based Adjustable MCCB Mistubishi NF125SGV3P35-50A | MIAMCCB | Nos |  | 50A 36kA,TM based Adjustable MCCB Mistubishi NF125SGV3P35-50A |  | 0 | 0 | 1 | 1 | 1 | 0.0 | 0.0 | 0.0 | 0 |  |  | 0.0 | Electrical Components | 50A 36kA,TM based Adjustable MCCB Mistubishi NF125SGV3P35-50A | 0 | 31-12-2099 | Material Transfer |  | 0.0 |  | 0 | 0 |  | 0 | 0 | 0 | 0 |  | 0 | Item Attribute | 1 | Nos | 0.0 | 0.0 | 0 | 0.0 | 0 | Mistubishi | NF125SGV3P35-50A | India |  |  | 0 | 0.0 |  | 0 | 0 |  | 0 | 0 | 0 | 0 |  |  | 0 | 0 | 0 |  | 0 | [5 empty] | 0 |  |  | 0 | [13 empty] | Nos | 1.0 | [10 empty] | Ringlus Electro Controls & Automation PVT LTD | [18 empty] | CGST - RNG | 9.0
[120 empty] | SGST - RNG | 9.0
| 63A 36kA,TM based Adjustable MCCB Mistubishi NF125SGV3P45-63A | 63A 36kA,TM based Adjustable MCCB Mistubishi NF125SGV3P45-63A | MIAMCCB | Nos |  | 63A 36kA,TM based Adjustable MCCB Mistubishi NF125SGV3P45-63A |  | 0 | 0 | 1 | 1 | 1 | 0.0 | 0.0 | 0.0 | 0 |  |  | 0.0 | Electrical Components | 63A 36kA,TM based Adjustable MCCB Mistubishi NF125SGV3P45-63A | 0 | 31-12-2099 | Material Transfer |  | 0.0 |  | 0 | 0 |  | 0 | 0 | 0 | 0 |  | 0 | Item Attribute | 1 | Nos | 0.0 | 0.0 | 0 | 0.0 | 0 | Mistubishi | NF125SGV3P45-63A | India |  |  | 0 | 0.0 |  | 0 | 0 |  | 0 | 0 | 0 | 0 |  |  | 0 | 0 | 0 |  | 0 | [5 empty] | 0 |  |  | 0 | [13 empty] | Nos | 1.0 | [10 empty] | Ringlus Electro Controls & Automation PVT LTD | [18 empty] | CGST - RNG | 9.0
[120 empty] | SGST - RNG | 9.0
| 80A 36kA,TM based Adjustable MCCB Mistubishi NF125SGV3P56-80A | 80A 36kA,TM based Adjustable MCCB Mistubishi NF125SGV3P56-80A | MIAMCCB | Nos |  | 80A 36kA,TM based Adjustable MCCB Mistubishi NF125SGV3P56-80A |  | 0 | 0 | 1 | 1 | 1 | 0.0 | 0.0 | 0.0 | 0 |  |  | 0.0 | Electrical Components | 80A 36kA,TM based Adjustable MCCB Mistubishi NF125SGV3P56-80A | 0 | 31-12-2099 | Material Transfer |  | 0.0 |  | 0 | 0 |  | 0 | 0 | 0 | 0 |  | 0 | Item Attribute | 1 | Nos | 0.0 | 0.0 | 0 | 0.0 | 0 | Mistubishi | NF125SGV3P56-80A | India |  |  | 0 | 0.0 |  | 0 | 0 |  | 0 | 0 | 0 | 0 |  |  | 0 | 0 | 0 |  | 0 | [5 empty] | 0 |  |  | 0 | [13 empty] | Nos | 1.0 | [10 empty] | Ringlus Electro Controls & Automation PVT LTD | [18 empty] | CGST - RNG | 9.0
[120 empty] | SGST - RNG | 9.0
| 100A 36kA,TM based Adjustable MCCB Mistubishi NF125SGV3P70-100A | 100A 36kA,TM based Adjustable MCCB Mistubishi NF125SGV3P70-100A | MIAMCCB | Nos |  | 100A 36kA,TM based Adjustable MCCB Mistubishi NF125SGV3P70-100A |  | 0 | 0 | 1 | 1 | 1 | 0.0 | 0.0 | 0.0 | 0 |  |  | 0.0 | Electrical Components | 100A 36kA,TM based Adjustable MCCB Mistubishi NF125SGV3P70-100A | 0 | 31-12-2099 | Material Transfer |  | 0.0 |  | 0 | 0 |  | 0 | 0 | 0 | 0 |  | 0 | Item Attribute | 1 | Nos | 0.0 | 0.0 | 0 | 0.0 | 0 | Mistubishi | NF125SGV3P70-100A | India |  |  | 0 | 0.0 |  | 0 | 0 |  | 0 | 0 | 0 | 0 |  |  | 0 | 0 | 0 |  | 0 | [5 empty] | 0 |  |  | 0 | [13 empty] | Nos | 1.0 | [10 empty] | Ringlus Electro Controls & Automation PVT LTD | [18 empty] | CGST - RNG | 9.0
[120 empty] | SGST - RNG | 9.0
| 125A 36kA,TM based Adjustable MCCB Mistubishi NF125SGV3P90-125A | 125A 36kA,TM based Adjustable MCCB Mistubishi NF125SGV3P90-125A | MIAMCCB | Nos |  | 125A 36kA,TM based Adjustable MCCB Mistubishi NF125SGV3P90-125A |  | 0 | 0 | 1 | 1 | 1 | 0.0 | 0.0 | 0.0 | 0 |  |  | 0.0 | Electrical Components | 125A 36kA,TM based Adjustable MCCB Mistubishi NF125SGV3P90-125A | 0 | 31-12-2099 | Material Transfer |  | 0.0 |  | 0 | 0 |  | 0 | 0 | 0 | 0 |  | 0 | Item Attribute | 1 | Nos | 0.0 | 0.0 | 0 | 0.0 | 0 | Mistubishi | NF125SGV3P90-125A | India |  |  | 0 | 0.0 |  | 0 | 0 |  | 0 | 0 | 0 | 0 |  |  | 0 | 0 | 0 |  | 0 | [5 empty] | 0 |  |  | 0 | [13 empty] | Nos | 1.0 | [10 empty] | Ringlus Electro Controls & Automation PVT LTD | [18 empty] | CGST - RNG | 9.0
[120 empty] | SGST - RNG | 9.0
| 160A 36kA,TM based Adjustable MCCB Mistubishi NF125SGV3P125-160A | 160A 36kA,TM based Adjustable MCCB Mistubishi NF125SGV3P125-160A | MIAMCCB | Nos |  | 160A 36kA,TM based Adjustable MCCB Mistubishi NF125SGV3P125-160A |  | 0 | 0 | 1 | 1 | 1 | 0.0 | 0.0 | 0.0 | 0 |  |  | 0.0 | Electrical Components | 160A 36kA,TM based Adjustable MCCB Mistubishi NF125SGV3P125-160A | 0 | 31-12-2099 | Material Transfer |  | 0.0 |  | 0 | 0 |  | 0 | 0 | 0 | 0 |  | 0 | Item Attribute | 1 | Nos | 0.0 | 0.0 | 0 | 0.0 | 0 | Mistubishi | NF125SGV3P125-160A | India |  |  | 0 | 0.0 |  | 0 | 0 |  | 0 | 0 | 0 | 0 |  |  | 0 | 0 | 0 |  | 0 | [5 empty] | 0 |  |  | 0 | [13 empty] | Nos | 1.0 | [10 empty] | Ringlus Electro Controls & Automation PVT LTD | [18 empty] | CGST - RNG | 9.0
[120 empty] | SGST - RNG | 9.0
| 200A 36kA,TM based Adjustable MCCB Mistubishi NF125SGV3P140-200A | 200A 36kA,TM based Adjustable MCCB Mistubishi NF125SGV3P140-200A | MIAMCCB | Nos |  | 200A 36kA,TM based Adjustable MCCB Mistubishi NF125SGV3P140-200A |  | 0 | 0 | 1 | 1 | 1 | 0.0 | 0.0 | 0.0 | 0 |  |  | 0.0 | Electrical Components | 200A 36kA,TM based Adjustable MCCB Mistubishi NF125SGV3P140-200A | 0 | 31-12-2099 | Material Transfer |  | 0.0 |  | 0 | 0 |  | 0 | 0 | 0 | 0 |  | 0 | Item Attribute | 1 | Nos | 0.0 | 0.0 | 0 | 0.0 | 0 | Mistubishi | NF125SGV3P140-200A | India |  |  | 0 | 0.0 |  | 0 | 0 |  | 0 | 0 | 0 | 0 |  |  | 0 | 0 | 0 |  | 0 | [5 empty] | 0 |  |  | 0 | [13 empty] | Nos | 1.0 | [10 empty] | Ringlus Electro Controls & Automation PVT LTD | [18 empty] | CGST - RNG | 9.0
[120 empty] | SGST - RNG | 9.0
| 250A 36kA,TM based Adjustable MCCB Mistubishi NF125SGV3P175-250A | 250A 36kA,TM based Adjustable MCCB Mistubishi NF125SGV3P175-250A | MIAMCCB | Nos |  | 250A 36kA,TM based Adjustable MCCB Mistubishi NF125SGV3P175-250A |  | 0 | 0 | 1 | 1 | 1 | 0.0 | 0.0 | 0.0 | 0 |  |  | 0.0 | Electrical Components | 250A 36kA,TM based Adjustable MCCB Mistubishi NF125SGV3P175-250A | 0 | 31-12-2099 | Material Transfer |  | 0.0 |  | 0 | 0 |  | 0 | 0 | 0 | 0 |  | 0 | Item Attribute | 1 | Nos | 0.0 | 0.0 | 0 | 0.0 | 0 | Mistubishi | NF125SGV3P175-250A | India |  |  | 0 | 0.0 |  | 0 | 0 |  | 0 | 0 | 0 | 0 |  |  | 0 | 0 | 0 |  | 0 | [5 empty] | 0 |  |  | 0 | [13 empty] | Nos | 1.0 | [10 empty] | Ringlus Electro Controls & Automation PVT LTD | [18 empty] | CGST - RNG | 9.0
[120 empty] | SGST - RNG | 9.0
| 20A 36kA,TM based Adjustable MCCB Mistubishi NF125SGV4P16-20A | 20A 36kA,TM based Adjustable MCCB Mistubishi NF125SGV4P16-20A | MIAMCCB | Nos |  | 20A 36kA,TM based Adjustable MCCB Mistubishi NF125SGV4P16-20A |  | 0 | 0 | 1 | 1 | 1 | 0.0 | 0.0 | 0.0 | 0 |  |  | 0.0 | Electrical Components | 20A 36kA,TM based Adjustable MCCB Mistubishi NF125SGV4P16-20A | 0 | 31-12-2099 | Material Transfer |  | 0.0 |  | 0 | 0 |  | 0 | 0 | 0 | 0 |  | 0 | Item Attribute | 1 | Nos | 0.0 | 0.0 | 0 | 0.0 | 0 | Mistubishi | NF125SGV4P16-20A | India |  |  | 0 | 0.0 |  | 0 | 0 |  | 0 | 0 | 0 | 0 |  |  | 0 | 0 | 0 |  | 0 | [5 empty] | 0 |  |  | 0 | [13 empty] | Nos | 1.0 | [10 empty] | Ringlus Electro Controls & Automation PVT LTD | [18 empty] | CGST - RNG | 9.0
[120 empty] | SGST - RNG | 9.0
| 25A 36kA,TM based Adjustable MCCB Mistubishi NF125SGV4P20-25A | 25A 36kA,TM based Adjustable MCCB Mistubishi NF125SGV4P20-25A | MIAMCCB | Nos |  | 25A 36kA,TM based Adjustable MCCB Mistubishi NF125SGV4P20-25A |  | 0 | 0 | 1 | 1 | 1 | 0.0 | 0.0 | 0.0 | 0 |  |  | 0.0 | Electrical Components | 25A 36kA,TM based Adjustable MCCB Mistubishi NF125SGV4P20-25A | 0 | 31-12-2099 | Material Transfer |  | 0.0 |  | 0 | 0 |  | 0 | 0 | 0 | 0 |  | 0 | Item Attribute | 1 | Nos | 0.0 | 0.0 | 0 | 0.0 | 0 | Mistubishi | NF125SGV4P20-25A | India |  |  | 0 | 0.0 |  | 0 | 0 |  | 0 | 0 | 0 | 0 |  |  | 0 | 0 | 0 |  | 0 | [5 empty] | 0 |  |  | 0 | [13 empty] | Nos | 1.0 | [10 empty] | Ringlus Electro Controls & Automation PVT LTD | [18 empty] | CGST - RNG | 9.0
[120 empty] | SGST - RNG | 9.0
| 32A 36kA,TM based Adjustable MCCB Mistubishi NF125SGV4P25-32A | 32A 36kA,TM based Adjustable MCCB Mistubishi NF125SGV4P25-32A | MIAMCCB | Nos |  | 32A 36kA,TM based Adjustable MCCB Mistubishi NF125SGV4P25-32A |  | 0 | 0 | 1 | 1 | 1 | 0.0 | 0.0 | 0.0 | 0 |  |  | 0.0 | Electrical Components | 32A 36kA,TM based Adjustable MCCB Mistubishi NF125SGV4P25-32A | 0 | 31-12-2099 | Material Transfer |  | 0.0 |  | 0 | 0 |  | 0 | 0 | 0 | 0 |  | 0 | Item Attribute | 1 | Nos | 0.0 | 0.0 | 0 | 0.0 | 0 | Mistubishi | NF125SGV4P25-32A | India |  |  | 0 | 0.0 |  | 0 | 0 |  | 0 | 0 | 0 | 0 |  |  | 0 | 0 | 0 |  | 0 | [5 empty] | 0 |  |  | 0 | [13 empty] | Nos | 1.0 | [10 empty] | Ringlus Electro Controls & Automation PVT LTD | [18 empty] | CGST - RNG | 9.0
[120 empty] | SGST - RNG | 9.0
| 40A 36kA,TM based Adjustable MCCB Mistubishi NF125SGV4P32-40A | 40A 36kA,TM based Adjustable MCCB Mistubishi NF125SGV4P32-40A | MIAMCCB | Nos |  | 40A 36kA,TM based Adjustable MCCB Mistubishi NF125SGV4P32-40A |  | 0 | 0 | 1 | 1 | 1 | 0.0 | 0.0 | 0.0 | 0 |  |  | 0.0 | Electrical Components | 40A 36kA,TM based Adjustable MCCB Mistubishi NF125SGV4P32-40A | 0 | 31-12-2099 | Material Transfer |  | 0.0 |  | 0 | 0 |  | 0 | 0 | 0 | 0 |  | 0 | Item Attribute | 1 | Nos | 0.0 | 0.0 | 0 | 0.0 | 0 | Mistubishi | NF125SGV4P32-40A | India |  |  | 0 | 0.0 |  | 0 | 0 |  | 0 | 0 | 0 | 0 |  |  | 0 | 0 | 0 |  | 0 | [5 empty] | 0 |  |  | 0 | [13 empty] | Nos | 1.0 | [10 empty] | Ringlus Electro Controls & Automation PVT LTD | [18 empty] | CGST - RNG | 9.0
[120 empty] | SGST - RNG | 9.0
| 50A 36kA,TM based Adjustable MCCB Mistubishi NF125SGV4P35-50A | 50A 36kA,TM based Adjustable MCCB Mistubishi NF125SGV4P35-50A | MIAMCCB | Nos |  | 50A 36kA,TM based Adjustable MCCB Mistubishi NF125SGV4P35-50A |  | 0 | 0 | 1 | 1 | 1 | 0.0 | 0.0 | 0.0 | 0 |  |  | 0.0 | Electrical Components | 50A 36kA,TM based Adjustable MCCB Mistubishi NF125SGV4P35-50A | 0 | 31-12-2099 | Material Transfer |  | 0.0 |  | 0 | 0 |  | 0 | 0 | 0 | 0 |  | 0 | Item Attribute | 1 | Nos | 0.0 | 0.0 | 0 | 0.0 | 0 | Mistubishi | NF125SGV4P35-50A | India |  |  | 0 | 0.0 |  | 0 | 0 |  | 0 | 0 | 0 | 0 |  |  | 0 | 0 | 0 |  | 0 | [5 empty] | 0 |  |  | 0 | [13 empty] | Nos | 1.0 | [10 empty] | Ringlus Electro Controls & Automation PVT LTD | [18 empty] | CGST - RNG | 9.0
[120 empty] | SGST - RNG | 9.0
| 63A 36kA,TM based Adjustable MCCB Mistubishi NF125SGV4P45-63A | 63A 36kA,TM based Adjustable MCCB Mistubishi NF125SGV4P45-63A | MIAMCCB | Nos |  | 63A 36kA,TM based Adjustable MCCB Mistubishi NF125SGV4P45-63A |  | 0 | 0 | 1 | 1 | 1 | 0.0 | 0.0 | 0.0 | 0 |  |  | 0.0 | Electrical Components | 63A 36kA,TM based Adjustable MCCB Mistubishi NF125SGV4P45-63A | 0 | 31-12-2099 | Material Transfer |  | 0.0 |  | 0 | 0 |  | 0 | 0 | 0 | 0 |  | 0 | Item Attribute | 1 | Nos | 0.0 | 0.0 | 0 | 0.0 | 0 | Mistubishi | NF125SGV4P45-63A | India |  |  | 0 | 0.0 |  | 0 | 0 |  | 0 | 0 | 0 | 0 |  |  | 0 | 0 | 0 |  | 0 | [5 empty] | 0 |  |  | 0 | [13 empty] | Nos | 1.0 | [10 empty] | Ringlus Electro Controls & Automation PVT LTD | [18 empty] | CGST - RNG | 9.0
[120 empty] | SGST - RNG | 9.0
| 80A 36kA,TM based Adjustable MCCB Mistubishi NF125SGV4P56-80A | 80A 36kA,TM based Adjustable MCCB Mistubishi NF125SGV4P56-80A | MIAMCCB | Nos |  | 80A 36kA,TM based Adjustable MCCB Mistubishi NF125SGV4P56-80A |  | 0 | 0 | 1 | 1 | 1 | 0.0 | 0.0 | 0.0 | 0 |  |  | 0.0 | Electrical Components | 80A 36kA,TM based Adjustable MCCB Mistubishi NF125SGV4P56-80A | 0 | 31-12-2099 | Material Transfer |  | 0.0 |  | 0 | 0 |  | 0 | 0 | 0 | 0 |  | 0 | Item Attribute | 1 | Nos | 0.0 | 0.0 | 0 | 0.0 | 0 | Mistubishi | NF125SGV4P56-80A | India |  |  | 0 | 0.0 |  | 0 | 0 |  | 0 | 0 | 0 | 0 |  |  | 0 | 0 | 0 |  | 0 | [5 empty] | 0 |  |  | 0 | [13 empty] | Nos | 1.0 | [10 empty] | Ringlus Electro Controls & Automation PVT LTD | [18 empty] | CGST - RNG | 9.0
[120 empty] | SGST - RNG | 9.0
| 100A 36kA,TM based Adjustable MCCB Mistubishi NF125SGV4P70-100A | 100A 36kA,TM based Adjustable MCCB Mistubishi NF125SGV4P70-100A | MIAMCCB | Nos |  | 100A 36kA,TM based Adjustable MCCB Mistubishi NF125SGV4P70-100A |  | 0 | 0 | 1 | 1 | 1 | 0.0 | 0.0 | 0.0 | 0 |  |  | 0.0 | Electrical Components | 100A 36kA,TM based Adjustable MCCB Mistubishi NF125SGV4P70-100A | 0 | 31-12-2099 | Material Transfer |  | 0.0 |  | 0 | 0 |  | 0 | 0 | 0 | 0 |  | 0 | Item Attribute | 1 | Nos | 0.0 | 0.0 | 0 | 0.0 | 0 | Mistubishi | NF125SGV4P70-100A | India |  |  | 0 | 0.0 |  | 0 | 0 |  | 0 | 0 | 0 | 0 |  |  | 0 | 0 | 0 |  | 0 | [5 empty] | 0 |  |  | 0 | [13 empty] | Nos | 1.0 | [10 empty] | Ringlus Electro Controls & Automation PVT LTD | [18 empty] | CGST - RNG | 9.0
[120 empty] | SGST - RNG | 9.0
| 125A 36kA,TM based Adjustable MCCB Mistubishi NF125SGV4P90-125A | 125A 36kA,TM based Adjustable MCCB Mistubishi NF125SGV4P90-125A | MIAMCCB | Nos |  | 125A 36kA,TM based Adjustable MCCB Mistubishi NF125SGV4P90-125A |  | 0 | 0 | 1 | 1 | 1 | 0.0 | 0.0 | 0.0 | 0 |  |  | 0.0 | Electrical Components | 125A 36kA,TM based Adjustable MCCB Mistubishi NF125SGV4P90-125A | 0 | 31-12-2099 | Material Transfer |  | 0.0 |  | 0 | 0 |  | 0 | 0 | 0 | 0 |  | 0 | Item Attribute | 1 | Nos | 0.0 | 0.0 | 0 | 0.0 | 0 | Mistubishi | NF125SGV4P90-125A | India |  |  | 0 | 0.0 |  | 0 | 0 |  | 0 | 0 | 0 | 0 |  |  | 0 | 0 | 0 |  | 0 | [5 empty] | 0 |  |  | 0 | [13 empty] | Nos | 1.0 | [10 empty] | Ringlus Electro Controls & Automation PVT LTD | [18 empty] | CGST - RNG | 9.0
[120 empty] | SGST - RNG | 9.0
| 160A 36kA,TM based Adjustable MCCB Mistubishi NF125SGV4P125-160A | 160A 36kA,TM based Adjustable MCCB Mistubishi NF125SGV4P125-160A | MIAMCCB | Nos |  | 160A 36kA,TM based Adjustable MCCB Mistubishi NF125SGV4P125-160A |  | 0 | 0 | 1 | 1 | 1 | 0.0 | 0.0 | 0.0 | 0 |  |  | 0.0 | Electrical Components | 160A 36kA,TM based Adjustable MCCB Mistubishi NF125SGV4P125-160A | 0 | 31-12-2099 | Material Transfer |  | 0.0 |  | 0 | 0 |  | 0 | 0 | 0 | 0 |  | 0 | Item Attribute | 1 | Nos | 0.0 | 0.0 | 0 | 0.0 | 0 | Mistubishi | NF125SGV4P125-160A | India |  |  | 0 | 0.0 |  | 0 | 0 |  | 0 | 0 | 0 | 0 |  |  | 0 | 0 | 0 |  | 0 | [5 empty] | 0 |  |  | 0 | [13 empty] | Nos | 1.0 | [10 empty] | Ringlus Electro Controls & Automation PVT LTD | [18 empty] | CGST - RNG | 9.0
[120 empty] | SGST - RNG | 9.0
| 200A 36kA,TM based Adjustable MCCB Mistubishi NF125SGV4P140-200A | 200A 36kA,TM based Adjustable MCCB Mistubishi NF125SGV4P140-200A | MIAMCCB | Nos |  | 200A 36kA,TM based Adjustable MCCB Mistubishi NF125SGV4P140-200A |  | 0 | 0 | 1 | 1 | 1 | 0.0 | 0.0 | 0.0 | 0 |  |  | 0.0 | Electrical Components | 200A 36kA,TM based Adjustable MCCB Mistubishi NF125SGV4P140-200A | 0 | 31-12-2099 | Material Transfer |  | 0.0 |  | 0 | 0 |  | 0 | 0 | 0 | 0 |  | 0 | Item Attribute | 1 | Nos | 0.0 | 0.0 | 0 | 0.0 | 0 | Mistubishi | NF125SGV4P140-200A | India |  |  | 0 | 0.0 |  | 0 | 0 |  | 0 | 0 | 0 | 0 |  |  | 0 | 0 | 0 |  | 0 | [5 empty] | 0 |  |  | 0 | [13 empty] | Nos | 1.0 | [10 empty] | Ringlus Electro Controls & Automation PVT LTD | [18 empty] | CGST - RNG | 9.0
[120 empty] | SGST - RNG | 9.0
| 250A 36kA,TM based Adjustable MCCB Mistubishi NF125SGV4P175-250A | 250A 36kA,TM based Adjustable MCCB Mistubishi NF125SGV4P175-250A | MIAMCCB | Nos |  | 250A 36kA,TM based Adjustable MCCB Mistubishi NF125SGV4P175-250A |  | 0 | 0 | 1 | 1 | 1 | 0.0 | 0.0 | 0.0 | 0 |  |  | 0.0 | Electrical Components | 250A 36kA,TM based Adjustable MCCB Mistubishi NF125SGV4P175-250A | 0 | 31-12-2099 | Material Transfer |  | 0.0 |  | 0 | 0 |  | 0 | 0 | 0 | 0 |  | 0 | Item Attribute | 1 | Nos | 0.0 | 0.0 | 0 | 0.0 | 0 | Mistubishi | NF125SGV4P175-250A | India |  |  | 0 | 0.0 |  | 0 | 0 |  | 0 | 0 | 0 | 0 |  |  | 0 | 0 | 0 |  | 0 | [5 empty] | 0 |  |  | 0 | [13 empty] | Nos | 1.0 | [10 empty] | Ringlus Electro Controls & Automation PVT LTD | [18 empty] | CGST - RNG | 9.0
[120 empty] | SGST - RNG | 9.0
| 20A 50kA,TM based Adjustable MCCB Mistubishi NF125LGV3P16-20A | 20A 50kA,TM based Adjustable MCCB Mistubishi NF125LGV3P16-20A | MIAMCCB | Nos |  | 20A 50kA,TM based Adjustable MCCB Mistubishi NF125LGV3P16-20A |  | 0 | 0 | 1 | 1 | 1 | 0.0 | 0.0 | 0.0 | 0 |  |  | 0.0 | Electrical Components | 20A 50kA,TM based Adjustable MCCB Mistubishi NF125LGV3P16-20A | 0 | 31-12-2099 | Material Transfer |  | 0.0 |  | 0 | 0 |  | 0 | 0 | 0 | 0 |  | 0 | Item Attribute | 1 | Nos | 0.0 | 0.0 | 0 | 0.0 | 0 | Mistubishi | NF125LGV3P16-20A | India |  |  | 0 | 0.0 |  | 0 | 0 |  | 0 | 0 | 0 | 0 |  |  | 0 | 0 | 0 |  | 0 | [5 empty] | 0 |  |  | 0 | [13 empty] | Nos | 1.0 | [10 empty] | Ringlus Electro Controls & Automation PVT LTD | [18 empty] | CGST - RNG | 9.0
[120 empty] | SGST - RNG | 9.0
| 25A 50kA,TM based Adjustable MCCB Mistubishi NF125LGV3P20-25A | 25A 50kA,TM based Adjustable MCCB Mistubishi NF125LGV3P20-25A | MIAMCCB | Nos |  | 25A 50kA,TM based Adjustable MCCB Mistubishi NF125LGV3P20-25A |  | 0 | 0 | 1 | 1 | 1 | 0.0 | 0.0 | 0.0 | 0 |  |  | 0.0 | Electrical Components | 25A 50kA,TM based Adjustable MCCB Mistubishi NF125LGV3P20-25A | 0 | 31-12-2099 | Material Transfer |  | 0.0 |  | 0 | 0 |  | 0 | 0 | 0 | 0 |  | 0 | Item Attribute | 1 | Nos | 0.0 | 0.0 | 0 | 0.0 | 0 | Mistubishi | NF125LGV3P20-25A | India |  |  | 0 | 0.0 |  | 0 | 0 |  | 0 | 0 | 0 | 0 |  |  | 0 | 0 | 0 |  | 0 | [5 empty] | 0 |  |  | 0 | [13 empty] | Nos | 1.0 | [10 empty] | Ringlus Electro Controls & Automation PVT LTD | [18 empty] | CGST - RNG | 9.0
[120 empty] | SGST - RNG | 9.0
| 32A 50kA,TM based Adjustable MCCB Mistubishi NF125LGV3P25-32A | 32A 50kA,TM based Adjustable MCCB Mistubishi NF125LGV3P25-32A | MIAMCCB | Nos |  | 32A 50kA,TM based Adjustable MCCB Mistubishi NF125LGV3P25-32A |  | 0 | 0 | 1 | 1 | 1 | 0.0 | 0.0 | 0.0 | 0 |  |  | 0.0 | Electrical Components | 32A 50kA,TM based Adjustable MCCB Mistubishi NF125LGV3P25-32A | 0 | 31-12-2099 | Material Transfer |  | 0.0 |  | 0 | 0 |  | 0 | 0 | 0 | 0 |  | 0 | Item Attribute | 1 | Nos | 0.0 | 0.0 | 0 | 0.0 | 0 | Mistubishi | NF125LGV3P25-32A | India |  |  | 0 | 0.0 |  | 0 | 0 |  | 0 | 0 | 0 | 0 |  |  | 0 | 0 | 0 |  | 0 | [5 empty] | 0 |  |  | 0 | [13 empty] | Nos | 1.0 | [10 empty] | Ringlus Electro Controls & Automation PVT LTD | [18 empty] | CGST - RNG | 9.0
[120 empty] | SGST - RNG | 9.0
| 40A 50kA,TM based Adjustable MCCB Mistubishi NF125LGV3P32-40A | 40A 50kA,TM based Adjustable MCCB Mistubishi NF125LGV3P32-40A | MIAMCCB | Nos |  | 40A 50kA,TM based Adjustable MCCB Mistubishi NF125LGV3P32-40A |  | 0 | 0 | 1 | 1 | 1 | 0.0 | 0.0 | 0.0 | 0 |  |  | 0.0 | Electrical Components | 40A 50kA,TM based Adjustable MCCB Mistubishi NF125LGV3P32-40A | 0 | 31-12-2099 | Material Transfer |  | 0.0 |  | 0 | 0 |  | 0 | 0 | 0 | 0 |  | 0 | Item Attribute | 1 | Nos | 0.0 | 0.0 | 0 | 0.0 | 0 | Mistubishi | NF125LGV3P32-40A | India |  |  | 0 | 0.0 |  | 0 | 0 |  | 0 | 0 | 0 | 0 |  |  | 0 | 0 | 0 |  | 0 | [5 empty] | 0 |  |  | 0 | [13 empty] | Nos | 1.0 | [10 empty] | Ringlus Electro Controls & Automation PVT LTD | [18 empty] | CGST - RNG | 9.0
[120 empty] | SGST - RNG | 9.0
| 50A 50kA,TM based Adjustable MCCB Mistubishi NF125LGV3P35-50A | 50A 50kA,TM based Adjustable MCCB Mistubishi NF125LGV3P35-50A | MIAMCCB | Nos |  | 50A 50kA,TM based Adjustable MCCB Mistubishi NF125LGV3P35-50A |  | 0 | 0 | 1 | 1 | 1 | 0.0 | 0.0 | 0.0 | 0 |  |  | 0.0 | Electrical Components | 50A 50kA,TM based Adjustable MCCB Mistubishi NF125LGV3P35-50A | 0 | 31-12-2099 | Material Transfer |  | 0.0 |  | 0 | 0 |  | 0 | 0 | 0 | 0 |  | 0 | Item Attribute | 1 | Nos | 0.0 | 0.0 | 0 | 0.0 | 0 | Mistubishi | NF125LGV3P35-50A | India |  |  | 0 | 0.0 |  | 0 | 0 |  | 0 | 0 | 0 | 0 |  |  | 0 | 0 | 0 |  | 0 | [5 empty] | 0 |  |  | 0 | [13 empty] | Nos | 1.0 | [10 empty] | Ringlus Electro Controls & Automation PVT LTD | [18 empty] | CGST - RNG | 9.0
[120 empty] | SGST - RNG | 9.0
| 63A 50kA,TM based Adjustable MCCB Mistubishi NF125LGV3P45-63A | 63A 50kA,TM based Adjustable MCCB Mistubishi NF125LGV3P45-63A | MIAMCCB | Nos |  | 63A 50kA,TM based Adjustable MCCB Mistubishi NF125LGV3P45-63A |  | 0 | 0 | 1 | 1 | 1 | 0.0 | 0.0 | 0.0 | 0 |  |  | 0.0 | Electrical Components | 63A 50kA,TM based Adjustable MCCB Mistubishi NF125LGV3P45-63A | 0 | 31-12-2099 | Material Transfer |  | 0.0 |  | 0 | 0 |  | 0 | 0 | 0 | 0 |  | 0 | Item Attribute | 1 | Nos | 0.0 | 0.0 | 0 | 0.0 | 0 | Mistubishi | NF125LGV3P45-63A | India |  |  | 0 | 0.0 |  | 0 | 0 |  | 0 | 0 | 0 | 0 |  |  | 0 | 0 | 0 |  | 0 | [5 empty] | 0 |  |  | 0 | [13 empty] | Nos | 1.0 | [10 empty] | Ringlus Electro Controls & Automation PVT LTD | [18 empty] | CGST - RNG | 9.0
[120 empty] | SGST - RNG | 9.0
| 80A 50kA,TM based Adjustable MCCB Mistubishi NF125LGV3P56-80A | 80A 50kA,TM based Adjustable MCCB Mistubishi NF125LGV3P56-80A | MIAMCCB | Nos |  | 80A 50kA,TM based Adjustable MCCB Mistubishi NF125LGV3P56-80A |  | 0 | 0 | 1 | 1 | 1 | 0.0 | 0.0 | 0.0 | 0 |  |  | 0.0 | Electrical Components | 80A 50kA,TM based Adjustable MCCB Mistubishi NF125LGV3P56-80A | 0 | 31-12-2099 | Material Transfer |  | 0.0 |  | 0 | 0 |  | 0 | 0 | 0 | 0 |  | 0 | Item Attribute | 1 | Nos | 0.0 | 0.0 | 0 | 0.0 | 0 | Mistubishi | NF125LGV3P56-80A | India |  |  | 0 | 0.0 |  | 0 | 0 |  | 0 | 0 | 0 | 0 |  |  | 0 | 0 | 0 |  | 0 | [5 empty] | 0 |  |  | 0 | [13 empty] | Nos | 1.0 | [10 empty] | Ringlus Electro Controls & Automation PVT LTD | [18 empty] | CGST - RNG | 9.0
[120 empty] | SGST - RNG | 9.0
| 100A 50kA,TM based Adjustable MCCB Mistubishi NF125LGV3P70-100A | 100A 50kA,TM based Adjustable MCCB Mistubishi NF125LGV3P70-100A | MIAMCCB | Nos |  | 100A 50kA,TM based Adjustable MCCB Mistubishi NF125LGV3P70-100A |  | 0 | 0 | 1 | 1 | 1 | 0.0 | 0.0 | 0.0 | 0 |  |  | 0.0 | Electrical Components | 100A 50kA,TM based Adjustable MCCB Mistubishi NF125LGV3P70-100A | 0 | 31-12-2099 | Material Transfer |  | 0.0 |  | 0 | 0 |  | 0 | 0 | 0 | 0 |  | 0 | Item Attribute | 1 | Nos | 0.0 | 0.0 | 0 | 0.0 | 0 | Mistubishi | NF125LGV3P70-100A | India |  |  | 0 | 0.0 |  | 0 | 0 |  | 0 | 0 | 0 | 0 |  |  | 0 | 0 | 0 |  | 0 | [5 empty] | 0 |  |  | 0 | [13 empty] | Nos | 1.0 | [10 empty] | Ringlus Electro Controls & Automation PVT LTD | [18 empty] | CGST - RNG | 9.0
[120 empty] | SGST - RNG | 9.0
| 125A 50kA,TM based Adjustable MCCB Mistubishi NF125LGV3P90-125A | 125A 50kA,TM based Adjustable MCCB Mistubishi NF125LGV3P90-125A | MIAMCCB | Nos |  | 125A 50kA,TM based Adjustable MCCB Mistubishi NF125LGV3P90-125A |  | 0 | 0 | 1 | 1 | 1 | 0.0 | 0.0 | 0.0 | 0 |  |  | 0.0 | Electrical Components | 125A 50kA,TM based Adjustable MCCB Mistubishi NF125LGV3P90-125A | 0 | 31-12-2099 | Material Transfer |  | 0.0 |  | 0 | 0 |  | 0 | 0 | 0 | 0 |  | 0 | Item Attribute | 1 | Nos | 0.0 | 0.0 | 0 | 0.0 | 0 | Mistubishi | NF125LGV3P90-125A | India |  |  | 0 | 0.0 |  | 0 | 0 |  | 0 | 0 | 0 | 0 |  |  | 0 | 0 | 0 |  | 0 | [5 empty] | 0 |  |  | 0 | [13 empty] | Nos | 1.0 | [10 empty] | Ringlus Electro Controls & Automation PVT LTD | [18 empty] | CGST - RNG | 9.0
[120 empty] | SGST - RNG | 9.0
| 160A 50kA,TM based Adjustable MCCB Mistubishi NF125LGV3P125-160A | 160A 50kA,TM based Adjustable MCCB Mistubishi NF125LGV3P125-160A | MIAMCCB | Nos |  | 160A 50kA,TM based Adjustable MCCB Mistubishi NF125LGV3P125-160A |  | 0 | 0 | 1 | 1 | 1 | 0.0 | 0.0 | 0.0 | 0 |  |  | 0.0 | Electrical Components | 160A 50kA,TM based Adjustable MCCB Mistubishi NF125LGV3P125-160A | 0 | 31-12-2099 | Material Transfer |  | 0.0 |  | 0 | 0 |  | 0 | 0 | 0 | 0 |  | 0 | Item Attribute | 1 | Nos | 0.0 | 0.0 | 0 | 0.0 | 0 | Mistubishi | NF125LGV3P125-160A | India |  |  | 0 | 0.0 |  | 0 | 0 |  | 0 | 0 | 0 | 0 |  |  | 0 | 0 | 0 |  | 0 | [5 empty] | 0 |  |  | 0 | [13 empty] | Nos | 1.0 | [10 empty] | Ringlus Electro Controls & Automation PVT LTD | [18 empty] | CGST - RNG | 9.0
[120 empty] | SGST - RNG | 9.0
| 200A 50kA,TM based Adjustable MCCB Mistubishi NF125LGV3P140-200A | 200A 50kA,TM based Adjustable MCCB Mistubishi NF125LGV3P140-200A | MIAMCCB | Nos |  | 200A 50kA,TM based Adjustable MCCB Mistubishi NF125LGV3P140-200A |  | 0 | 0 | 1 | 1 | 1 | 0.0 | 0.0 | 0.0 | 0 |  |  | 0.0 | Electrical Components | 200A 50kA,TM based Adjustable MCCB Mistubishi NF125LGV3P140-200A | 0 | 31-12-2099 | Material Transfer |  | 0.0 |  | 0 | 0 |  | 0 | 0 | 0 | 0 |  | 0 | Item Attribute | 1 | Nos | 0.0 | 0.0 | 0 | 0.0 | 0 | Mistubishi | NF125LGV3P140-200A | India |  |  | 0 | 0.0 |  | 0 | 0 |  | 0 | 0 | 0 | 0 |  |  | 0 | 0 | 0 |  | 0 | [5 empty] | 0 |  |  | 0 | [13 empty] | Nos | 1.0 | [10 empty] | Ringlus Electro Controls & Automation PVT LTD | [18 empty] | CGST - RNG | 9.0
[120 empty] | SGST - RNG | 9.0
| 250A 50kA,TM based Adjustable MCCB Mistubishi NF125LGV3P175-250A | 250A 50kA,TM based Adjustable MCCB Mistubishi NF125LGV3P175-250A | MIAMCCB | Nos |  | 250A 50kA,TM based Adjustable MCCB Mistubishi NF125LGV3P175-250A |  | 0 | 0 | 1 | 1 | 1 | 0.0 | 0.0 | 0.0 | 0 |  |  | 0.0 | Electrical Components | 250A 50kA,TM based Adjustable MCCB Mistubishi NF125LGV3P175-250A | 0 | 31-12-2099 | Material Transfer |  | 0.0 |  | 0 | 0 |  | 0 | 0 | 0 | 0 |  | 0 | Item Attribute | 1 | Nos | 0.0 | 0.0 | 0 | 0.0 | 0 | Mistubishi | NF125LGV3P175-250A | India |  |  | 0 | 0.0 |  | 0 | 0 |  | 0 | 0 | 0 | 0 |  |  | 0 | 0 | 0 |  | 0 | [5 empty] | 0 |  |  | 0 | [13 empty] | Nos | 1.0 | [10 empty] | Ringlus Electro Controls & Automation PVT LTD | [18 empty] | CGST - RNG | 9.0
[120 empty] | SGST - RNG | 9.0
| 20A 50kA,TM based Adjustable MCCB Mistubishi NF125LGV4P16-20A | 20A 50kA,TM based Adjustable MCCB Mistubishi NF125LGV4P16-20A | MIAMCCB | Nos |  | 20A 50kA,TM based Adjustable MCCB Mistubishi NF125LGV4P16-20A |  | 0 | 0 | 1 | 1 | 1 | 0.0 | 0.0 | 0.0 | 0 |  |  | 0.0 | Electrical Components | 20A 50kA,TM based Adjustable MCCB Mistubishi NF125LGV4P16-20A | 0 | 31-12-2099 | Material Transfer |  | 0.0 |  | 0 | 0 |  | 0 | 0 | 0 | 0 |  | 0 | Item Attribute | 1 | Nos | 0.0 | 0.0 | 0 | 0.0 | 0 | Mistubishi | NF125LGV4P16-20A | India |  |  | 0 | 0.0 |  | 0 | 0 |  | 0 | 0 | 0 | 0 |  |  | 0 | 0 | 0 |  | 0 | [5 empty] | 0 |  |  | 0 | [13 empty] | Nos | 1.0 | [10 empty] | Ringlus Electro Controls & Automation PVT LTD | [18 empty] | CGST - RNG | 9.0
[120 empty] | SGST - RNG | 9.0
| 25A 50kA,TM based Adjustable MCCB Mistubishi NF125LGV4P20-25A | 25A 50kA,TM based Adjustable MCCB Mistubishi NF125LGV4P20-25A | MIAMCCB | Nos |  | 25A 50kA,TM based Adjustable MCCB Mistubishi NF125LGV4P20-25A |  | 0 | 0 | 1 | 1 | 1 | 0.0 | 0.0 | 0.0 | 0 |  |  | 0.0 | Electrical Components | 25A 50kA,TM based Adjustable MCCB Mistubishi NF125LGV4P20-25A | 0 | 31-12-2099 | Material Transfer |  | 0.0 |  | 0 | 0 |  | 0 | 0 | 0 | 0 |  | 0 | Item Attribute | 1 | Nos | 0.0 | 0.0 | 0 | 0.0 | 0 | Mistubishi | NF125LGV4P20-25A | India |  |  | 0 | 0.0 |  | 0 | 0 |  | 0 | 0 | 0 | 0 |  |  | 0 | 0 | 0 |  | 0 | [5 empty] | 0 |  |  | 0 | [13 empty] | Nos | 1.0 | [10 empty] | Ringlus Electro Controls & Automation PVT LTD | [18 empty] | CGST - RNG | 9.0
[120 empty] | SGST - RNG | 9.0
| 32A 50kA,TM based Adjustable MCCB Mistubishi NF125LGV4P25-32A | 32A 50kA,TM based Adjustable MCCB Mistubishi NF125LGV4P25-32A | MIAMCCB | Nos |  | 32A 50kA,TM based Adjustable MCCB Mistubishi NF125LGV4P25-32A |  | 0 | 0 | 1 | 1 | 1 | 0.0 | 0.0 | 0.0 | 0 |  |  | 0.0 | Electrical Components | 32A 50kA,TM based Adjustable MCCB Mistubishi NF125LGV4P25-32A | 0 | 31-12-2099 | Material Transfer |  | 0.0 |  | 0 | 0 |  | 0 | 0 | 0 | 0 |  | 0 | Item Attribute | 1 | Nos | 0.0 | 0.0 | 0 | 0.0 | 0 | Mistubishi | NF125LGV4P25-32A | India |  |  | 0 | 0.0 |  | 0 | 0 |  | 0 | 0 | 0 | 0 |  |  | 0 | 0 | 0 |  | 0 | [5 empty] | 0 |  |  | 0 | [13 empty] | Nos | 1.0 | [10 empty] | Ringlus Electro Controls & Automation PVT LTD | [18 empty] | CGST - RNG | 9.0
[120 empty] | SGST - RNG | 9.0
| 40A 50kA,TM based Adjustable MCCB Mistubishi NF125LGV4P32-40A | 40A 50kA,TM based Adjustable MCCB Mistubishi NF125LGV4P32-40A | MIAMCCB | Nos |  | 40A 50kA,TM based Adjustable MCCB Mistubishi NF125LGV4P32-40A |  | 0 | 0 | 1 | 1 | 1 | 0.0 | 0.0 | 0.0 | 0 |  |  | 0.0 | Electrical Components | 40A 50kA,TM based Adjustable MCCB Mistubishi NF125LGV4P32-40A | 0 | 31-12-2099 | Material Transfer |  | 0.0 |  | 0 | 0 |  | 0 | 0 | 0 | 0 |  | 0 | Item Attribute | 1 | Nos | 0.0 | 0.0 | 0 | 0.0 | 0 | Mistubishi | NF125LGV4P32-40A | India |  |  | 0 | 0.0 |  | 0 | 0 |  | 0 | 0 | 0 | 0 |  |  | 0 | 0 | 0 |  | 0 | [5 empty] | 0 |  |  | 0 | [13 empty] | Nos | 1.0 | [10 empty] | Ringlus Electro Controls & Automation PVT LTD | [18 empty] | CGST - RNG | 9.0
[120 empty] | SGST - RNG | 9.0
| 50A 50kA,TM based Adjustable MCCB Mistubishi NF125LGV4P35-50A | 50A 50kA,TM based Adjustable MCCB Mistubishi NF125LGV4P35-50A | MIAMCCB | Nos |  | 50A 50kA,TM based Adjustable MCCB Mistubishi NF125LGV4P35-50A |  | 0 | 0 | 1 | 1 | 1 | 0.0 | 0.0 | 0.0 | 0 |  |  | 0.0 | Electrical Components | 50A 50kA,TM based Adjustable MCCB Mistubishi NF125LGV4P35-50A | 0 | 31-12-2099 | Material Transfer |  | 0.0 |  | 0 | 0 |  | 0 | 0 | 0 | 0 |  | 0 | Item Attribute | 1 | Nos | 0.0 | 0.0 | 0 | 0.0 | 0 | Mistubishi | NF125LGV4P35-50A | India |  |  | 0 | 0.0 |  | 0 | 0 |  | 0 | 0 | 0 | 0 |  |  | 0 | 0 | 0 |  | 0 | [5 empty] | 0 |  |  | 0 | [13 empty] | Nos | 1.0 | [10 empty] | Ringlus Electro Controls & Automation PVT LTD | [18 empty] | CGST - RNG | 9.0
[120 empty] | SGST - RNG | 9.0
| 63A 50kA,TM based Adjustable MCCB Mistubishi NF125LGV4P45-63A | 63A 50kA,TM based Adjustable MCCB Mistubishi NF125LGV4P45-63A | MIAMCCB | Nos |  | 63A 50kA,TM based Adjustable MCCB Mistubishi NF125LGV4P45-63A |  | 0 | 0 | 1 | 1 | 1 | 0.0 | 0.0 | 0.0 | 0 |  |  | 0.0 | Electrical Components | 63A 50kA,TM based Adjustable MCCB Mistubishi NF125LGV4P45-63A | 0 | 31-12-2099 | Material Transfer |  | 0.0 |  | 0 | 0 |  | 0 | 0 | 0 | 0 |  | 0 | Item Attribute | 1 | Nos | 0.0 | 0.0 | 0 | 0.0 | 0 | Mistubishi | NF125LGV4P45-63A | India |  |  | 0 | 0.0 |  | 0 | 0 |  | 0 | 0 | 0 | 0 |  |  | 0 | 0 | 0 |  | 0 | [5 empty] | 0 |  |  | 0 | [13 empty] | Nos | 1.0 | [10 empty] | Ringlus Electro Controls & Automation PVT LTD | [18 empty] | CGST - RNG | 9.0
[120 empty] | SGST - RNG | 9.0
| 80A 50kA,TM based Adjustable MCCB Mistubishi NF125LGV4P56-80A | 80A 50kA,TM based Adjustable MCCB Mistubishi NF125LGV4P56-80A | MIAMCCB | Nos |  | 80A 50kA,TM based Adjustable MCCB Mistubishi NF125LGV4P56-80A |  | 0 | 0 | 1 | 1 | 1 | 0.0 | 0.0 | 0.0 | 0 |  |  | 0.0 | Electrical Components | 80A 50kA,TM based Adjustable MCCB Mistubishi NF125LGV4P56-80A | 0 | 31-12-2099 | Material Transfer |  | 0.0 |  | 0 | 0 |  | 0 | 0 | 0 | 0 |  | 0 | Item Attribute | 1 | Nos | 0.0 | 0.0 | 0 | 0.0 | 0 | Mistubishi | NF125LGV4P56-80A | India |  |  | 0 | 0.0 |  | 0 | 0 |  | 0 | 0 | 0 | 0 |  |  | 0 | 0 | 0 |  | 0 | [5 empty] | 0 |  |  | 0 | [13 empty] | Nos | 1.0 | [10 empty] | Ringlus Electro Controls & Automation PVT LTD | [18 empty] | CGST - RNG | 9.0
[120 empty] | SGST - RNG | 9.0
| 100A 50kA,TM based Adjustable MCCB Mistubishi NF125LGV4P70-100A | 100A 50kA,TM based Adjustable MCCB Mistubishi NF125LGV4P70-100A | MIAMCCB | Nos |  | 100A 50kA,TM based Adjustable MCCB Mistubishi NF125LGV4P70-100A |  | 0 | 0 | 1 | 1 | 1 | 0.0 | 0.0 | 0.0 | 0 |  |  | 0.0 | Electrical Components | 100A 50kA,TM based Adjustable MCCB Mistubishi NF125LGV4P70-100A | 0 | 31-12-2099 | Material Transfer |  | 0.0 |  | 0 | 0 |  | 0 | 0 | 0 | 0 |  | 0 | Item Attribute | 1 | Nos | 0.0 | 0.0 | 0 | 0.0 | 0 | Mistubishi | NF125LGV4P70-100A | India |  |  | 0 | 0.0 |  | 0 | 0 |  | 0 | 0 | 0 | 0 |  |  | 0 | 0 | 0 |  | 0 | [5 empty] | 0 |  |  | 0 | [13 empty] | Nos | 1.0 | [10 empty] | Ringlus Electro Controls & Automation PVT LTD | [18 empty] | CGST - RNG | 9.0
[120 empty] | SGST - RNG | 9.0
| 125A 50kA,TM based Adjustable MCCB Mistubishi NF125LGV4P90-125A | 125A 50kA,TM based Adjustable MCCB Mistubishi NF125LGV4P90-125A | MIAMCCB | Nos |  | 125A 50kA,TM based Adjustable MCCB Mistubishi NF125LGV4P90-125A |  | 0 | 0 | 1 | 1 | 1 | 0.0 | 0.0 | 0.0 | 0 |  |  | 0.0 | Electrical Components | 125A 50kA,TM based Adjustable MCCB Mistubishi NF125LGV4P90-125A | 0 | 31-12-2099 | Material Transfer |  | 0.0 |  | 0 | 0 |  | 0 | 0 | 0 | 0 |  | 0 | Item Attribute | 1 | Nos | 0.0 | 0.0 | 0 | 0.0 | 0 | Mistubishi | NF125LGV4P90-125A | India |  |  | 0 | 0.0 |  | 0 | 0 |  | 0 | 0 | 0 | 0 |  |  | 0 | 0 | 0 |  | 0 | [5 empty] | 0 |  |  | 0 | [13 empty] | Nos | 1.0 | [10 empty] | Ringlus Electro Controls & Automation PVT LTD | [18 empty] | CGST - RNG | 9.0
[120 empty] | SGST - RNG | 9.0
| 160A 50kA,TM based Adjustable MCCB Mistubishi NF125LGV4P125-160A | 160A 50kA,TM based Adjustable MCCB Mistubishi NF125LGV4P125-160A | MIAMCCB | Nos |  | 160A 50kA,TM based Adjustable MCCB Mistubishi NF125LGV4P125-160A |  | 0 | 0 | 1 | 1 | 1 | 0.0 | 0.0 | 0.0 | 0 |  |  | 0.0 | Electrical Components | 160A 50kA,TM based Adjustable MCCB Mistubishi NF125LGV4P125-160A | 0 | 31-12-2099 | Material Transfer |  | 0.0 |  | 0 | 0 |  | 0 | 0 | 0 | 0 |  | 0 | Item Attribute | 1 | Nos | 0.0 | 0.0 | 0 | 0.0 | 0 | Mistubishi | NF125LGV4P125-160A | India |  |  | 0 | 0.0 |  | 0 | 0 |  | 0 | 0 | 0 | 0 |  |  | 0 | 0 | 0 |  | 0 | [5 empty] | 0 |  |  | 0 | [13 empty] | Nos | 1.0 | [10 empty] | Ringlus Electro Controls & Automation PVT LTD | [18 empty] | CGST - RNG | 9.0
[120 empty] | SGST - RNG | 9.0
| 200A 50kA,TM based Adjustable MCCB Mistubishi NF125LGV4P140-200A | 200A 50kA,TM based Adjustable MCCB Mistubishi NF125LGV4P140-200A | MIAMCCB | Nos |  | 200A 50kA,TM based Adjustable MCCB Mistubishi NF125LGV4P140-200A |  | 0 | 0 | 1 | 1 | 1 | 0.0 | 0.0 | 0.0 | 0 |  |  | 0.0 | Electrical Components | 200A 50kA,TM based Adjustable MCCB Mistubishi NF125LGV4P140-200A | 0 | 31-12-2099 | Material Transfer |  | 0.0 |  | 0 | 0 |  | 0 | 0 | 0 | 0 |  | 0 | Item Attribute | 1 | Nos | 0.0 | 0.0 | 0 | 0.0 | 0 | Mistubishi | NF125LGV4P140-200A | India |  |  | 0 | 0.0 |  | 0 | 0 |  | 0 | 0 | 0 | 0 |  |  | 0 | 0 | 0 |  | 0 | [5 empty] | 0 |  |  | 0 | [13 empty] | Nos | 1.0 | [10 empty] | Ringlus Electro Controls & Automation PVT LTD | [18 empty] | CGST - RNG | 9.0
[120 empty] | SGST - RNG | 9.0
| 250A 50kA,TM based Adjustable MCCB Mistubishi NF125LGV4P175-250A | 250A 50kA,TM based Adjustable MCCB Mistubishi NF125LGV4P175-250A | MIAMCCB | Nos |  | 250A 50kA,TM based Adjustable MCCB Mistubishi NF125LGV4P175-250A |  | 0 | 0 | 1 | 1 | 1 | 0.0 | 0.0 | 0.0 | 0 |  |  | 0.0 | Electrical Components | 250A 50kA,TM based Adjustable MCCB Mistubishi NF125LGV4P175-250A | 0 | 31-12-2099 | Material Transfer |  | 0.0 |  | 0 | 0 |  | 0 | 0 | 0 | 0 |  | 0 | Item Attribute | 1 | Nos | 0.0 | 0.0 | 0 | 0.0 | 0 | Mistubishi | NF125LGV4P175-250A | India |  |  | 0 | 0.0 |  | 0 | 0 |  | 0 | 0 | 0 | 0 |  |  | 0 | 0 | 0 |  | 0 | [5 empty] | 0 |  |  | 0 | [13 empty] | Nos | 1.0 | [10 empty] | Ringlus Electro Controls & Automation PVT LTD | [18 empty] | CGST - RNG | 9.0
[120 empty] | SGST - RNG | 9.0
| 20A 70kA,TM based Adjustable MCCB Mistubishi NF125HGV3P16-20A | 20A 70kA,TM based Adjustable MCCB Mistubishi NF125HGV3P16-20A | MIAMCCB | Nos |  | 20A 70kA,TM based Adjustable MCCB Mistubishi NF125HGV3P16-20A |  | 0 | 0 | 1 | 1 | 1 | 0.0 | 0.0 | 0.0 | 0 |  |  | 0.0 | Electrical Components | 20A 70kA,TM based Adjustable MCCB Mistubishi NF125HGV3P16-20A | 0 | 31-12-2099 | Material Transfer |  | 0.0 |  | 0 | 0 |  | 0 | 0 | 0 | 0 |  | 0 | Item Attribute | 1 | Nos | 0.0 | 0.0 | 0 | 0.0 | 0 | Mistubishi | NF125HGV3P16-20A | India |  |  | 0 | 0.0 |  | 0 | 0 |  | 0 | 0 | 0 | 0 |  |  | 0 | 0 | 0 |  | 0 | [5 empty] | 0 |  |  | 0 | [13 empty] | Nos | 1.0 | [10 empty] | Ringlus Electro Controls & Automation PVT LTD | [18 empty] | CGST - RNG | 9.0
[120 empty] | SGST - RNG | 9.0
| 25A 70kA,TM based Adjustable MCCB Mistubishi NF125HGV3P20-25A | 25A 70kA,TM based Adjustable MCCB Mistubishi NF125HGV3P20-25A | MIAMCCB | Nos |  | 25A 70kA,TM based Adjustable MCCB Mistubishi NF125HGV3P20-25A |  | 0 | 0 | 1 | 1 | 1 | 0.0 | 0.0 | 0.0 | 0 |  |  | 0.0 | Electrical Components | 25A 70kA,TM based Adjustable MCCB Mistubishi NF125HGV3P20-25A | 0 | 31-12-2099 | Material Transfer |  | 0.0 |  | 0 | 0 |  | 0 | 0 | 0 | 0 |  | 0 | Item Attribute | 1 | Nos | 0.0 | 0.0 | 0 | 0.0 | 0 | Mistubishi | NF125HGV3P20-25A | India |  |  | 0 | 0.0 |  | 0 | 0 |  | 0 | 0 | 0 | 0 |  |  | 0 | 0 | 0 |  | 0 | [5 empty] | 0 |  |  | 0 | [13 empty] | Nos | 1.0 | [10 empty] | Ringlus Electro Controls & Automation PVT LTD | [18 empty] | CGST - RNG | 9.0
[120 empty] | SGST - RNG | 9.0
| 32A 70kA,TM based Adjustable MCCB Mistubishi NF125HGV3P25-32A | 32A 70kA,TM based Adjustable MCCB Mistubishi NF125HGV3P25-32A | MIAMCCB | Nos |  | 32A 70kA,TM based Adjustable MCCB Mistubishi NF125HGV3P25-32A |  | 0 | 0 | 1 | 1 | 1 | 0.0 | 0.0 | 0.0 | 0 |  |  | 0.0 | Electrical Components | 32A 70kA,TM based Adjustable MCCB Mistubishi NF125HGV3P25-32A | 0 | 31-12-2099 | Material Transfer |  | 0.0 |  | 0 | 0 |  | 0 | 0 | 0 | 0 |  | 0 | Item Attribute | 1 | Nos | 0.0 | 0.0 | 0 | 0.0 | 0 | Mistubishi | NF125HGV3P25-32A | India |  |  | 0 | 0.0 |  | 0 | 0 |  | 0 | 0 | 0 | 0 |  |  | 0 | 0 | 0 |  | 0 | [5 empty] | 0 |  |  | 0 | [13 empty] | Nos | 1.0 | [10 empty] | Ringlus Electro Controls & Automation PVT LTD | [18 empty] | CGST - RNG | 9.0
[120 empty] | SGST - RNG | 9.0
| 40A 70kA,TM based Adjustable MCCB Mistubishi NF125HGV3P32-40A | 40A 70kA,TM based Adjustable MCCB Mistubishi NF125HGV3P32-40A | MIAMCCB | Nos |  | 40A 70kA,TM based Adjustable MCCB Mistubishi NF125HGV3P32-40A |  | 0 | 0 | 1 | 1 | 1 | 0.0 | 0.0 | 0.0 | 0 |  |  | 0.0 | Electrical Components | 40A 70kA,TM based Adjustable MCCB Mistubishi NF125HGV3P32-40A | 0 | 31-12-2099 | Material Transfer |  | 0.0 |  | 0 | 0 |  | 0 | 0 | 0 | 0 |  | 0 | Item Attribute | 1 | Nos | 0.0 | 0.0 | 0 | 0.0 | 0 | Mistubishi | NF125HGV3P32-40A | India |  |  | 0 | 0.0 |  | 0 | 0 |  | 0 | 0 | 0 | 0 |  |  | 0 | 0 | 0 |  | 0 | [5 empty] | 0 |  |  | 0 | [13 empty] | Nos | 1.0 | [10 empty] | Ringlus Electro Controls & Automation PVT LTD | [18 empty] | CGST - RNG | 9.0
[120 empty] | SGST - RNG | 9.0
| 50A 70kA,TM based Adjustable MCCB Mistubishi NF125HGV3P35-50A | 50A 70kA,TM based Adjustable MCCB Mistubishi NF125HGV3P35-50A | MIAMCCB | Nos |  | 50A 70kA,TM based Adjustable MCCB Mistubishi NF125HGV3P35-50A |  | 0 | 0 | 1 | 1 | 1 | 0.0 | 0.0 | 0.0 | 0 |  |  | 0.0 | Electrical Components | 50A 70kA,TM based Adjustable MCCB Mistubishi NF125HGV3P35-50A | 0 | 31-12-2099 | Material Transfer |  | 0.0 |  | 0 | 0 |  | 0 | 0 | 0 | 0 |  | 0 | Item Attribute | 1 | Nos | 0.0 | 0.0 | 0 | 0.0 | 0 | Mistubishi | NF125HGV3P35-50A | India |  |  | 0 | 0.0 |  | 0 | 0 |  | 0 | 0 | 0 | 0 |  |  | 0 | 0 | 0 |  | 0 | [5 empty] | 0 |  |  | 0 | [13 empty] | Nos | 1.0 | [10 empty] | Ringlus Electro Controls & Automation PVT LTD | [18 empty] | CGST - RNG | 9.0
[120 empty] | SGST - RNG | 9.0
| 63A 70kA,TM based Adjustable MCCB Mistubishi NF125HGV3P45-63A | 63A 70kA,TM based Adjustable MCCB Mistubishi NF125HGV3P45-63A | MIAMCCB | Nos |  | 63A 70kA,TM based Adjustable MCCB Mistubishi NF125HGV3P45-63A |  | 0 | 0 | 1 | 1 | 1 | 0.0 | 0.0 | 0.0 | 0 |  |  | 0.0 | Electrical Components | 63A 70kA,TM based Adjustable MCCB Mistubishi NF125HGV3P45-63A | 0 | 31-12-2099 | Material Transfer |  | 0.0 |  | 0 | 0 |  | 0 | 0 | 0 | 0 |  | 0 | Item Attribute | 1 | Nos | 0.0 | 0.0 | 0 | 0.0 | 0 | Mistubishi | NF125HGV3P45-63A | India |  |  | 0 | 0.0 |  | 0 | 0 |  | 0 | 0 | 0 | 0 |  |  | 0 | 0 | 0 |  | 0 | [5 empty] | 0 |  |  | 0 | [13 empty] | Nos | 1.0 | [10 empty] | Ringlus Electro Controls & Automation PVT LTD | [18 empty] | CGST - RNG | 9.0
[120 empty] | SGST - RNG | 9.0
| 80A 70kA,TM based Adjustable MCCB Mistubishi NF125HGV3P56-80A | 80A 70kA,TM based Adjustable MCCB Mistubishi NF125HGV3P56-80A | MIAMCCB | Nos |  | 80A 70kA,TM based Adjustable MCCB Mistubishi NF125HGV3P56-80A |  | 0 | 0 | 1 | 1 | 1 | 0.0 | 0.0 | 0.0 | 0 |  |  | 0.0 | Electrical Components | 80A 70kA,TM based Adjustable MCCB Mistubishi NF125HGV3P56-80A | 0 | 31-12-2099 | Material Transfer |  | 0.0 |  | 0 | 0 |  | 0 | 0 | 0 | 0 |  | 0 | Item Attribute | 1 | Nos | 0.0 | 0.0 | 0 | 0.0 | 0 | Mistubishi | NF125HGV3P56-80A | India |  |  | 0 | 0.0 |  | 0 | 0 |  | 0 | 0 | 0 | 0 |  |  | 0 | 0 | 0 |  | 0 | [5 empty] | 0 |  |  | 0 | [13 empty] | Nos | 1.0 | [10 empty] | Ringlus Electro Controls & Automation PVT LTD | [18 empty] | CGST - RNG | 9.0
[120 empty] | SGST - RNG | 9.0
| 100A 70kA,TM based Adjustable MCCB Mistubishi NF125HGV3P70-100A | 100A 70kA,TM based Adjustable MCCB Mistubishi NF125HGV3P70-100A | MIAMCCB | Nos |  | 100A 70kA,TM based Adjustable MCCB Mistubishi NF125HGV3P70-100A |  | 0 | 0 | 1 | 1 | 1 | 0.0 | 0.0 | 0.0 | 0 |  |  | 0.0 | Electrical Components | 100A 70kA,TM based Adjustable MCCB Mistubishi NF125HGV3P70-100A | 0 | 31-12-2099 | Material Transfer |  | 0.0 |  | 0 | 0 |  | 0 | 0 | 0 | 0 |  | 0 | Item Attribute | 1 | Nos | 0.0 | 0.0 | 0 | 0.0 | 0 | Mistubishi | NF125HGV3P70-100A | India |  |  | 0 | 0.0 |  | 0 | 0 |  | 0 | 0 | 0 | 0 |  |  | 0 | 0 | 0 |  | 0 | [5 empty] | 0 |  |  | 0 | [13 empty] | Nos | 1.0 | [10 empty] | Ringlus Electro Controls & Automation PVT LTD | [18 empty] | CGST - RNG | 9.0
[120 empty] | SGST - RNG | 9.0
| 125A 70kA,TM based Adjustable MCCB Mistubishi NF125HGV3P90-125A | 125A 70kA,TM based Adjustable MCCB Mistubishi NF125HGV3P90-125A | MIAMCCB | Nos |  | 125A 70kA,TM based Adjustable MCCB Mistubishi NF125HGV3P90-125A |  | 0 | 0 | 1 | 1 | 1 | 0.0 | 0.0 | 0.0 | 0 |  |  | 0.0 | Electrical Components | 125A 70kA,TM based Adjustable MCCB Mistubishi NF125HGV3P90-125A | 0 | 31-12-2099 | Material Transfer |  | 0.0 |  | 0 | 0 |  | 0 | 0 | 0 | 0 |  | 0 | Item Attribute | 1 | Nos | 0.0 | 0.0 | 0 | 0.0 | 0 | Mistubishi | NF125HGV3P90-125A | India |  |  | 0 | 0.0 |  | 0 | 0 |  | 0 | 0 | 0 | 0 |  |  | 0 | 0 | 0 |  | 0 | [5 empty] | 0 |  |  | 0 | [13 empty] | Nos | 1.0 | [10 empty] | Ringlus Electro Controls & Automation PVT LTD | [18 empty] | CGST - RNG | 9.0
[120 empty] | SGST - RNG | 9.0
| 160A 70kA,TM based Adjustable MCCB Mistubishi NF125HGV3P125-160A | 160A 70kA,TM based Adjustable MCCB Mistubishi NF125HGV3P125-160A | MIAMCCB | Nos |  | 160A 70kA,TM based Adjustable MCCB Mistubishi NF125HGV3P125-160A |  | 0 | 0 | 1 | 1 | 1 | 0.0 | 0.0 | 0.0 | 0 |  |  | 0.0 | Electrical Components | 160A 70kA,TM based Adjustable MCCB Mistubishi NF125HGV3P125-160A | 0 | 31-12-2099 | Material Transfer |  | 0.0 |  | 0 | 0 |  | 0 | 0 | 0 | 0 |  | 0 | Item Attribute | 1 | Nos | 0.0 | 0.0 | 0 | 0.0 | 0 | Mistubishi | NF125HGV3P125-160A | India |  |  | 0 | 0.0 |  | 0 | 0 |  | 0 | 0 | 0 | 0 |  |  | 0 | 0 | 0 |  | 0 | [5 empty] | 0 |  |  | 0 | [13 empty] | Nos | 1.0 | [10 empty] | Ringlus Electro Controls & Automation PVT LTD | [18 empty] | CGST - RNG | 9.0
[120 empty] | SGST - RNG | 9.0
| 200A 70kA,TM based Adjustable MCCB Mistubishi NF125HGV3P140-200A | 200A 70kA,TM based Adjustable MCCB Mistubishi NF125HGV3P140-200A | MIAMCCB | Nos |  | 200A 70kA,TM based Adjustable MCCB Mistubishi NF125HGV3P140-200A |  | 0 | 0 | 1 | 1 | 1 | 0.0 | 0.0 | 0.0 | 0 |  |  | 0.0 | Electrical Components | 200A 70kA,TM based Adjustable MCCB Mistubishi NF125HGV3P140-200A | 0 | 31-12-2099 | Material Transfer |  | 0.0 |  | 0 | 0 |  | 0 | 0 | 0 | 0 |  | 0 | Item Attribute | 1 | Nos | 0.0 | 0.0 | 0 | 0.0 | 0 | Mistubishi | NF125HGV3P140-200A | India |  |  | 0 | 0.0 |  | 0 | 0 |  | 0 | 0 | 0 | 0 |  |  | 0 | 0 | 0 |  | 0 | [5 empty] | 0 |  |  | 0 | [13 empty] | Nos | 1.0 | [10 empty] | Ringlus Electro Controls & Automation PVT LTD | [18 empty] | CGST - RNG | 9.0
[120 empty] | SGST - RNG | 9.0
| 250A 70kA,TM based Adjustable MCCB Mistubishi NF125HGV3P175-250A | 250A 70kA,TM based Adjustable MCCB Mistubishi NF125HGV3P175-250A | MIAMCCB | Nos |  | 250A 70kA,TM based Adjustable MCCB Mistubishi NF125HGV3P175-250A |  | 0 | 0 | 1 | 1 | 1 | 0.0 | 0.0 | 0.0 | 0 |  |  | 0.0 | Electrical Components | 250A 70kA,TM based Adjustable MCCB Mistubishi NF125HGV3P175-250A | 0 | 31-12-2099 | Material Transfer |  | 0.0 |  | 0 | 0 |  | 0 | 0 | 0 | 0 |  | 0 | Item Attribute | 1 | Nos | 0.0 | 0.0 | 0 | 0.0 | 0 | Mistubishi | NF125HGV3P175-250A | India |  |  | 0 | 0.0 |  | 0 | 0 |  | 0 | 0 | 0 | 0 |  |  | 0 | 0 | 0 |  | 0 | [5 empty] | 0 |  |  | 0 | [13 empty] | Nos | 1.0 | [10 empty] | Ringlus Electro Controls & Automation PVT LTD | [18 empty] | CGST - RNG | 9.0
[120 empty] | SGST - RNG | 9.0
| 20A 70kA,TM based Adjustable MCCB Mistubishi NF125HGV4P16-20A | 20A 70kA,TM based Adjustable MCCB Mistubishi NF125HGV4P16-20A | MIAMCCB | Nos |  | 20A 70kA,TM based Adjustable MCCB Mistubishi NF125HGV4P16-20A |  | 0 | 0 | 1 | 1 | 1 | 0.0 | 0.0 | 0.0 | 0 |  |  | 0.0 | Electrical Components | 20A 70kA,TM based Adjustable MCCB Mistubishi NF125HGV4P16-20A | 0 | 31-12-2099 | Material Transfer |  | 0.0 |  | 0 | 0 |  | 0 | 0 | 0 | 0 |  | 0 | Item Attribute | 1 | Nos | 0.0 | 0.0 | 0 | 0.0 | 0 | Mistubishi | NF125HGV4P16-20A | India |  |  | 0 | 0.0 |  | 0 | 0 |  | 0 | 0 | 0 | 0 |  |  | 0 | 0 | 0 |  | 0 | [5 empty] | 0 |  |  | 0 | [13 empty] | Nos | 1.0 | [10 empty] | Ringlus Electro Controls & Automation PVT LTD | [18 empty] | CGST - RNG | 9.0
[120 empty] | SGST - RNG | 9.0
| 25A 70kA,TM based Adjustable MCCB Mistubishi NF125HGV4P20-25A | 25A 70kA,TM based Adjustable MCCB Mistubishi NF125HGV4P20-25A | MIAMCCB | Nos |  | 25A 70kA,TM based Adjustable MCCB Mistubishi NF125HGV4P20-25A |  | 0 | 0 | 1 | 1 | 1 | 0.0 | 0.0 | 0.0 | 0 |  |  | 0.0 | Electrical Components | 25A 70kA,TM based Adjustable MCCB Mistubishi NF125HGV4P20-25A | 0 | 31-12-2099 | Material Transfer |  | 0.0 |  | 0 | 0 |  | 0 | 0 | 0 | 0 |  | 0 | Item Attribute | 1 | Nos | 0.0 | 0.0 | 0 | 0.0 | 0 | Mistubishi | NF125HGV4P20-25A | India |  |  | 0 | 0.0 |  | 0 | 0 |  | 0 | 0 | 0 | 0 |  |  | 0 | 0 | 0 |  | 0 | [5 empty] | 0 |  |  | 0 | [13 empty] | Nos | 1.0 | [10 empty] | Ringlus Electro Controls & Automation PVT LTD | [18 empty] | CGST - RNG | 9.0
[120 empty] | SGST - RNG | 9.0
| 32A 70kA,TM based Adjustable MCCB Mistubishi NF125HGV4P25-32A | 32A 70kA,TM based Adjustable MCCB Mistubishi NF125HGV4P25-32A | MIAMCCB | Nos |  | 32A 70kA,TM based Adjustable MCCB Mistubishi NF125HGV4P25-32A |  | 0 | 0 | 1 | 1 | 1 | 0.0 | 0.0 | 0.0 | 0 |  |  | 0.0 | Electrical Components | 32A 70kA,TM based Adjustable MCCB Mistubishi NF125HGV4P25-32A | 0 | 31-12-2099 | Material Transfer |  | 0.0 |  | 0 | 0 |  | 0 | 0 | 0 | 0 |  | 0 | Item Attribute | 1 | Nos | 0.0 | 0.0 | 0 | 0.0 | 0 | Mistubishi | NF125HGV4P25-32A | India |  |  | 0 | 0.0 |  | 0 | 0 |  | 0 | 0 | 0 | 0 |  |  | 0 | 0 | 0 |  | 0 | [5 empty] | 0 |  |  | 0 | [13 empty] | Nos | 1.0 | [10 empty] | Ringlus Electro Controls & Automation PVT LTD | [18 empty] | CGST - RNG | 9.0
[120 empty] | SGST - RNG | 9.0
| 40A 70kA,TM based Adjustable MCCB Mistubishi NF125HGV4P32-40A | 40A 70kA,TM based Adjustable MCCB Mistubishi NF125HGV4P32-40A | MIAMCCB | Nos |  | 40A 70kA,TM based Adjustable MCCB Mistubishi NF125HGV4P32-40A |  | 0 | 0 | 1 | 1 | 1 | 0.0 | 0.0 | 0.0 | 0 |  |  | 0.0 | Electrical Components | 40A 70kA,TM based Adjustable MCCB Mistubishi NF125HGV4P32-40A | 0 | 31-12-2099 | Material Transfer |  | 0.0 |  | 0 | 0 |  | 0 | 0 | 0 | 0 |  | 0 | Item Attribute | 1 | Nos | 0.0 | 0.0 | 0 | 0.0 | 0 | Mistubishi | NF125HGV4P32-40A | India |  |  | 0 | 0.0 |  | 0 | 0 |  | 0 | 0 | 0 | 0 |  |  | 0 | 0 | 0 |  | 0 | [5 empty] | 0 |  |  | 0 | [13 empty] | Nos | 1.0 | [10 empty] | Ringlus Electro Controls & Automation PVT LTD | [18 empty] | CGST - RNG | 9.0
[120 empty] | SGST - RNG | 9.0
| 50A 70kA,TM based Adjustable MCCB Mistubishi NF125HGV4P35-50A | 50A 70kA,TM based Adjustable MCCB Mistubishi NF125HGV4P35-50A | MIAMCCB | Nos |  | 50A 70kA,TM based Adjustable MCCB Mistubishi NF125HGV4P35-50A |  | 0 | 0 | 1 | 1 | 1 | 0.0 | 0.0 | 0.0 | 0 |  |  | 0.0 | Electrical Components | 50A 70kA,TM based Adjustable MCCB Mistubishi NF125HGV4P35-50A | 0 | 31-12-2099 | Material Transfer |  | 0.0 |  | 0 | 0 |  | 0 | 0 | 0 | 0 |  | 0 | Item Attribute | 1 | Nos | 0.0 | 0.0 | 0 | 0.0 | 0 | Mistubishi | NF125HGV4P35-50A | India |  |  | 0 | 0.0 |  | 0 | 0 |  | 0 | 0 | 0 | 0 |  |  | 0 | 0 | 0 |  | 0 | [5 empty] | 0 |  |  | 0 | [13 empty] | Nos | 1.0 | [10 empty] | Ringlus Electro Controls & Automation PVT LTD | [18 empty] | CGST - RNG | 9.0
[120 empty] | SGST - RNG | 9.0
| 63A 70kA,TM based Adjustable MCCB Mistubishi NF125HGV4P45-63A | 63A 70kA,TM based Adjustable MCCB Mistubishi NF125HGV4P45-63A | MIAMCCB | Nos |  | 63A 70kA,TM based Adjustable MCCB Mistubishi NF125HGV4P45-63A |  | 0 | 0 | 1 | 1 | 1 | 0.0 | 0.0 | 0.0 | 0 |  |  | 0.0 | Electrical Components | 63A 70kA,TM based Adjustable MCCB Mistubishi NF125HGV4P45-63A | 0 | 31-12-2099 | Material Transfer |  | 0.0 |  | 0 | 0 |  | 0 | 0 | 0 | 0 |  | 0 | Item Attribute | 1 | Nos | 0.0 | 0.0 | 0 | 0.0 | 0 | Mistubishi | NF125HGV4P45-63A | India |  |  | 0 | 0.0 |  | 0 | 0 |  | 0 | 0 | 0 | 0 |  |  | 0 | 0 | 0 |  | 0 | [5 empty] | 0 |  |  | 0 | [13 empty] | Nos | 1.0 | [10 empty] | Ringlus Electro Controls & Automation PVT LTD | [18 empty] | CGST - RNG | 9.0
[120 empty] | SGST - RNG | 9.0
| 80A 70kA,TM based Adjustable MCCB Mistubishi NF125HGV4P56-80A | 80A 70kA,TM based Adjustable MCCB Mistubishi NF125HGV4P56-80A | MIAMCCB | Nos |  | 80A 70kA,TM based Adjustable MCCB Mistubishi NF125HGV4P56-80A |  | 0 | 0 | 1 | 1 | 1 | 0.0 | 0.0 | 0.0 | 0 |  |  | 0.0 | Electrical Components | 80A 70kA,TM based Adjustable MCCB Mistubishi NF125HGV4P56-80A | 0 | 31-12-2099 | Material Transfer |  | 0.0 |  | 0 | 0 |  | 0 | 0 | 0 | 0 |  | 0 | Item Attribute | 1 | Nos | 0.0 | 0.0 | 0 | 0.0 | 0 | Mistubishi | NF125HGV4P56-80A | India |  |  | 0 | 0.0 |  | 0 | 0 |  | 0 | 0 | 0 | 0 |  |  | 0 | 0 | 0 |  | 0 | [5 empty] | 0 |  |  | 0 | [13 empty] | Nos | 1.0 | [10 empty] | Ringlus Electro Controls & Automation PVT LTD | [18 empty] | CGST - RNG | 9.0
[120 empty] | SGST - RNG | 9.0
| 100A 70kA,TM based Adjustable MCCB Mistubishi NF125HGV4P70-100A | 100A 70kA,TM based Adjustable MCCB Mistubishi NF125HGV4P70-100A | MIAMCCB | Nos |  | 100A 70kA,TM based Adjustable MCCB Mistubishi NF125HGV4P70-100A |  | 0 | 0 | 1 | 1 | 1 | 0.0 | 0.0 | 0.0 | 0 |  |  | 0.0 | Electrical Components | 100A 70kA,TM based Adjustable MCCB Mistubishi NF125HGV4P70-100A | 0 | 31-12-2099 | Material Transfer |  | 0.0 |  | 0 | 0 |  | 0 | 0 | 0 | 0 |  | 0 | Item Attribute | 1 | Nos | 0.0 | 0.0 | 0 | 0.0 | 0 | Mistubishi | NF125HGV4P70-100A | India |  |  | 0 | 0.0 |  | 0 | 0 |  | 0 | 0 | 0 | 0 |  |  | 0 | 0 | 0 |  | 0 | [5 empty] | 0 |  |  | 0 | [13 empty] | Nos | 1.0 | [10 empty] | Ringlus Electro Controls & Automation PVT LTD | [18 empty] | CGST - RNG | 9.0
[120 empty] | SGST - RNG | 9.0
| 125A 70kA,TM based Adjustable MCCB Mistubishi NF125HGV4P90-125A | 125A 70kA,TM based Adjustable MCCB Mistubishi NF125HGV4P90-125A | MIAMCCB | Nos |  | 125A 70kA,TM based Adjustable MCCB Mistubishi NF125HGV4P90-125A |  | 0 | 0 | 1 | 1 | 1 | 0.0 | 0.0 | 0.0 | 0 |  |  | 0.0 | Electrical Components | 125A 70kA,TM based Adjustable MCCB Mistubishi NF125HGV4P90-125A | 0 | 31-12-2099 | Material Transfer |  | 0.0 |  | 0 | 0 |  | 0 | 0 | 0 | 0 |  | 0 | Item Attribute | 1 | Nos | 0.0 | 0.0 | 0 | 0.0 | 0 | Mistubishi | NF125HGV4P90-125A | India |  |  | 0 | 0.0 |  | 0 | 0 |  | 0 | 0 | 0 | 0 |  |  | 0 | 0 | 0 |  | 0 | [5 empty] | 0 |  |  | 0 | [13 empty] | Nos | 1.0 | [10 empty] | Ringlus Electro Controls & Automation PVT LTD | [18 empty] | CGST - RNG | 9.0
[120 empty] | SGST - RNG | 9.0
| 160A 70kA,TM based Adjustable MCCB Mistubishi NF125HGV4P125-160A | 160A 70kA,TM based Adjustable MCCB Mistubishi NF125HGV4P125-160A | MIAMCCB | Nos |  | 160A 70kA,TM based Adjustable MCCB Mistubishi NF125HGV4P125-160A |  | 0 | 0 | 1 | 1 | 1 | 0.0 | 0.0 | 0.0 | 0 |  |  | 0.0 | Electrical Components | 160A 70kA,TM based Adjustable MCCB Mistubishi NF125HGV4P125-160A | 0 | 31-12-2099 | Material Transfer |  | 0.0 |  | 0 | 0 |  | 0 | 0 | 0 | 0 |  | 0 | Item Attribute | 1 | Nos | 0.0 | 0.0 | 0 | 0.0 | 0 | Mistubishi | NF125HGV4P125-160A | India |  |  | 0 | 0.0 |  | 0 | 0 |  | 0 | 0 | 0 | 0 |  |  | 0 | 0 | 0 |  | 0 | [5 empty] | 0 |  |  | 0 | [13 empty] | Nos | 1.0 | [10 empty] | Ringlus Electro Controls & Automation PVT LTD | [18 empty] | CGST - RNG | 9.0
[120 empty] | SGST - RNG | 9.0
| 200A 70kA,TM based Adjustable MCCB Mistubishi NF125HGV4P140-200A | 200A 70kA,TM based Adjustable MCCB Mistubishi NF125HGV4P140-200A | MIAMCCB | Nos |  | 200A 70kA,TM based Adjustable MCCB Mistubishi NF125HGV4P140-200A |  | 0 | 0 | 1 | 1 | 1 | 0.0 | 0.0 | 0.0 | 0 |  |  | 0.0 | Electrical Components | 200A 70kA,TM based Adjustable MCCB Mistubishi NF125HGV4P140-200A | 0 | 31-12-2099 | Material Transfer |  | 0.0 |  | 0 | 0 |  | 0 | 0 | 0 | 0 |  | 0 | Item Attribute | 1 | Nos | 0.0 | 0.0 | 0 | 0.0 | 0 | Mistubishi | NF125HGV4P140-200A | India |  |  | 0 | 0.0 |  | 0 | 0 |  | 0 | 0 | 0 | 0 |  |  | 0 | 0 | 0 |  | 0 | [5 empty] | 0 |  |  | 0 | [13 empty] | Nos | 1.0 | [10 empty] | Ringlus Electro Controls & Automation PVT LTD | [18 empty] | CGST - RNG | 9.0
[120 empty] | SGST - RNG | 9.0
| 250A 70kA,TM based Adjustable MCCB Mistubishi NF125HGV4P175-250A | 250A 70kA,TM based Adjustable MCCB Mistubishi NF125HGV4P175-250A | MIAMCCB | Nos |  | 250A 70kA,TM based Adjustable MCCB Mistubishi NF125HGV4P175-250A |  | 0 | 0 | 1 | 1 | 1 | 0.0 | 0.0 | 0.0 | 0 |  |  | 0.0 | Electrical Components | 250A 70kA,TM based Adjustable MCCB Mistubishi NF125HGV4P175-250A | 0 | 31-12-2099 | Material Transfer |  | 0.0 |  | 0 | 0 |  | 0 | 0 | 0 | 0 |  | 0 | Item Attribute | 1 | Nos | 0.0 | 0.0 | 0 | 0.0 | 0 | Mistubishi | NF125HGV4P175-250A | India |  |  | 0 | 0.0 |  | 0 | 0 |  | 0 | 0 | 0 | 0 |  |  | 0 | 0 | 0 |  | 0 | [5 empty] | 0 |  |  | 0 | [13 empty] | Nos | 1.0 | [10 empty] | Ringlus Electro Controls & Automation PVT LTD | [18 empty] | CGST - RNG | 9.0
[120 empty] | SGST - RNG | 9.0
| 63A 36kA,Electronic Release based MCCB Mistubishi NF125SEV3P32-63A | 63A 36kA,Electronic Release based MCCB Mistubishi NF125SEV3P32-63A | MIAMCCB | Nos |  | 63A 36kA,Electronic Release based MCCB Mistubishi NF125SEV3P32-63A |  | 0 | 0 | 1 | 1 | 1 | 0.0 | 0.0 | 0.0 | 0 |  |  | 0.0 | Electrical Components | 63A 36kA,Electronic Release based MCCB Mistubishi NF125SEV3P32-63A | 0 | 31-12-2099 | Material Transfer |  | 0.0 |  | 0 | 0 |  | 0 | 0 | 0 | 0 |  | 0 | Item Attribute | 1 | Nos | 0.0 | 0.0 | 0 | 0.0 | 0 | Mistubishi | NF125SEV3P32-63A | India |  |  | 0 | 0.0 |  | 0 | 0 |  | 0 | 0 | 0 | 0 |  |  | 0 | 0 | 0 |  | 0 | [5 empty] | 0 |  |  | 0 | [13 empty] | Nos | 1.0 | [10 empty] | Ringlus Electro Controls & Automation PVT LTD | [18 empty] | CGST - RNG | 9.0
[120 empty] | SGST - RNG | 9.0
| 125A 36kA,Electronic Release based MCCB Mistubishi NF125SEV3P63-125A | 125A 36kA,Electronic Release based MCCB Mistubishi NF125SEV3P63-125A | MIAMCCB | Nos |  | 125A 36kA,Electronic Release based MCCB Mistubishi NF125SEV3P63-125A |  | 0 | 0 | 1 | 1 | 1 | 0.0 | 0.0 | 0.0 | 0 |  |  | 0.0 | Electrical Components | 125A 36kA,Electronic Release based MCCB Mistubishi NF125SEV3P63-125A | 0 | 31-12-2099 | Material Transfer |  | 0.0 |  | 0 | 0 |  | 0 | 0 | 0 | 0 |  | 0 | Item Attribute | 1 | Nos | 0.0 | 0.0 | 0 | 0.0 | 0 | Mistubishi | NF125SEV3P63-125A | India |  |  | 0 | 0.0 |  | 0 | 0 |  | 0 | 0 | 0 | 0 |  |  | 0 | 0 | 0 |  | 0 | [5 empty] | 0 |  |  | 0 | [13 empty] | Nos | 1.0 | [10 empty] | Ringlus Electro Controls & Automation PVT LTD | [18 empty] | CGST - RNG | 9.0
[120 empty] | SGST - RNG | 9.0
| 160A 36kA,Electronic Release based MCCB Mistubishi NF125SEV3P125-160A | 160A 36kA,Electronic Release based MCCB Mistubishi NF125SEV3P125-160A | MIAMCCB | Nos |  | 160A 36kA,Electronic Release based MCCB Mistubishi NF125SEV3P125-160A |  | 0 | 0 | 1 | 1 | 1 | 0.0 | 0.0 | 0.0 | 0 |  |  | 0.0 | Electrical Components | 160A 36kA,Electronic Release based MCCB Mistubishi NF125SEV3P125-160A | 0 | 31-12-2099 | Material Transfer |  | 0.0 |  | 0 | 0 |  | 0 | 0 | 0 | 0 |  | 0 | Item Attribute | 1 | Nos | 0.0 | 0.0 | 0 | 0.0 | 0 | Mistubishi | NF125SEV3P125-160A | India |  |  | 0 | 0.0 |  | 0 | 0 |  | 0 | 0 | 0 | 0 |  |  | 0 | 0 | 0 |  | 0 | [5 empty] | 0 |  |  | 0 | [13 empty] | Nos | 1.0 | [10 empty] | Ringlus Electro Controls & Automation PVT LTD | [18 empty] | CGST - RNG | 9.0
[120 empty] | SGST - RNG | 9.0
| 400A 50kA,Electronic Release based MCCB Mistubishi NF400SEW3P400A | 400A 50kA,Electronic Release based MCCB Mistubishi NF400SEW3P400A | MIAMCCB | Nos |  | 400A 50kA,Electronic Release based MCCB Mistubishi NF400SEW3P400A |  | 0 | 0 | 1 | 1 | 1 | 0.0 | 0.0 | 0.0 | 0 |  |  | 0.0 | Electrical Components | 400A 50kA,Electronic Release based MCCB Mistubishi NF400SEW3P400A | 0 | 31-12-2099 | Material Transfer |  | 0.0 |  | 0 | 0 |  | 0 | 0 | 0 | 0 |  | 0 | Item Attribute | 1 | Nos | 0.0 | 0.0 | 0 | 0.0 | 0 | Mistubishi | NF400SEW3P400A | India |  |  | 0 | 0.0 |  | 0 | 0 |  | 0 | 0 | 0 | 0 |  |  | 0 | 0 | 0 |  | 0 | [5 empty] | 0 |  |  | 0 | [13 empty] | Nos | 1.0 | [10 empty] | Ringlus Electro Controls & Automation PVT LTD | [18 empty] | CGST - RNG | 9.0
[120 empty] | SGST - RNG | 9.0
| 630A 50kA,Electronic Release based MCCB Mistubishi NF630SEW3P630A | 630A 50kA,Electronic Release based MCCB Mistubishi NF630SEW3P630A | MIAMCCB | Nos |  | 630A 50kA,Electronic Release based MCCB Mistubishi NF630SEW3P630A |  | 0 | 0 | 1 | 1 | 1 | 0.0 | 0.0 | 0.0 | 0 |  |  | 0.0 | Electrical Components | 630A 50kA,Electronic Release based MCCB Mistubishi NF630SEW3P630A | 0 | 31-12-2099 | Material Transfer |  | 0.0 |  | 0 | 0 |  | 0 | 0 | 0 | 0 |  | 0 | Item Attribute | 1 | Nos | 0.0 | 0.0 | 0 | 0.0 | 0 | Mistubishi | NF630SEW3P630A | India |  |  | 0 | 0.0 |  | 0 | 0 |  | 0 | 0 | 0 | 0 |  |  | 0 | 0 | 0 |  | 0 | [5 empty] | 0 |  |  | 0 | [13 empty] | Nos | 1.0 | [10 empty] | Ringlus Electro Controls & Automation PVT LTD | [18 empty] | CGST - RNG | 9.0
[120 empty] | SGST - RNG | 9.0
| 800A 50kA,Electronic Release based MCCB Mistubishi NF800SEW3P800A | 800A 50kA,Electronic Release based MCCB Mistubishi NF800SEW3P800A | MIAMCCB | Nos |  | 800A 50kA,Electronic Release based MCCB Mistubishi NF800SEW3P800A |  | 0 | 0 | 1 | 1 | 1 | 0.0 | 0.0 | 0.0 | 0 |  |  | 0.0 | Electrical Components | 800A 50kA,Electronic Release based MCCB Mistubishi NF800SEW3P800A | 0 | 31-12-2099 | Material Transfer |  | 0.0 |  | 0 | 0 |  | 0 | 0 | 0 | 0 |  | 0 | Item Attribute | 1 | Nos | 0.0 | 0.0 | 0 | 0.0 | 0 | Mistubishi | NF800SEW3P800A | India |  |  | 0 | 0.0 |  | 0 | 0 |  | 0 | 0 | 0 | 0 |  |  | 0 | 0 | 0 |  | 0 | [5 empty] | 0 |  |  | 0 | [13 empty] | Nos | 1.0 | [10 empty] | Ringlus Electro Controls & Automation PVT LTD | [18 empty] | CGST - RNG | 9.0
[120 empty] | SGST - RNG | 9.0
| 32A 70kA,Electronic Release based MCCB Mistubishi NF125HEV3P16-32A | 32A 70kA,Electronic Release based MCCB Mistubishi NF125HEV3P16-32A | MIAMCCB | Nos |  | 32A 70kA,Electronic Release based MCCB Mistubishi NF125HEV3P16-32A |  | 0 | 0 | 1 | 1 | 1 | 0.0 | 0.0 | 0.0 | 0 |  |  | 0.0 | Electrical Components | 32A 70kA,Electronic Release based MCCB Mistubishi NF125HEV3P16-32A | 0 | 31-12-2099 | Material Transfer |  | 0.0 |  | 0 | 0 |  | 0 | 0 | 0 | 0 |  | 0 | Item Attribute | 1 | Nos | 0.0 | 0.0 | 0 | 0.0 | 0 | Mistubishi | NF125HEV3P16-32A | India |  |  | 0 | 0.0 |  | 0 | 0 |  | 0 | 0 | 0 | 0 |  |  | 0 | 0 | 0 |  | 0 | [5 empty] | 0 |  |  | 0 | [13 empty] | Nos | 1.0 | [10 empty] | Ringlus Electro Controls & Automation PVT LTD | [18 empty] | CGST - RNG | 9.0
[120 empty] | SGST - RNG | 9.0
| 63A 70kA,Electronic Release based MCCB Mistubishi NF125HEV3P32-63A | 63A 70kA,Electronic Release based MCCB Mistubishi NF125HEV3P32-63A | MIAMCCB | Nos |  | 63A 70kA,Electronic Release based MCCB Mistubishi NF125HEV3P32-63A |  | 0 | 0 | 1 | 1 | 1 | 0.0 | 0.0 | 0.0 | 0 |  |  | 0.0 | Electrical Components | 63A 70kA,Electronic Release based MCCB Mistubishi NF125HEV3P32-63A | 0 | 31-12-2099 | Material Transfer |  | 0.0 |  | 0 | 0 |  | 0 | 0 | 0 | 0 |  | 0 | Item Attribute | 1 | Nos | 0.0 | 0.0 | 0 | 0.0 | 0 | Mistubishi | NF125HEV3P32-63A | India |  |  | 0 | 0.0 |  | 0 | 0 |  | 0 | 0 | 0 | 0 |  |  | 0 | 0 | 0 |  | 0 | [5 empty] | 0 |  |  | 0 | [13 empty] | Nos | 1.0 | [10 empty] | Ringlus Electro Controls & Automation PVT LTD | [18 empty] | CGST - RNG | 9.0
[120 empty] | SGST - RNG | 9.0
| 125A 70kA,Electronic Release based MCCB Mistubishi NF125HEV3P63-125A | 125A 70kA,Electronic Release based MCCB Mistubishi NF125HEV3P63-125A | MIAMCCB | Nos |  | 125A 70kA,Electronic Release based MCCB Mistubishi NF125HEV3P63-125A |  | 0 | 0 | 1 | 1 | 1 | 0.0 | 0.0 | 0.0 | 0 |  |  | 0.0 | Electrical Components | 125A 70kA,Electronic Release based MCCB Mistubishi NF125HEV3P63-125A | 0 | 31-12-2099 | Material Transfer |  | 0.0 |  | 0 | 0 |  | 0 | 0 | 0 | 0 |  | 0 | Item Attribute | 1 | Nos | 0.0 | 0.0 | 0 | 0.0 | 0 | Mistubishi | NF125HEV3P63-125A | India |  |  | 0 | 0.0 |  | 0 | 0 |  | 0 | 0 | 0 | 0 |  |  | 0 | 0 | 0 |  | 0 | [5 empty] | 0 |  |  | 0 | [13 empty] | Nos | 1.0 | [10 empty] | Ringlus Electro Controls & Automation PVT LTD | [18 empty] | CGST - RNG | 9.0
[120 empty] | SGST - RNG | 9.0
| 160A 70kA,Electronic Release based MCCB Mistubishi NF250HEW3P125-160A | 160A 70kA,Electronic Release based MCCB Mistubishi NF250HEW3P125-160A | MIAMCCB | Nos |  | 160A 70kA,Electronic Release based MCCB Mistubishi NF250HEW3P125-160A |  | 0 | 0 | 1 | 1 | 1 | 0.0 | 0.0 | 0.0 | 0 |  |  | 0.0 | Electrical Components | 160A 70kA,Electronic Release based MCCB Mistubishi NF250HEW3P125-160A | 0 | 31-12-2099 | Material Transfer |  | 0.0 |  | 0 | 0 |  | 0 | 0 | 0 | 0 |  | 0 | Item Attribute | 1 | Nos | 0.0 | 0.0 | 0 | 0.0 | 0 | Mistubishi | NF250HEW3P125-160A | India |  |  | 0 | 0.0 |  | 0 | 0 |  | 0 | 0 | 0 | 0 |  |  | 0 | 0 | 0 |  | 0 | [5 empty] | 0 |  |  | 0 | [13 empty] | Nos | 1.0 | [10 empty] | Ringlus Electro Controls & Automation PVT LTD | [18 empty] | CGST - RNG | 9.0
[120 empty] | SGST - RNG | 9.0
| 400A 70kA,Electronic Release based MCCB Mistubishi NF400HEW3P400A | 400A 70kA,Electronic Release based MCCB Mistubishi NF400HEW3P400A | MIAMCCB | Nos |  | 400A 70kA,Electronic Release based MCCB Mistubishi NF400HEW3P400A |  | 0 | 0 | 1 | 1 | 1 | 0.0 | 0.0 | 0.0 | 0 |  |  | 0.0 | Electrical Components | 400A 70kA,Electronic Release based MCCB Mistubishi NF400HEW3P400A | 0 | 31-12-2099 | Material Transfer |  | 0.0 |  | 0 | 0 |  | 0 | 0 | 0 | 0 |  | 0 | Item Attribute | 1 | Nos | 0.0 | 0.0 | 0 | 0.0 | 0 | Mistubishi | NF400HEW3P400A | India |  |  | 0 | 0.0 |  | 0 | 0 |  | 0 | 0 | 0 | 0 |  |  | 0 | 0 | 0 |  | 0 | [5 empty] | 0 |  |  | 0 | [13 empty] | Nos | 1.0 | [10 empty] | Ringlus Electro Controls & Automation PVT LTD | [18 empty] | CGST - RNG | 9.0
[120 empty] | SGST - RNG | 9.0
| 630A 70kA,Electronic Release based MCCB Mistubishi NF630HEW3P630A | 630A 70kA,Electronic Release based MCCB Mistubishi NF630HEW3P630A | MIAMCCB | Nos |  | 630A 70kA,Electronic Release based MCCB Mistubishi NF630HEW3P630A |  | 0 | 0 | 1 | 1 | 1 | 0.0 | 0.0 | 0.0 | 0 |  |  | 0.0 | Electrical Components | 630A 70kA,Electronic Release based MCCB Mistubishi NF630HEW3P630A | 0 | 31-12-2099 | Material Transfer |  | 0.0 |  | 0 | 0 |  | 0 | 0 | 0 | 0 |  | 0 | Item Attribute | 1 | Nos | 0.0 | 0.0 | 0 | 0.0 | 0 | Mistubishi | NF630HEW3P630A | India |  |  | 0 | 0.0 |  | 0 | 0 |  | 0 | 0 | 0 | 0 |  |  | 0 | 0 | 0 |  | 0 | [5 empty] | 0 |  |  | 0 | [13 empty] | Nos | 1.0 | [10 empty] | Ringlus Electro Controls & Automation PVT LTD | [18 empty] | CGST - RNG | 9.0
[120 empty] | SGST - RNG | 9.0
| 800A 70kA,Electronic Release based MCCB Mistubishi NF800HEW3P800A | 800A 70kA,Electronic Release based MCCB Mistubishi NF800HEW3P800A | MIAMCCB | Nos |  | 800A 70kA,Electronic Release based MCCB Mistubishi NF800HEW3P800A |  | 0 | 0 | 1 | 1 | 1 | 0.0 | 0.0 | 0.0 | 0 |  |  | 0.0 | Electrical Components | 800A 70kA,Electronic Release based MCCB Mistubishi NF800HEW3P800A | 0 | 31-12-2099 | Material Transfer |  | 0.0 |  | 0 | 0 |  | 0 | 0 | 0 | 0 |  | 0 | Item Attribute | 1 | Nos | 0.0 | 0.0 | 0 | 0.0 | 0 | Mistubishi | NF800HEW3P800A | India |  |  | 0 | 0.0 |  | 0 | 0 |  | 0 | 0 | 0 | 0 |  |  | 0 | 0 | 0 |  | 0 | [5 empty] | 0 |  |  | 0 | [13 empty] | Nos | 1.0 | [10 empty] | Ringlus Electro Controls & Automation PVT LTD | [18 empty] | CGST - RNG | 9.0
[120 empty] | SGST - RNG | 9.0
| 63A 36kA,Electronic Release based MCCB Mistubishi NF125SEV4P32-63A | 63A 36kA,Electronic Release based MCCB Mistubishi NF125SEV4P32-63A | MIAMCCB | Nos |  | 63A 36kA,Electronic Release based MCCB Mistubishi NF125SEV4P32-63A |  | 0 | 0 | 1 | 1 | 1 | 0.0 | 0.0 | 0.0 | 0 |  |  | 0.0 | Electrical Components | 63A 36kA,Electronic Release based MCCB Mistubishi NF125SEV4P32-63A | 0 | 31-12-2099 | Material Transfer |  | 0.0 |  | 0 | 0 |  | 0 | 0 | 0 | 0 |  | 0 | Item Attribute | 1 | Nos | 0.0 | 0.0 | 0 | 0.0 | 0 | Mistubishi | NF125SEV4P32-63A | India |  |  | 0 | 0.0 |  | 0 | 0 |  | 0 | 0 | 0 | 0 |  |  | 0 | 0 | 0 |  | 0 | [5 empty] | 0 |  |  | 0 | [13 empty] | Nos | 1.0 | [10 empty] | Ringlus Electro Controls & Automation PVT LTD | [18 empty] | CGST - RNG | 9.0
[120 empty] | SGST - RNG | 9.0
| 125A 36kA,Electronic Release based MCCB Mistubishi NF125SEV4P63-125A | 125A 36kA,Electronic Release based MCCB Mistubishi NF125SEV4P63-125A | MIAMCCB | Nos |  | 125A 36kA,Electronic Release based MCCB Mistubishi NF125SEV4P63-125A |  | 0 | 0 | 1 | 1 | 1 | 0.0 | 0.0 | 0.0 | 0 |  |  | 0.0 | Electrical Components | 125A 36kA,Electronic Release based MCCB Mistubishi NF125SEV4P63-125A | 0 | 31-12-2099 | Material Transfer |  | 0.0 |  | 0 | 0 |  | 0 | 0 | 0 | 0 |  | 0 | Item Attribute | 1 | Nos | 0.0 | 0.0 | 0 | 0.0 | 0 | Mistubishi | NF125SEV4P63-125A | India |  |  | 0 | 0.0 |  | 0 | 0 |  | 0 | 0 | 0 | 0 |  |  | 0 | 0 | 0 |  | 0 | [5 empty] | 0 |  |  | 0 | [13 empty] | Nos | 1.0 | [10 empty] | Ringlus Electro Controls & Automation PVT LTD | [18 empty] | CGST - RNG | 9.0
[120 empty] | SGST - RNG | 9.0
| 160A 36kA,Electronic Release based MCCB Mistubishi NF125SEV4P125-160A | 160A 36kA,Electronic Release based MCCB Mistubishi NF125SEV4P125-160A | MIAMCCB | Nos |  | 160A 36kA,Electronic Release based MCCB Mistubishi NF125SEV4P125-160A |  | 0 | 0 | 1 | 1 | 1 | 0.0 | 0.0 | 0.0 | 0 |  |  | 0.0 | Electrical Components | 160A 36kA,Electronic Release based MCCB Mistubishi NF125SEV4P125-160A | 0 | 31-12-2099 | Material Transfer |  | 0.0 |  | 0 | 0 |  | 0 | 0 | 0 | 0 |  | 0 | Item Attribute | 1 | Nos | 0.0 | 0.0 | 0 | 0.0 | 0 | Mistubishi | NF125SEV4P125-160A | India |  |  | 0 | 0.0 |  | 0 | 0 |  | 0 | 0 | 0 | 0 |  |  | 0 | 0 | 0 |  | 0 | [5 empty] | 0 |  |  | 0 | [13 empty] | Nos | 1.0 | [10 empty] | Ringlus Electro Controls & Automation PVT LTD | [18 empty] | CGST - RNG | 9.0
[120 empty] | SGST - RNG | 9.0
| 400A 50kA,Electronic Release based MCCB Mistubishi NF400SEW4P400A | 400A 50kA,Electronic Release based MCCB Mistubishi NF400SEW4P400A | MIAMCCB | Nos |  | 400A 50kA,Electronic Release based MCCB Mistubishi NF400SEW4P400A |  | 0 | 0 | 1 | 1 | 1 | 0.0 | 0.0 | 0.0 | 0 |  |  | 0.0 | Electrical Components | 400A 50kA,Electronic Release based MCCB Mistubishi NF400SEW4P400A | 0 | 31-12-2099 | Material Transfer |  | 0.0 |  | 0 | 0 |  | 0 | 0 | 0 | 0 |  | 0 | Item Attribute | 1 | Nos | 0.0 | 0.0 | 0 | 0.0 | 0 | Mistubishi | NF400SEW4P400A | India |  |  | 0 | 0.0 |  | 0 | 0 |  | 0 | 0 | 0 | 0 |  |  | 0 | 0 | 0 |  | 0 | [5 empty] | 0 |  |  | 0 | [13 empty] | Nos | 1.0 | [10 empty] | Ringlus Electro Controls & Automation PVT LTD | [18 empty] | CGST - RNG | 9.0
[120 empty] | SGST - RNG | 9.0
| 630A 50kA,Electronic Release based MCCB Mistubishi NF630SEW4P630A | 630A 50kA,Electronic Release based MCCB Mistubishi NF630SEW4P630A | MIAMCCB | Nos |  | 630A 50kA,Electronic Release based MCCB Mistubishi NF630SEW4P630A |  | 0 | 0 | 1 | 1 | 1 | 0.0 | 0.0 | 0.0 | 0 |  |  | 0.0 | Electrical Components | 630A 50kA,Electronic Release based MCCB Mistubishi NF630SEW4P630A | 0 | 31-12-2099 | Material Transfer |  | 0.0 |  | 0 | 0 |  | 0 | 0 | 0 | 0 |  | 0 | Item Attribute | 1 | Nos | 0.0 | 0.0 | 0 | 0.0 | 0 | Mistubishi | NF630SEW4P630A | India |  |  | 0 | 0.0 |  | 0 | 0 |  | 0 | 0 | 0 | 0 |  |  | 0 | 0 | 0 |  | 0 | [5 empty] | 0 |  |  | 0 | [13 empty] | Nos | 1.0 | [10 empty] | Ringlus Electro Controls & Automation PVT LTD | [18 empty] | CGST - RNG | 9.0
[120 empty] | SGST - RNG | 9.0
| 800A 50kA,Electronic Release based MCCB Mistubishi NF800SEW4P800A | 800A 50kA,Electronic Release based MCCB Mistubishi NF800SEW4P800A | MIAMCCB | Nos |  | 800A 50kA,Electronic Release based MCCB Mistubishi NF800SEW4P800A |  | 0 | 0 | 1 | 1 | 1 | 0.0 | 0.0 | 0.0 | 0 |  |  | 0.0 | Electrical Components | 800A 50kA,Electronic Release based MCCB Mistubishi NF800SEW4P800A | 0 | 31-12-2099 | Material Transfer |  | 0.0 |  | 0 | 0 |  | 0 | 0 | 0 | 0 |  | 0 | Item Attribute | 1 | Nos | 0.0 | 0.0 | 0 | 0.0 | 0 | Mistubishi | NF800SEW4P800A | India |  |  | 0 | 0.0 |  | 0 | 0 |  | 0 | 0 | 0 | 0 |  |  | 0 | 0 | 0 |  | 0 | [5 empty] | 0 |  |  | 0 | [13 empty] | Nos | 1.0 | [10 empty] | Ringlus Electro Controls & Automation PVT LTD | [18 empty] | CGST - RNG | 9.0
[120 empty] | SGST - RNG | 9.0
| 32A 70kA,Electronic Release based MCCB Mistubishi NF125HEV4P16-32A | 32A 70kA,Electronic Release based MCCB Mistubishi NF125HEV4P16-32A | MIAMCCB | Nos |  | 32A 70kA,Electronic Release based MCCB Mistubishi NF125HEV4P16-32A |  | 0 | 0 | 1 | 1 | 1 | 0.0 | 0.0 | 0.0 | 0 |  |  | 0.0 | Electrical Components | 32A 70kA,Electronic Release based MCCB Mistubishi NF125HEV4P16-32A | 0 | 31-12-2099 | Material Transfer |  | 0.0 |  | 0 | 0 |  | 0 | 0 | 0 | 0 |  | 0 | Item Attribute | 1 | Nos | 0.0 | 0.0 | 0 | 0.0 | 0 | Mistubishi | NF125HEV4P16-32A | India |  |  | 0 | 0.0 |  | 0 | 0 |  | 0 | 0 | 0 | 0 |  |  | 0 | 0 | 0 |  | 0 | [5 empty] | 0 |  |  | 0 | [13 empty] | Nos | 1.0 | [10 empty] | Ringlus Electro Controls & Automation PVT LTD | [18 empty] | CGST - RNG | 9.0
[120 empty] | SGST - RNG | 9.0
| 63A 70kA,Electronic Release based MCCB Mistubishi NF125HEV4P32-63A | 63A 70kA,Electronic Release based MCCB Mistubishi NF125HEV4P32-63A | MIAMCCB | Nos |  | 63A 70kA,Electronic Release based MCCB Mistubishi NF125HEV4P32-63A |  | 0 | 0 | 1 | 1 | 1 | 0.0 | 0.0 | 0.0 | 0 |  |  | 0.0 | Electrical Components | 63A 70kA,Electronic Release based MCCB Mistubishi NF125HEV4P32-63A | 0 | 31-12-2099 | Material Transfer |  | 0.0 |  | 0 | 0 |  | 0 | 0 | 0 | 0 |  | 0 | Item Attribute | 1 | Nos | 0.0 | 0.0 | 0 | 0.0 | 0 | Mistubishi | NF125HEV4P32-63A | India |  |  | 0 | 0.0 |  | 0 | 0 |  | 0 | 0 | 0 | 0 |  |  | 0 | 0 | 0 |  | 0 | [5 empty] | 0 |  |  | 0 | [13 empty] | Nos | 1.0 | [10 empty] | Ringlus Electro Controls & Automation PVT LTD | [18 empty] | CGST - RNG | 9.0
[120 empty] | SGST - RNG | 9.0
| 125A 70kA,Electronic Release based MCCB Mistubishi NF125HEV4P63-125A | 125A 70kA,Electronic Release based MCCB Mistubishi NF125HEV4P63-125A | MIAMCCB | Nos |  | 125A 70kA,Electronic Release based MCCB Mistubishi NF125HEV4P63-125A |  | 0 | 0 | 1 | 1 | 1 | 0.0 | 0.0 | 0.0 | 0 |  |  | 0.0 | Electrical Components | 125A 70kA,Electronic Release based MCCB Mistubishi NF125HEV4P63-125A | 0 | 31-12-2099 | Material Transfer |  | 0.0 |  | 0 | 0 |  | 0 | 0 | 0 | 0 |  | 0 | Item Attribute | 1 | Nos | 0.0 | 0.0 | 0 | 0.0 | 0 | Mistubishi | NF125HEV4P63-125A | India |  |  | 0 | 0.0 |  | 0 | 0 |  | 0 | 0 | 0 | 0 |  |  | 0 | 0 | 0 |  | 0 | [5 empty] | 0 |  |  | 0 | [13 empty] | Nos | 1.0 | [10 empty] | Ringlus Electro Controls & Automation PVT LTD | [18 empty] | CGST - RNG | 9.0
[120 empty] | SGST - RNG | 9.0
| 160A 70kA,Electronic Release based MCCB Mistubishi NF250HEW4P125-160A | 160A 70kA,Electronic Release based MCCB Mistubishi NF250HEW4P125-160A | MIAMCCB | Nos |  | 160A 70kA,Electronic Release based MCCB Mistubishi NF250HEW4P125-160A |  | 0 | 0 | 1 | 1 | 1 | 0.0 | 0.0 | 0.0 | 0 |  |  | 0.0 | Electrical Components | 160A 70kA,Electronic Release based MCCB Mistubishi NF250HEW4P125-160A | 0 | 31-12-2099 | Material Transfer |  | 0.0 |  | 0 | 0 |  | 0 | 0 | 0 | 0 |  | 0 | Item Attribute | 1 | Nos | 0.0 | 0.0 | 0 | 0.0 | 0 | Mistubishi | NF250HEW4P125-160A | India |  |  | 0 | 0.0 |  | 0 | 0 |  | 0 | 0 | 0 | 0 |  |  | 0 | 0 | 0 |  | 0 | [5 empty] | 0 |  |  | 0 | [13 empty] | Nos | 1.0 | [10 empty] | Ringlus Electro Controls & Automation PVT LTD | [18 empty] | CGST - RNG | 9.0
[120 empty] | SGST - RNG | 9.0
| 400A 70kA,Electronic Release based MCCB Mistubishi NF400HEW4P400A | 400A 70kA,Electronic Release based MCCB Mistubishi NF400HEW4P400A | MIAMCCB | Nos |  | 400A 70kA,Electronic Release based MCCB Mistubishi NF400HEW4P400A |  | 0 | 0 | 1 | 1 | 1 | 0.0 | 0.0 | 0.0 | 0 |  |  | 0.0 | Electrical Components | 400A 70kA,Electronic Release based MCCB Mistubishi NF400HEW4P400A | 0 | 31-12-2099 | Material Transfer |  | 0.0 |  | 0 | 0 |  | 0 | 0 | 0 | 0 |  | 0 | Item Attribute | 1 | Nos | 0.0 | 0.0 | 0 | 0.0 | 0 | Mistubishi | NF400HEW4P400A | India |  |  | 0 | 0.0 |  | 0 | 0 |  | 0 | 0 | 0 | 0 |  |  | 0 | 0 | 0 |  | 0 | [5 empty] | 0 |  |  | 0 | [13 empty] | Nos | 1.0 | [10 empty] | Ringlus Electro Controls & Automation PVT LTD | [18 empty] | CGST - RNG | 9.0
[120 empty] | SGST - RNG | 9.0
| 630A 70kA,Electronic Release based MCCB Mistubishi NF630HEW4P630A | 630A 70kA,Electronic Release based MCCB Mistubishi NF630HEW4P630A | MIAMCCB | Nos |  | 630A 70kA,Electronic Release based MCCB Mistubishi NF630HEW4P630A |  | 0 | 0 | 1 | 1 | 1 | 0.0 | 0.0 | 0.0 | 0 |  |  | 0.0 | Electrical Components | 630A 70kA,Electronic Release based MCCB Mistubishi NF630HEW4P630A | 0 | 31-12-2099 | Material Transfer |  | 0.0 |  | 0 | 0 |  | 0 | 0 | 0 | 0 |  | 0 | Item Attribute | 1 | Nos | 0.0 | 0.0 | 0 | 0.0 | 0 | Mistubishi | NF630HEW4P630A | India |  |  | 0 | 0.0 |  | 0 | 0 |  | 0 | 0 | 0 | 0 |  |  | 0 | 0 | 0 |  | 0 | [5 empty] | 0 |  |  | 0 | [13 empty] | Nos | 1.0 | [10 empty] | Ringlus Electro Controls & Automation PVT LTD | [18 empty] | CGST - RNG | 9.0
[120 empty] | SGST - RNG | 9.0
| 800A 70kA,Electronic Release based MCCB Mistubishi NF800HEW4P800A | 800A 70kA,Electronic Release based MCCB Mistubishi NF800HEW4P800A | MIAMCCB | Nos |  | 800A 70kA,Electronic Release based MCCB Mistubishi NF800HEW4P800A |  | 0 | 0 | 1 | 1 | 1 | 0.0 | 0.0 | 0.0 | 0 |  |  | 0.0 | Electrical Components | 800A 70kA,Electronic Release based MCCB Mistubishi NF800HEW4P800A | 0 | 31-12-2099 | Material Transfer |  | 0.0 |  | 0 | 0 |  | 0 | 0 | 0 | 0 |  | 0 | Item Attribute | 1 | Nos | 0.0 | 0.0 | 0 | 0.0 | 0 | Mistubishi | NF800HEW4P800A | India |  |  | 0 | 0.0 |  | 0 | 0 |  | 0 | 0 | 0 | 0 |  |  | 0 | 0 | 0 |  | 0 | [5 empty] | 0 |  |  | 0 | [13 empty] | Nos | 1.0 | [10 empty] | Ringlus Electro Controls & Automation PVT LTD | [18 empty] | CGST - RNG | 9.0
[120 empty] | SGST - RNG | 9.0
| NF125-250 SGV/LGV/HGV Ax Switch Mistubishi AX-05SV | NF125-250 SGV/LGV/HGV Ax Switch Mistubishi AX-05SV | MIAMCCB | Nos |  | NF125-250 SGV/LGV/HGV Ax Switch Mistubishi AX-05SV |  | 0 | 0 | 1 | 1 | 1 | 0.0 | 0.0 | 0.0 | 0 |  |  | 0.0 | Electrical Components | NF125-250 SGV/LGV/HGV Ax Switch Mistubishi AX-05SV | 0 | 31-12-2099 | Material Transfer |  | 0.0 |  | 0 | 0 |  | 0 | 0 | 0 | 0 |  | 0 | Item Attribute | 1 | Nos | 0.0 | 0.0 | 0 | 0.0 | 0 | Mistubishi | AX-05SV | India |  |  | 0 | 0.0 |  | 0 | 0 |  | 0 | 0 | 0 | 0 |  |  | 0 | 0 | 0 |  | 0 | [5 empty] | 0 |  |  | 0 | [13 empty] | Nos | 1.0 | [10 empty] | Ringlus Electro Controls & Automation PVT LTD | [18 empty] | CGST - RNG | 9.0
[120 empty] | SGST - RNG | 9.0
| NF125-250 SGV/LGV/HGV Alarm Swicth Mistubishi AL-05SV | NF125-250 SGV/LGV/HGV Alarm Swicth Mistubishi AL-05SV | MIAMCCB | Nos |  | NF125-250 SGV/LGV/HGV Alarm Swicth Mistubishi AL-05SV |  | 0 | 0 | 1 | 1 | 1 | 0.0 | 0.0 | 0.0 | 0 |  |  | 0.0 | Electrical Components | NF125-250 SGV/LGV/HGV Alarm Swicth Mistubishi AL-05SV | 0 | 31-12-2099 | Material Transfer |  | 0.0 |  | 0 | 0 |  | 0 | 0 | 0 | 0 |  | 0 | Item Attribute | 1 | Nos | 0.0 | 0.0 | 0 | 0.0 | 0 | Mistubishi | AL-05SV | India |  |  | 0 | 0.0 |  | 0 | 0 |  | 0 | 0 | 0 | 0 |  |  | 0 | 0 | 0 |  | 0 | [5 empty] | 0 |  |  | 0 | [13 empty] | Nos | 1.0 | [10 empty] | Ringlus Electro Controls & Automation PVT LTD | [18 empty] | CGST - RNG | 9.0
[120 empty] | SGST - RNG | 9.0
| NF125-250 SGV/LGV/HGV Aux/Alarm Swicth Mistubishi ALAX-05SV | NF125-250 SGV/LGV/HGV Aux/Alarm Swicth Mistubishi ALAX-05SV | MIAMCCB | Nos |  | NF125-250 SGV/LGV/HGV Aux/Alarm Swicth Mistubishi ALAX-05SV |  | 0 | 0 | 1 | 1 | 1 | 0.0 | 0.0 | 0.0 | 0 |  |  | 0.0 | Electrical Components | NF125-250 SGV/LGV/HGV Aux/Alarm Swicth Mistubishi ALAX-05SV | 0 | 31-12-2099 | Material Transfer |  | 0.0 |  | 0 | 0 |  | 0 | 0 | 0 | 0 |  | 0 | Item Attribute | 1 | Nos | 0.0 | 0.0 | 0 | 0.0 | 0 | Mistubishi | ALAX-05SV | India |  |  | 0 | 0.0 |  | 0 | 0 |  | 0 | 0 | 0 | 0 |  |  | 0 | 0 | 0 |  | 0 | [5 empty] | 0 |  |  | 0 | [13 empty] | Nos | 1.0 | [10 empty] | Ringlus Electro Controls & Automation PVT LTD | [18 empty] | CGST - RNG | 9.0
[120 empty] | SGST - RNG | 9.0
| NF125-250 SGV/LGV/HGV UV Release Mistubishi UVTSA250-05SVR | NF125-250 SGV/LGV/HGV UV Release Mistubishi UVTSA250-05SVR | MIAMCCB | Nos |  | NF125-250 SGV/LGV/HGV UV Release Mistubishi UVTSA250-05SVR |  | 0 | 0 | 1 | 1 | 1 | 0.0 | 0.0 | 0.0 | 0 |  |  | 0.0 | Electrical Components | NF125-250 SGV/LGV/HGV UV Release Mistubishi UVTSA250-05SVR | 0 | 31-12-2099 | Material Transfer |  | 0.0 |  | 0 | 0 |  | 0 | 0 | 0 | 0 |  | 0 | Item Attribute | 1 | Nos | 0.0 | 0.0 | 0 | 0.0 | 0 | Mistubishi | UVTSA250-05SVR | India |  |  | 0 | 0.0 |  | 0 | 0 |  | 0 | 0 | 0 | 0 |  |  | 0 | 0 | 0 |  | 0 | [5 empty] | 0 |  |  | 0 | [13 empty] | Nos | 1.0 | [10 empty] | Ringlus Electro Controls & Automation PVT LTD | [18 empty] | CGST - RNG | 9.0
[120 empty] | SGST - RNG | 9.0
| NF125-250 SGV/LGV/HGV Shunt Coil Mistubishi SHTA240V-05SVR | NF125-250 SGV/LGV/HGV Shunt Coil Mistubishi SHTA240V-05SVR | MIAMCCB | Nos |  | NF125-250 SGV/LGV/HGV Shunt Coil Mistubishi SHTA240V-05SVR |  | 0 | 0 | 1 | 1 | 1 | 0.0 | 0.0 | 0.0 | 0 |  |  | 0.0 | Electrical Components | NF125-250 SGV/LGV/HGV Shunt Coil Mistubishi SHTA240V-05SVR | 0 | 31-12-2099 | Material Transfer |  | 0.0 |  | 0 | 0 |  | 0 | 0 | 0 | 0 |  | 0 | Item Attribute | 1 | Nos | 0.0 | 0.0 | 0 | 0.0 | 0 | Mistubishi | SHTA240V-05SVR | India |  |  | 0 | 0.0 |  | 0 | 0 |  | 0 | 0 | 0 | 0 |  |  | 0 | 0 | 0 |  | 0 | [5 empty] | 0 |  |  | 0 | [13 empty] | Nos | 1.0 | [10 empty] | Ringlus Electro Controls & Automation PVT LTD | [18 empty] | CGST - RNG | 9.0
[120 empty] | SGST - RNG | 9.0
| NF125-250 SGV/LGV/HGV Direct Rotory Handle NF125-250 SGV/LGV/HGV Mistubishi F-2SV | NF125-250 SGV/LGV/HGV Direct Rotory Handle NF125-250 SGV/LGV/HGV Mistubishi F-2SV | MIAMCCB | Nos |  | NF125-250 SGV/LGV/HGV Direct Rotory Handle NF125-250 SGV/LGV/HGV Mistubishi F-2SV |  | 0 | 0 | 1 | 1 | 1 | 0.0 | 0.0 | 0.0 | 0 |  |  | 0.0 | Electrical Components | NF125-250 SGV/LGV/HGV Direct Rotory Handle NF125-250 SGV/LGV/HGV Mistubishi F-2SV | 0 | 31-12-2099 | Material Transfer |  | 0.0 |  | 0 | 0 |  | 0 | 0 | 0 | 0 |  | 0 | Item Attribute | 1 | Nos | 0.0 | 0.0 | 0 | 0.0 | 0 | Mistubishi | F-2SV | India |  |  | 0 | 0.0 |  | 0 | 0 |  | 0 | 0 | 0 | 0 |  |  | 0 | 0 | 0 |  | 0 | [5 empty] | 0 |  |  | 0 | [13 empty] | Nos | 1.0 | [10 empty] | Ringlus Electro Controls & Automation PVT LTD | [18 empty] | CGST - RNG | 9.0
[120 empty] | SGST - RNG | 9.0
| NF125-250 SGV/LGV/HGV Extended Rotory Handle NF125-250 SGV/LGV/HGV Mistubishi V-2SV | NF125-250 SGV/LGV/HGV Extended Rotory Handle NF125-250 SGV/LGV/HGV Mistubishi V-2SV | MIAMCCB | Nos |  | NF125-250 SGV/LGV/HGV Extended Rotory Handle NF125-250 SGV/LGV/HGV Mistubishi V-2SV |  | 0 | 0 | 1 | 1 | 1 | 0.0 | 0.0 | 0.0 | 0 |  |  | 0.0 | Electrical Components | NF125-250 SGV/LGV/HGV Extended Rotory Handle NF125-250 SGV/LGV/HGV Mistubishi V-2SV | 0 | 31-12-2099 | Material Transfer |  | 0.0 |  | 0 | 0 |  | 0 | 0 | 0 | 0 |  | 0 | Item Attribute | 1 | Nos | 0.0 | 0.0 | 0 | 0.0 | 0 | Mistubishi | V-2SV | India |  |  | 0 | 0.0 |  | 0 | 0 |  | 0 | 0 | 0 | 0 |  |  | 0 | 0 | 0 |  | 0 | [5 empty] | 0 |  |  | 0 | [13 empty] | Nos | 1.0 | [10 empty] | Ringlus Electro Controls & Automation PVT LTD | [18 empty] | CGST - RNG | 9.0
[120 empty] | SGST - RNG | 9.0
| NF125-250 SGV/LGV/HGV Adj Rod for Ext Handle NF125-250 SGV/LGV/HGV Mistubishi V-AD3S | NF125-250 SGV/LGV/HGV Adj Rod for Ext Handle NF125-250 SGV/LGV/HGV Mistubishi V-AD3S | MIAMCCB | Nos |  | NF125-250 SGV/LGV/HGV Adj Rod for Ext Handle NF125-250 SGV/LGV/HGV Mistubishi V-AD3S |  | 0 | 0 | 1 | 1 | 1 | 0.0 | 0.0 | 0.0 | 0 |  |  | 0.0 | Electrical Components | NF125-250 SGV/LGV/HGV Adj Rod for Ext Handle NF125-250 SGV/LGV/HGV Mistubishi V-AD3S | 0 | 31-12-2099 | Material Transfer |  | 0.0 |  | 0 | 0 |  | 0 | 0 | 0 | 0 |  | 0 | Item Attribute | 1 | Nos | 0.0 | 0.0 | 0 | 0.0 | 0 | Mistubishi | V-AD3S | India |  |  | 0 | 0.0 |  | 0 | 0 |  | 0 | 0 | 0 | 0 |  |  | 0 | 0 | 0 |  | 0 | [5 empty] | 0 |  |  | 0 | [13 empty] | Nos | 1.0 | [10 empty] | Ringlus Electro Controls & Automation PVT LTD | [18 empty] | CGST - RNG | 9.0
[120 empty] | SGST - RNG | 9.0
| NF125-250 SGV/LGV/HGV MOTOR MECHANISM FOR 100-240V AC & 100-250V DC Mistubishi MDSAD240-NF2SVE | NF125-250 SGV/LGV/HGV MOTOR MECHANISM FOR 100-240V AC & 100-250V DC Mistubishi MDSAD240-NF2SVE | MIAMCCB | Nos |  | NF125-250 SGV/LGV/HGV MOTOR MECHANISM FOR 100-240V AC & 100-250V DC Mistubishi MDSAD240-NF2SVE |  | 0 | 0 | 1 | 1 | 1 | 0.0 | 0.0 | 0.0 | 0 |  |  | 0.0 | Electrical Components | NF125-250 SGV/LGV/HGV MOTOR MECHANISM FOR 100-240V AC & 100-250V DC Mistubishi MDSAD240-NF2SVE | 0 | 31-12-2099 | Material Transfer |  | 0.0 |  | 0 | 0 |  | 0 | 0 | 0 | 0 |  | 0 | Item Attribute | 1 | Nos | 0.0 | 0.0 | 0 | 0.0 | 0 | Mistubishi | MDSAD240-NF2SVE | India |  |  | 0 | 0.0 |  | 0 | 0 |  | 0 | 0 | 0 | 0 |  |  | 0 | 0 | 0 |  | 0 | [5 empty] | 0 |  |  | 0 | [13 empty] | Nos | 1.0 | [10 empty] | Ringlus Electro Controls & Automation PVT LTD | [18 empty] | CGST - RNG | 9.0
[120 empty] | SGST - RNG | 9.0
| NF125-250 SGV/LGV/HGV MOTOR MECHANISM FOR 24V DC Mistubishi MDSD024-NF2SVE | NF125-250 SGV/LGV/HGV MOTOR MECHANISM FOR 24V DC Mistubishi MDSD024-NF2SVE | MIAMCCB | Nos |  | NF125-250 SGV/LGV/HGV MOTOR MECHANISM FOR 24V DC Mistubishi MDSD024-NF2SVE |  | 0 | 0 | 1 | 1 | 1 | 0.0 | 0.0 | 0.0 | 0 |  |  | 0.0 | Electrical Components | NF125-250 SGV/LGV/HGV MOTOR MECHANISM FOR 24V DC Mistubishi MDSD024-NF2SVE | 0 | 31-12-2099 | Material Transfer |  | 0.0 |  | 0 | 0 |  | 0 | 0 | 0 | 0 |  | 0 | Item Attribute | 1 | Nos | 0.0 | 0.0 | 0 | 0.0 | 0 | Mistubishi | MDSD024-NF2SVE | India |  |  | 0 | 0.0 |  | 0 | 0 |  | 0 | 0 | 0 | 0 |  |  | 0 | 0 | 0 |  | 0 | [5 empty] | 0 |  |  | 0 | [13 empty] | Nos | 1.0 | [10 empty] | Ringlus Electro Controls & Automation PVT LTD | [18 empty] | CGST - RNG | 9.0
[120 empty] | SGST - RNG | 9.0
| NF125-250 SGV/LGV/HGV SPREADER 100/125/160/250(SET OF 3) 3P Mistubishi SPR250A3P | NF125-250 SGV/LGV/HGV SPREADER 100/125/160/250(SET OF 3) 3P Mistubishi SPR250A3P | MIAMCCB | Nos |  | NF125-250 SGV/LGV/HGV SPREADER 100/125/160/250(SET OF 3) 3P Mistubishi SPR250A3P |  | 0 | 0 | 1 | 1 | 1 | 0.0 | 0.0 | 0.0 | 0 |  |  | 0.0 | Electrical Components | NF125-250 SGV/LGV/HGV SPREADER 100/125/160/250(SET OF 3) 3P Mistubishi SPR250A3P | 0 | 31-12-2099 | Material Transfer |  | 0.0 |  | 0 | 0 |  | 0 | 0 | 0 | 0 |  | 0 | Item Attribute | 1 | Nos | 0.0 | 0.0 | 0 | 0.0 | 0 | Mistubishi | SPR250A3P | India |  |  | 0 | 0.0 |  | 0 | 0 |  | 0 | 0 | 0 | 0 |  |  | 0 | 0 | 0 |  | 0 | [5 empty] | 0 |  |  | 0 | [13 empty] | Nos | 1.0 | [10 empty] | Ringlus Electro Controls & Automation PVT LTD | [18 empty] | CGST - RNG | 9.0
[120 empty] | SGST - RNG | 9.0
| NF125-250 SGV/LGV/HGV SPREADER 100/125/160/250(SET OF 4) 4P Mistubishi SPR250A4P | NF125-250 SGV/LGV/HGV SPREADER 100/125/160/250(SET OF 4) 4P Mistubishi SPR250A4P | MIAMCCB | Nos |  | NF125-250 SGV/LGV/HGV SPREADER 100/125/160/250(SET OF 4) 4P Mistubishi SPR250A4P |  | 0 | 0 | 1 | 1 | 1 | 0.0 | 0.0 | 0.0 | 0 |  |  | 0.0 | Electrical Components | NF125-250 SGV/LGV/HGV SPREADER 100/125/160/250(SET OF 4) 4P Mistubishi SPR250A4P | 0 | 31-12-2099 | Material Transfer |  | 0.0 |  | 0 | 0 |  | 0 | 0 | 0 | 0 |  | 0 | Item Attribute | 1 | Nos | 0.0 | 0.0 | 0 | 0.0 | 0 | Mistubishi | SPR250A4P | India |  |  | 0 | 0.0 |  | 0 | 0 |  | 0 | 0 | 0 | 0 |  |  | 0 | 0 | 0 |  | 0 | [5 empty] | 0 |  |  | 0 | [13 empty] | Nos | 1.0 | [10 empty] | Ringlus Electro Controls & Automation PVT LTD | [18 empty] | CGST - RNG | 9.0
[120 empty] | SGST - RNG | 9.0
| NF400-800 SGV/LGV/HGV Ax Switch Mistubishi AX-4SW | NF400-800 SGV/LGV/HGV Ax Switch Mistubishi AX-4SW | MIAMCCB | Nos |  | NF400-800 SGV/LGV/HGV Ax Switch Mistubishi AX-4SW |  | 0 | 0 | 1 | 1 | 1 | 0.0 | 0.0 | 0.0 | 0 |  |  | 0.0 | Electrical Components | NF400-800 SGV/LGV/HGV Ax Switch Mistubishi AX-4SW | 0 | 31-12-2099 | Material Transfer |  | 0.0 |  | 0 | 0 |  | 0 | 0 | 0 | 0 |  | 0 | Item Attribute | 1 | Nos | 0.0 | 0.0 | 0 | 0.0 | 0 | Mistubishi | AX-4SW | India |  |  | 0 | 0.0 |  | 0 | 0 |  | 0 | 0 | 0 | 0 |  |  | 0 | 0 | 0 |  | 0 | [5 empty] | 0 |  |  | 0 | [13 empty] | Nos | 1.0 | [10 empty] | Ringlus Electro Controls & Automation PVT LTD | [18 empty] | CGST - RNG | 9.0
[120 empty] | SGST - RNG | 9.0
| NF400-800 SGV/LGV/HGV Alarm Swicth Mistubishi AL-4SWL | NF400-800 SGV/LGV/HGV Alarm Swicth Mistubishi AL-4SWL | MIAMCCB | Nos |  | NF400-800 SGV/LGV/HGV Alarm Swicth Mistubishi AL-4SWL |  | 0 | 0 | 1 | 1 | 1 | 0.0 | 0.0 | 0.0 | 0 |  |  | 0.0 | Electrical Components | NF400-800 SGV/LGV/HGV Alarm Swicth Mistubishi AL-4SWL | 0 | 31-12-2099 | Material Transfer |  | 0.0 |  | 0 | 0 |  | 0 | 0 | 0 | 0 |  | 0 | Item Attribute | 1 | Nos | 0.0 | 0.0 | 0 | 0.0 | 0 | Mistubishi | AL-4SWL | India |  |  | 0 | 0.0 |  | 0 | 0 |  | 0 | 0 | 0 | 0 |  |  | 0 | 0 | 0 |  | 0 | [5 empty] | 0 |  |  | 0 | [13 empty] | Nos | 1.0 | [10 empty] | Ringlus Electro Controls & Automation PVT LTD | [18 empty] | CGST - RNG | 9.0
[120 empty] | SGST - RNG | 9.0
| NF400-800 SGV/LGV/HGV Aux/Alarm Swicth Mistubishi ALAX-4SW | NF400-800 SGV/LGV/HGV Aux/Alarm Swicth Mistubishi ALAX-4SW | MIAMCCB | Nos |  | NF400-800 SGV/LGV/HGV Aux/Alarm Swicth Mistubishi ALAX-4SW |  | 0 | 0 | 1 | 1 | 1 | 0.0 | 0.0 | 0.0 | 0 |  |  | 0.0 | Electrical Components | NF400-800 SGV/LGV/HGV Aux/Alarm Swicth Mistubishi ALAX-4SW | 0 | 31-12-2099 | Material Transfer |  | 0.0 |  | 0 | 0 |  | 0 | 0 | 0 | 0 |  | 0 | Item Attribute | 1 | Nos | 0.0 | 0.0 | 0 | 0.0 | 0 | Mistubishi | ALAX-4SW | India |  |  | 0 | 0.0 |  | 0 | 0 |  | 0 | 0 | 0 | 0 |  |  | 0 | 0 | 0 |  | 0 | [5 empty] | 0 |  |  | 0 | [13 empty] | Nos | 1.0 | [10 empty] | Ringlus Electro Controls & Automation PVT LTD | [18 empty] | CGST - RNG | 9.0
[120 empty] | SGST - RNG | 9.0
| NF400-800 SGV/LGV/HGV UV Release 200-220/230-250V AC Mistubishi UVTSA250-4SW | NF400-800 SGV/LGV/HGV UV Release 200-220/230-250V AC Mistubishi UVTSA250-4SW | MIAMCCB | Nos |  | NF400-800 SGV/LGV/HGV UV Release 200-220/230-250V AC Mistubishi UVTSA250-4SW |  | 0 | 0 | 1 | 1 | 1 | 0.0 | 0.0 | 0.0 | 0 |  |  | 0.0 | Electrical Components | NF400-800 SGV/LGV/HGV UV Release 200-220/230-250V AC Mistubishi UVTSA250-4SW | 0 | 31-12-2099 | Material Transfer |  | 0.0 |  | 0 | 0 |  | 0 | 0 | 0 | 0 |  | 0 | Item Attribute | 1 | Nos | 0.0 | 0.0 | 0 | 0.0 | 0 | Mistubishi | UVTSA250-4SW | India |  |  | 0 | 0.0 |  | 0 | 0 |  | 0 | 0 | 0 | 0 |  |  | 0 | 0 | 0 |  | 0 | [5 empty] | 0 |  |  | 0 | [13 empty] | Nos | 1.0 | [10 empty] | Ringlus Electro Controls & Automation PVT LTD | [18 empty] | CGST - RNG | 9.0
[120 empty] | SGST - RNG | 9.0
| NF400-800 SGV/LGV/HGV Shunt Coil 100-240V AC Mistubishi SHT-4SA | NF400-800 SGV/LGV/HGV Shunt Coil 100-240V AC Mistubishi SHT-4SA | MIAMCCB | Nos |  | NF400-800 SGV/LGV/HGV Shunt Coil 100-240V AC Mistubishi SHT-4SA |  | 0 | 0 | 1 | 1 | 1 | 0.0 | 0.0 | 0.0 | 0 |  |  | 0.0 | Electrical Components | NF400-800 SGV/LGV/HGV Shunt Coil 100-240V AC Mistubishi SHT-4SA | 0 | 31-12-2099 | Material Transfer |  | 0.0 |  | 0 | 0 |  | 0 | 0 | 0 | 0 |  | 0 | Item Attribute | 1 | Nos | 0.0 | 0.0 | 0 | 0.0 | 0 | Mistubishi | SHT-4SA | India |  |  | 0 | 0.0 |  | 0 | 0 |  | 0 | 0 | 0 | 0 |  |  | 0 | 0 | 0 |  | 0 | [5 empty] | 0 |  |  | 0 | [13 empty] | Nos | 1.0 | [10 empty] | Ringlus Electro Controls & Automation PVT LTD | [18 empty] | CGST - RNG | 9.0
[120 empty] | SGST - RNG | 9.0
| NF400-800 SGV/LGV/HGV Direct Rotory Handle NF400/630 Mistubishi F-4S | NF400-800 SGV/LGV/HGV Direct Rotory Handle NF400/630 Mistubishi F-4S | MIAMCCB | Nos |  | NF400-800 SGV/LGV/HGV Direct Rotory Handle NF400/630 Mistubishi F-4S |  | 0 | 0 | 1 | 1 | 1 | 0.0 | 0.0 | 0.0 | 0 |  |  | 0.0 | Electrical Components | NF400-800 SGV/LGV/HGV Direct Rotory Handle NF400/630 Mistubishi F-4S | 0 | 31-12-2099 | Material Transfer |  | 0.0 |  | 0 | 0 |  | 0 | 0 | 0 | 0 |  | 0 | Item Attribute | 1 | Nos | 0.0 | 0.0 | 0 | 0.0 | 0 | Mistubishi | F-4S | India |  |  | 0 | 0.0 |  | 0 | 0 |  | 0 | 0 | 0 | 0 |  |  | 0 | 0 | 0 |  | 0 | [5 empty] | 0 |  |  | 0 | [13 empty] | Nos | 1.0 | [10 empty] | Ringlus Electro Controls & Automation PVT LTD | [18 empty] | CGST - RNG | 9.0
[120 empty] | SGST - RNG | 9.0
| NF400-800 SGV/LGV/HGV Direct Rotory Handle NF800 Mistubishi F-8S | NF400-800 SGV/LGV/HGV Direct Rotory Handle NF800 Mistubishi F-8S | MIAMCCB | Nos |  | NF400-800 SGV/LGV/HGV Direct Rotory Handle NF800 Mistubishi F-8S |  | 0 | 0 | 1 | 1 | 1 | 0.0 | 0.0 | 0.0 | 0 |  |  | 0.0 | Electrical Components | NF400-800 SGV/LGV/HGV Direct Rotory Handle NF800 Mistubishi F-8S | 0 | 31-12-2099 | Material Transfer |  | 0.0 |  | 0 | 0 |  | 0 | 0 | 0 | 0 |  | 0 | Item Attribute | 1 | Nos | 0.0 | 0.0 | 0 | 0.0 | 0 | Mistubishi | F-8S | India |  |  | 0 | 0.0 |  | 0 | 0 |  | 0 | 0 | 0 | 0 |  |  | 0 | 0 | 0 |  | 0 | [5 empty] | 0 |  |  | 0 | [13 empty] | Nos | 1.0 | [10 empty] | Ringlus Electro Controls & Automation PVT LTD | [18 empty] | CGST - RNG | 9.0
[120 empty] | SGST - RNG | 9.0
| NF400-800 SGV/LGV/HGV Extended Rotory Handle NF400/630 Mistubishi V-4S | NF400-800 SGV/LGV/HGV Extended Rotory Handle NF400/630 Mistubishi V-4S | MIAMCCB | Nos |  | NF400-800 SGV/LGV/HGV Extended Rotory Handle NF400/630 Mistubishi V-4S |  | 0 | 0 | 1 | 1 | 1 | 0.0 | 0.0 | 0.0 | 0 |  |  | 0.0 | Electrical Components | NF400-800 SGV/LGV/HGV Extended Rotory Handle NF400/630 Mistubishi V-4S | 0 | 31-12-2099 | Material Transfer |  | 0.0 |  | 0 | 0 |  | 0 | 0 | 0 | 0 |  | 0 | Item Attribute | 1 | Nos | 0.0 | 0.0 | 0 | 0.0 | 0 | Mistubishi | V-4S | India |  |  | 0 | 0.0 |  | 0 | 0 |  | 0 | 0 | 0 | 0 |  |  | 0 | 0 | 0 |  | 0 | [5 empty] | 0 |  |  | 0 | [13 empty] | Nos | 1.0 | [10 empty] | Ringlus Electro Controls & Automation PVT LTD | [18 empty] | CGST - RNG | 9.0
[120 empty] | SGST - RNG | 9.0
| NF400-800 SGV/LGV/HGV Extended Rotory Handle NF800 Mistubishi V-8S | NF400-800 SGV/LGV/HGV Extended Rotory Handle NF800 Mistubishi V-8S | MIAMCCB | Nos |  | NF400-800 SGV/LGV/HGV Extended Rotory Handle NF800 Mistubishi V-8S |  | 0 | 0 | 1 | 1 | 1 | 0.0 | 0.0 | 0.0 | 0 |  |  | 0.0 | Electrical Components | NF400-800 SGV/LGV/HGV Extended Rotory Handle NF800 Mistubishi V-8S | 0 | 31-12-2099 | Material Transfer |  | 0.0 |  | 0 | 0 |  | 0 | 0 | 0 | 0 |  | 0 | Item Attribute | 1 | Nos | 0.0 | 0.0 | 0 | 0.0 | 0 | Mistubishi | V-8S | India |  |  | 0 | 0.0 |  | 0 | 0 |  | 0 | 0 | 0 | 0 |  |  | 0 | 0 | 0 |  | 0 | [5 empty] | 0 |  |  | 0 | [13 empty] | Nos | 1.0 | [10 empty] | Ringlus Electro Controls & Automation PVT LTD | [18 empty] | CGST - RNG | 9.0
[120 empty] | SGST - RNG | 9.0
| NF400-800 SGV/LGV/HGV Adj Rod for Ext Handle NF125-250 SGV/LGV/HGV Mistubishi V-AD3L | NF400-800 SGV/LGV/HGV Adj Rod for Ext Handle NF125-250 SGV/LGV/HGV Mistubishi V-AD3L | MIAMCCB | Nos |  | NF400-800 SGV/LGV/HGV Adj Rod for Ext Handle NF125-250 SGV/LGV/HGV Mistubishi V-AD3L |  | 0 | 0 | 1 | 1 | 1 | 0.0 | 0.0 | 0.0 | 0 |  |  | 0.0 | Electrical Components | NF400-800 SGV/LGV/HGV Adj Rod for Ext Handle NF125-250 SGV/LGV/HGV Mistubishi V-AD3L | 0 | 31-12-2099 | Material Transfer |  | 0.0 |  | 0 | 0 |  | 0 | 0 | 0 | 0 |  | 0 | Item Attribute | 1 | Nos | 0.0 | 0.0 | 0 | 0.0 | 0 | Mistubishi | V-AD3L | India |  |  | 0 | 0.0 |  | 0 | 0 |  | 0 | 0 | 0 | 0 |  |  | 0 | 0 | 0 |  | 0 | [5 empty] | 0 |  |  | 0 | [13 empty] | Nos | 1.0 | [10 empty] | Ringlus Electro Controls & Automation PVT LTD | [18 empty] | CGST - RNG | 9.0
[120 empty] | SGST - RNG | 9.0
| NF400-800 SGV/LGV/HGV MOTOR MECHANISM 400/630 FOR 100-240V AC & 100-250 Mistubishi MD-4SWA240 | NF400-800 SGV/LGV/HGV MOTOR MECHANISM 400/630 FOR 100-240V AC & 100-250 Mistubishi MD-4SWA240 | MIAMCCB | Nos |  | NF400-800 SGV/LGV/HGV MOTOR MECHANISM 400/630 FOR 100-240V AC & 100-250 Mistubishi MD-4SWA240 |  | 0 | 0 | 1 | 1 | 1 | 0.0 | 0.0 | 0.0 | 0 |  |  | 0.0 | Electrical Components | NF400-800 SGV/LGV/HGV MOTOR MECHANISM 400/630 FOR 100-240V AC & 100-250 Mistubishi MD-4SWA240 | 0 | 31-12-2099 | Material Transfer |  | 0.0 |  | 0 | 0 |  | 0 | 0 | 0 | 0 |  | 0 | Item Attribute | 1 | Nos | 0.0 | 0.0 | 0 | 0.0 | 0 | Mistubishi | MD-4SWA240 | India |  |  | 0 | 0.0 |  | 0 | 0 |  | 0 | 0 | 0 | 0 |  |  | 0 | 0 | 0 |  | 0 | [5 empty] | 0 |  |  | 0 | [13 empty] | Nos | 1.0 | [10 empty] | Ringlus Electro Controls & Automation PVT LTD | [18 empty] | CGST - RNG | 9.0
[120 empty] | SGST - RNG | 9.0
| NF400-800 SGV/LGV/HGV MOTOR MECHANISM 400/630 FOR 24V DC Mistubishi MD-4SWA24 | NF400-800 SGV/LGV/HGV MOTOR MECHANISM 400/630 FOR 24V DC Mistubishi MD-4SWA24 | MIAMCCB | Nos |  | NF400-800 SGV/LGV/HGV MOTOR MECHANISM 400/630 FOR 24V DC Mistubishi MD-4SWA24 |  | 0 | 0 | 1 | 1 | 1 | 0.0 | 0.0 | 0.0 | 0 |  |  | 0.0 | Electrical Components | NF400-800 SGV/LGV/HGV MOTOR MECHANISM 400/630 FOR 24V DC Mistubishi MD-4SWA24 | 0 | 31-12-2099 | Material Transfer |  | 0.0 |  | 0 | 0 |  | 0 | 0 | 0 | 0 |  | 0 | Item Attribute | 1 | Nos | 0.0 | 0.0 | 0 | 0.0 | 0 | Mistubishi | MD-4SWA24 | India |  |  | 0 | 0.0 |  | 0 | 0 |  | 0 | 0 | 0 | 0 |  |  | 0 | 0 | 0 |  | 0 | [5 empty] | 0 |  |  | 0 | [13 empty] | Nos | 1.0 | [10 empty] | Ringlus Electro Controls & Automation PVT LTD | [18 empty] | CGST - RNG | 9.0
[120 empty] | SGST - RNG | 9.0
| NF400-800 SGV/LGV/HGV SPREADER 400/630 (SET OF 3) 3P Mistubishi SPR630A3P | NF400-800 SGV/LGV/HGV SPREADER 400/630 (SET OF 3) 3P Mistubishi SPR630A3P | MIAMCCB | Nos |  | NF400-800 SGV/LGV/HGV SPREADER 400/630 (SET OF 3) 3P Mistubishi SPR630A3P |  | 0 | 0 | 1 | 1 | 1 | 0.0 | 0.0 | 0.0 | 0 |  |  | 0.0 | Electrical Components | NF400-800 SGV/LGV/HGV SPREADER 400/630 (SET OF 3) 3P Mistubishi SPR630A3P | 0 | 31-12-2099 | Material Transfer |  | 0.0 |  | 0 | 0 |  | 0 | 0 | 0 | 0 |  | 0 | Item Attribute | 1 | Nos | 0.0 | 0.0 | 0 | 0.0 | 0 | Mistubishi | SPR630A3P | India |  |  | 0 | 0.0 |  | 0 | 0 |  | 0 | 0 | 0 | 0 |  |  | 0 | 0 | 0 |  | 0 | [5 empty] | 0 |  |  | 0 | [13 empty] | Nos | 1.0 | [10 empty] | Ringlus Electro Controls & Automation PVT LTD | [18 empty] | CGST - RNG | 9.0
[120 empty] | SGST - RNG | 9.0
| NF400-800 SGV/LGV/HGV SPREADER 400/630 (SET OF 4) 4P Mistubishi SPR630A4P | NF400-800 SGV/LGV/HGV SPREADER 400/630 (SET OF 4) 4P Mistubishi SPR630A4P | MIAMCCB | Nos |  | NF400-800 SGV/LGV/HGV SPREADER 400/630 (SET OF 4) 4P Mistubishi SPR630A4P |  | 0 | 0 | 1 | 1 | 1 | 0.0 | 0.0 | 0.0 | 0 |  |  | 0.0 | Electrical Components | NF400-800 SGV/LGV/HGV SPREADER 400/630 (SET OF 4) 4P Mistubishi SPR630A4P | 0 | 31-12-2099 | Material Transfer |  | 0.0 |  | 0 | 0 |  | 0 | 0 | 0 | 0 |  | 0 | Item Attribute | 1 | Nos | 0.0 | 0.0 | 0 | 0.0 | 0 | Mistubishi | SPR630A4P | India |  |  | 0 | 0.0 |  | 0 | 0 |  | 0 | 0 | 0 | 0 |  |  | 0 | 0 | 0 |  | 0 | [5 empty] | 0 |  |  | 0 | [13 empty] | Nos | 1.0 | [10 empty] | Ringlus Electro Controls & Automation PVT LTD | [18 empty] | CGST - RNG | 9.0
[120 empty] | SGST - RNG | 9.0
| 630A,65kA MDO Draw Out LSIG Mistubishi AE630-SW 3P 630A | 630A,65kA MDO Draw Out LSIG Mistubishi AE630-SW 3P 630A | MIDACB | Nos |  | 630A,65kA MDO Draw Out LSIG Mistubishi AE630-SW 3P 630A |  | 0 | 0 | 1 | 1 | 1 | 0.0 | 0.0 | 0.0 | 0 |  |  | 0.0 | Electrical Components | 630A,65kA MDO Draw Out LSIG Mistubishi AE630-SW 3P 630A | 0 | 31-12-2099 | Material Transfer |  | 0.0 |  | 0 | 0 |  | 0 | 0 | 0 | 0 |  | 0 | Item Attribute | 1 | Nos | 0.0 | 0.0 | 0 | 0.0 | 0 | Mistubishi | AE630-SW 3P 630A | India |  |  | 0 | 0.0 |  | 0 | 0 |  | 0 | 0 | 0 | 0 |  |  | 0 | 0 | 0 |  | 0 | [5 empty] | 0 |  |  | 0 | [13 empty] | Nos | 1.0 | [10 empty] | Ringlus Electro Controls & Automation PVT LTD | [18 empty] | CGST - RNG | 9.0
[120 empty] | SGST - RNG | 9.0
| 630A,65kA MDO Draw Out LSIG Mistubishi AE630-SW 4P 630A | 630A,65kA MDO Draw Out LSIG Mistubishi AE630-SW 4P 630A | MIDACB | Nos |  | 630A,65kA MDO Draw Out LSIG Mistubishi AE630-SW 4P 630A |  | 0 | 0 | 1 | 1 | 1 | 0.0 | 0.0 | 0.0 | 0 |  |  | 0.0 | Electrical Components | 630A,65kA MDO Draw Out LSIG Mistubishi AE630-SW 4P 630A | 0 | 31-12-2099 | Material Transfer |  | 0.0 |  | 0 | 0 |  | 0 | 0 | 0 | 0 |  | 0 | Item Attribute | 1 | Nos | 0.0 | 0.0 | 0 | 0.0 | 0 | Mistubishi | AE630-SW 4P 630A | India |  |  | 0 | 0.0 |  | 0 | 0 |  | 0 | 0 | 0 | 0 |  |  | 0 | 0 | 0 |  | 0 | [5 empty] | 0 |  |  | 0 | [13 empty] | Nos | 1.0 | [10 empty] | Ringlus Electro Controls & Automation PVT LTD | [18 empty] | CGST - RNG | 9.0
[120 empty] | SGST - RNG | 9.0
| 1000A,65kA MDO Draw Out LSIG Mistubishi AE1000-SW 3P 1000A | 1000A,65kA MDO Draw Out LSIG Mistubishi AE1000-SW 3P 1000A | MIDACB | Nos |  | 1000A,65kA MDO Draw Out LSIG Mistubishi AE1000-SW 3P 1000A |  | 0 | 0 | 1 | 1 | 1 | 0.0 | 0.0 | 0.0 | 0 |  |  | 0.0 | Electrical Components | 1000A,65kA MDO Draw Out LSIG Mistubishi AE1000-SW 3P 1000A | 0 | 31-12-2099 | Material Transfer |  | 0.0 |  | 0 | 0 |  | 0 | 0 | 0 | 0 |  | 0 | Item Attribute | 1 | Nos | 0.0 | 0.0 | 0 | 0.0 | 0 | Mistubishi | AE1000-SW 3P 1000A | India |  |  | 0 | 0.0 |  | 0 | 0 |  | 0 | 0 | 0 | 0 |  |  | 0 | 0 | 0 |  | 0 | [5 empty] | 0 |  |  | 0 | [13 empty] | Nos | 1.0 | [10 empty] | Ringlus Electro Controls & Automation PVT LTD | [18 empty] | CGST - RNG | 9.0
[120 empty] | SGST - RNG | 9.0
| 1000A,65kA MDO Draw Out LSIG Mistubishi AE1000-SW 4P 1000A | 1000A,65kA MDO Draw Out LSIG Mistubishi AE1000-SW 4P 1000A | MIDACB | Nos |  | 1000A,65kA MDO Draw Out LSIG Mistubishi AE1000-SW 4P 1000A |  | 0 | 0 | 1 | 1 | 1 | 0.0 | 0.0 | 0.0 | 0 |  |  | 0.0 | Electrical Components | 1000A,65kA MDO Draw Out LSIG Mistubishi AE1000-SW 4P 1000A | 0 | 31-12-2099 | Material Transfer |  | 0.0 |  | 0 | 0 |  | 0 | 0 | 0 | 0 |  | 0 | Item Attribute | 1 | Nos | 0.0 | 0.0 | 0 | 0.0 | 0 | Mistubishi | AE1000-SW 4P 1000A | India |  |  | 0 | 0.0 |  | 0 | 0 |  | 0 | 0 | 0 | 0 |  |  | 0 | 0 | 0 |  | 0 | [5 empty] | 0 |  |  | 0 | [13 empty] | Nos | 1.0 | [10 empty] | Ringlus Electro Controls & Automation PVT LTD | [18 empty] | CGST - RNG | 9.0
[120 empty] | SGST - RNG | 9.0
| 1250A,65kA MDO Draw Out LSIG Mistubishi AE1250-SW 3P 1250A | 1250A,65kA MDO Draw Out LSIG Mistubishi AE1250-SW 3P 1250A | MIDACB | Nos |  | 1250A,65kA MDO Draw Out LSIG Mistubishi AE1250-SW 3P 1250A |  | 0 | 0 | 1 | 1 | 1 | 0.0 | 0.0 | 0.0 | 0 |  |  | 0.0 | Electrical Components | 1250A,65kA MDO Draw Out LSIG Mistubishi AE1250-SW 3P 1250A | 0 | 31-12-2099 | Material Transfer |  | 0.0 |  | 0 | 0 |  | 0 | 0 | 0 | 0 |  | 0 | Item Attribute | 1 | Nos | 0.0 | 0.0 | 0 | 0.0 | 0 | Mistubishi | AE1250-SW 3P 1250A | India |  |  | 0 | 0.0 |  | 0 | 0 |  | 0 | 0 | 0 | 0 |  |  | 0 | 0 | 0 |  | 0 | [5 empty] | 0 |  |  | 0 | [13 empty] | Nos | 1.0 | [10 empty] | Ringlus Electro Controls & Automation PVT LTD | [18 empty] | CGST - RNG | 9.0
[120 empty] | SGST - RNG | 9.0
| 1250A,65kA MDO Draw Out LSIG Mistubishi AE1250-SW 4P 1250A | 1250A,65kA MDO Draw Out LSIG Mistubishi AE1250-SW 4P 1250A | MIDACB | Nos |  | 1250A,65kA MDO Draw Out LSIG Mistubishi AE1250-SW 4P 1250A |  | 0 | 0 | 1 | 1 | 1 | 0.0 | 0.0 | 0.0 | 0 |  |  | 0.0 | Electrical Components | 1250A,65kA MDO Draw Out LSIG Mistubishi AE1250-SW 4P 1250A | 0 | 31-12-2099 | Material Transfer |  | 0.0 |  | 0 | 0 |  | 0 | 0 | 0 | 0 |  | 0 | Item Attribute | 1 | Nos | 0.0 | 0.0 | 0 | 0.0 | 0 | Mistubishi | AE1250-SW 4P 1250A | India |  |  | 0 | 0.0 |  | 0 | 0 |  | 0 | 0 | 0 | 0 |  |  | 0 | 0 | 0 |  | 0 | [5 empty] | 0 |  |  | 0 | [13 empty] | Nos | 1.0 | [10 empty] | Ringlus Electro Controls & Automation PVT LTD | [18 empty] | CGST - RNG | 9.0
[120 empty] | SGST - RNG | 9.0
| 1600A,65kA MDO Draw Out LSIG Mistubishi AE1600-SW 3P 1600A | 1600A,65kA MDO Draw Out LSIG Mistubishi AE1600-SW 3P 1600A | MIDACB | Nos |  | 1600A,65kA MDO Draw Out LSIG Mistubishi AE1600-SW 3P 1600A |  | 0 | 0 | 1 | 1 | 1 | 0.0 | 0.0 | 0.0 | 0 |  |  | 0.0 | Electrical Components | 1600A,65kA MDO Draw Out LSIG Mistubishi AE1600-SW 3P 1600A | 0 | 31-12-2099 | Material Transfer |  | 0.0 |  | 0 | 0 |  | 0 | 0 | 0 | 0 |  | 0 | Item Attribute | 1 | Nos | 0.0 | 0.0 | 0 | 0.0 | 0 | Mistubishi | AE1600-SW 3P 1600A | India |  |  | 0 | 0.0 |  | 0 | 0 |  | 0 | 0 | 0 | 0 |  |  | 0 | 0 | 0 |  | 0 | [5 empty] | 0 |  |  | 0 | [13 empty] | Nos | 1.0 | [10 empty] | Ringlus Electro Controls & Automation PVT LTD | [18 empty] | CGST - RNG | 9.0
[120 empty] | SGST - RNG | 9.0
| 1600A,65kA MDO Draw Out LSIG Mistubishi AE1600-SW 4P 1600A | 1600A,65kA MDO Draw Out LSIG Mistubishi AE1600-SW 4P 1600A | MIDACB | Nos |  | 1600A,65kA MDO Draw Out LSIG Mistubishi AE1600-SW 4P 1600A |  | 0 | 0 | 1 | 1 | 1 | 0.0 | 0.0 | 0.0 | 0 |  |  | 0.0 | Electrical Components | 1600A,65kA MDO Draw Out LSIG Mistubishi AE1600-SW 4P 1600A | 0 | 31-12-2099 | Material Transfer |  | 0.0 |  | 0 | 0 |  | 0 | 0 | 0 | 0 |  | 0 | Item Attribute | 1 | Nos | 0.0 | 0.0 | 0 | 0.0 | 0 | Mistubishi | AE1600-SW 4P 1600A | India |  |  | 0 | 0.0 |  | 0 | 0 |  | 0 | 0 | 0 | 0 |  |  | 0 | 0 | 0 |  | 0 | [5 empty] | 0 |  |  | 0 | [13 empty] | Nos | 1.0 | [10 empty] | Ringlus Electro Controls & Automation PVT LTD | [18 empty] | CGST - RNG | 9.0
[120 empty] | SGST - RNG | 9.0
| 2000A,75kA MDO Draw Out LSIG Mistubishi AE2000-SW 3P 2000A | 2000A,75kA MDO Draw Out LSIG Mistubishi AE2000-SW 3P 2000A | MIDACB | Nos |  | 2000A,75kA MDO Draw Out LSIG Mistubishi AE2000-SW 3P 2000A |  | 0 | 0 | 1 | 1 | 1 | 0.0 | 0.0 | 0.0 | 0 |  |  | 0.0 | Electrical Components | 2000A,75kA MDO Draw Out LSIG Mistubishi AE2000-SW 3P 2000A | 0 | 31-12-2099 | Material Transfer |  | 0.0 |  | 0 | 0 |  | 0 | 0 | 0 | 0 |  | 0 | Item Attribute | 1 | Nos | 0.0 | 0.0 | 0 | 0.0 | 0 | Mistubishi | AE2000-SW 3P 2000A | India |  |  | 0 | 0.0 |  | 0 | 0 |  | 0 | 0 | 0 | 0 |  |  | 0 | 0 | 0 |  | 0 | [5 empty] | 0 |  |  | 0 | [13 empty] | Nos | 1.0 | [10 empty] | Ringlus Electro Controls & Automation PVT LTD | [18 empty] | CGST - RNG | 9.0
[120 empty] | SGST - RNG | 9.0
| 2000A,75kA MDO Draw Out LSIG Mistubishi AE2000-SW 4P 2000A | 2000A,75kA MDO Draw Out LSIG Mistubishi AE2000-SW 4P 2000A | MIDACB | Nos |  | 2000A,75kA MDO Draw Out LSIG Mistubishi AE2000-SW 4P 2000A |  | 0 | 0 | 1 | 1 | 1 | 0.0 | 0.0 | 0.0 | 0 |  |  | 0.0 | Electrical Components | 2000A,75kA MDO Draw Out LSIG Mistubishi AE2000-SW 4P 2000A | 0 | 31-12-2099 | Material Transfer |  | 0.0 |  | 0 | 0 |  | 0 | 0 | 0 | 0 |  | 0 | Item Attribute | 1 | Nos | 0.0 | 0.0 | 0 | 0.0 | 0 | Mistubishi | AE2000-SW 4P 2000A | India |  |  | 0 | 0.0 |  | 0 | 0 |  | 0 | 0 | 0 | 0 |  |  | 0 | 0 | 0 |  | 0 | [5 empty] | 0 |  |  | 0 | [13 empty] | Nos | 1.0 | [10 empty] | Ringlus Electro Controls & Automation PVT LTD | [18 empty] | CGST - RNG | 9.0
[120 empty] | SGST - RNG | 9.0
| 2500A,75kA MDO Draw Out LSIG Mistubishi AE2500-SW 3P 2500A | 2500A,75kA MDO Draw Out LSIG Mistubishi AE2500-SW 3P 2500A | MIDACB | Nos |  | 2500A,75kA MDO Draw Out LSIG Mistubishi AE2500-SW 3P 2500A |  | 0 | 0 | 1 | 1 | 1 | 0.0 | 0.0 | 0.0 | 0 |  |  | 0.0 | Electrical Components | 2500A,75kA MDO Draw Out LSIG Mistubishi AE2500-SW 3P 2500A | 0 | 31-12-2099 | Material Transfer |  | 0.0 |  | 0 | 0 |  | 0 | 0 | 0 | 0 |  | 0 | Item Attribute | 1 | Nos | 0.0 | 0.0 | 0 | 0.0 | 0 | Mistubishi | AE2500-SW 3P 2500A | India |  |  | 0 | 0.0 |  | 0 | 0 |  | 0 | 0 | 0 | 0 |  |  | 0 | 0 | 0 |  | 0 | [5 empty] | 0 |  |  | 0 | [13 empty] | Nos | 1.0 | [10 empty] | Ringlus Electro Controls & Automation PVT LTD | [18 empty] | CGST - RNG | 9.0
[120 empty] | SGST - RNG | 9.0
| 2500A,75kA MDO Draw Out LSIG Mistubishi AE2500-SW 4P 2500A | 2500A,75kA MDO Draw Out LSIG Mistubishi AE2500-SW 4P 2500A | MIDACB | Nos |  | 2500A,75kA MDO Draw Out LSIG Mistubishi AE2500-SW 4P 2500A |  | 0 | 0 | 1 | 1 | 1 | 0.0 | 0.0 | 0.0 | 0 |  |  | 0.0 | Electrical Components | 2500A,75kA MDO Draw Out LSIG Mistubishi AE2500-SW 4P 2500A | 0 | 31-12-2099 | Material Transfer |  | 0.0 |  | 0 | 0 |  | 0 | 0 | 0 | 0 |  | 0 | Item Attribute | 1 | Nos | 0.0 | 0.0 | 0 | 0.0 | 0 | Mistubishi | AE2500-SW 4P 2500A | India |  |  | 0 | 0.0 |  | 0 | 0 |  | 0 | 0 | 0 | 0 |  |  | 0 | 0 | 0 |  | 0 | [5 empty] | 0 |  |  | 0 | [13 empty] | Nos | 1.0 | [10 empty] | Ringlus Electro Controls & Automation PVT LTD | [18 empty] | CGST - RNG | 9.0
[120 empty] | SGST - RNG | 9.0
| 3200A,75kA MDO Draw Out LSIG Mistubishi AE3200-SW 3P 3200A | 3200A,75kA MDO Draw Out LSIG Mistubishi AE3200-SW 3P 3200A | MIDACB | Nos |  | 3200A,75kA MDO Draw Out LSIG Mistubishi AE3200-SW 3P 3200A |  | 0 | 0 | 1 | 1 | 1 | 0.0 | 0.0 | 0.0 | 0 |  |  | 0.0 | Electrical Components | 3200A,75kA MDO Draw Out LSIG Mistubishi AE3200-SW 3P 3200A | 0 | 31-12-2099 | Material Transfer |  | 0.0 |  | 0 | 0 |  | 0 | 0 | 0 | 0 |  | 0 | Item Attribute | 1 | Nos | 0.0 | 0.0 | 0 | 0.0 | 0 | Mistubishi | AE3200-SW 3P 3200A | India |  |  | 0 | 0.0 |  | 0 | 0 |  | 0 | 0 | 0 | 0 |  |  | 0 | 0 | 0 |  | 0 | [5 empty] | 0 |  |  | 0 | [13 empty] | Nos | 1.0 | [10 empty] | Ringlus Electro Controls & Automation PVT LTD | [18 empty] | CGST - RNG | 9.0
[120 empty] | SGST - RNG | 9.0
| 3200A,75kA MDO Draw Out LSIG Mistubishi AE3200-SW 4P 3200A | 3200A,75kA MDO Draw Out LSIG Mistubishi AE3200-SW 4P 3200A | MIDACB | Nos |  | 3200A,75kA MDO Draw Out LSIG Mistubishi AE3200-SW 4P 3200A |  | 0 | 0 | 1 | 1 | 1 | 0.0 | 0.0 | 0.0 | 0 |  |  | 0.0 | Electrical Components | 3200A,75kA MDO Draw Out LSIG Mistubishi AE3200-SW 4P 3200A | 0 | 31-12-2099 | Material Transfer |  | 0.0 |  | 0 | 0 |  | 0 | 0 | 0 | 0 |  | 0 | Item Attribute | 1 | Nos | 0.0 | 0.0 | 0 | 0.0 | 0 | Mistubishi | AE3200-SW 4P 3200A | India |  |  | 0 | 0.0 |  | 0 | 0 |  | 0 | 0 | 0 | 0 |  |  | 0 | 0 | 0 |  | 0 | [5 empty] | 0 |  |  | 0 | [13 empty] | Nos | 1.0 | [10 empty] | Ringlus Electro Controls & Automation PVT LTD | [18 empty] | CGST - RNG | 9.0
[120 empty] | SGST - RNG | 9.0
| 4000A,75kA MDO Draw Out LSIG Mistubishi AE4000-SWA 3P 4000A | 4000A,75kA MDO Draw Out LSIG Mistubishi AE4000-SWA 3P 4000A | MIDACB | Nos |  | 4000A,75kA MDO Draw Out LSIG Mistubishi AE4000-SWA 3P 4000A |  | 0 | 0 | 1 | 1 | 1 | 0.0 | 0.0 | 0.0 | 0 |  |  | 0.0 | Electrical Components | 4000A,75kA MDO Draw Out LSIG Mistubishi AE4000-SWA 3P 4000A | 0 | 31-12-2099 | Material Transfer |  | 0.0 |  | 0 | 0 |  | 0 | 0 | 0 | 0 |  | 0 | Item Attribute | 1 | Nos | 0.0 | 0.0 | 0 | 0.0 | 0 | Mistubishi | AE4000-SWA 3P 4000A | India |  |  | 0 | 0.0 |  | 0 | 0 |  | 0 | 0 | 0 | 0 |  |  | 0 | 0 | 0 |  | 0 | [5 empty] | 0 |  |  | 0 | [13 empty] | Nos | 1.0 | [10 empty] | Ringlus Electro Controls & Automation PVT LTD | [18 empty] | CGST - RNG | 9.0
[120 empty] | SGST - RNG | 9.0
| 4000A,75kA MDO Draw Out LSIG Mistubishi AE4000-SWA 4P 4000A | 4000A,75kA MDO Draw Out LSIG Mistubishi AE4000-SWA 4P 4000A | MIDACB | Nos |  | 4000A,75kA MDO Draw Out LSIG Mistubishi AE4000-SWA 4P 4000A |  | 0 | 0 | 1 | 1 | 1 | 0.0 | 0.0 | 0.0 | 0 |  |  | 0.0 | Electrical Components | 4000A,75kA MDO Draw Out LSIG Mistubishi AE4000-SWA 4P 4000A | 0 | 31-12-2099 | Material Transfer |  | 0.0 |  | 0 | 0 |  | 0 | 0 | 0 | 0 |  | 0 | Item Attribute | 1 | Nos | 0.0 | 0.0 | 0 | 0.0 | 0 | Mistubishi | AE4000-SWA 4P 4000A | India |  |  | 0 | 0.0 |  | 0 | 0 |  | 0 | 0 | 0 | 0 |  |  | 0 | 0 | 0 |  | 0 | [5 empty] | 0 |  |  | 0 | [13 empty] | Nos | 1.0 | [10 empty] | Ringlus Electro Controls & Automation PVT LTD | [18 empty] | CGST - RNG | 9.0
[120 empty] | SGST - RNG | 9.0
| ACB Motor Mistubishi MD-AD250-W | ACB Motor Mistubishi MD-AD250-W | MIDACB | Nos |  | ACB Motor Mistubishi MD-AD250-W |  | 0 | 0 | 1 | 1 | 1 | 0.0 | 0.0 | 0.0 | 0 |  |  | 0.0 | Electrical Components | ACB Motor Mistubishi MD-AD250-W | 0 | 31-12-2099 | Material Transfer |  | 0.0 |  | 0 | 0 |  | 0 | 0 | 0 | 0 |  | 0 | Item Attribute | 1 | Nos | 0.0 | 0.0 | 0 | 0.0 | 0 | Mistubishi | MD-AD250-W | India |  |  | 0 | 0.0 |  | 0 | 0 |  | 0 | 0 | 0 | 0 |  |  | 0 | 0 | 0 |  | 0 | [5 empty] | 0 |  |  | 0 | [13 empty] | Nos | 1.0 | [10 empty] | Ringlus Electro Controls & Automation PVT LTD | [18 empty] | CGST - RNG | 9.0
[120 empty] | SGST - RNG | 9.0
| ACB Closing Coil Mistubishi CC-AD250-W | ACB Closing Coil Mistubishi CC-AD250-W | MIDACB | Nos |  | ACB Closing Coil Mistubishi CC-AD250-W |  | 0 | 0 | 1 | 1 | 1 | 0.0 | 0.0 | 0.0 | 0 |  |  | 0.0 | Electrical Components | ACB Closing Coil Mistubishi CC-AD250-W | 0 | 31-12-2099 | Material Transfer |  | 0.0 |  | 0 | 0 |  | 0 | 0 | 0 | 0 |  | 0 | Item Attribute | 1 | Nos | 0.0 | 0.0 | 0 | 0.0 | 0 | Mistubishi | CC-AD250-W | India |  |  | 0 | 0.0 |  | 0 | 0 |  | 0 | 0 | 0 | 0 |  |  | 0 | 0 | 0 |  | 0 | [5 empty] | 0 |  |  | 0 | [13 empty] | Nos | 1.0 | [10 empty] | Ringlus Electro Controls & Automation PVT LTD | [18 empty] | CGST - RNG | 9.0
[120 empty] | SGST - RNG | 9.0
| ACB Shunt Mistubishi SHT-AD250-W | ACB Shunt Mistubishi SHT-AD250-W | MIDACB | Nos |  | ACB Shunt Mistubishi SHT-AD250-W |  | 0 | 0 | 1 | 1 | 1 | 0.0 | 0.0 | 0.0 | 0 |  |  | 0.0 | Electrical Components | ACB Shunt Mistubishi SHT-AD250-W | 0 | 31-12-2099 | Material Transfer |  | 0.0 |  | 0 | 0 |  | 0 | 0 | 0 | 0 |  | 0 | Item Attribute | 1 | Nos | 0.0 | 0.0 | 0 | 0.0 | 0 | Mistubishi | SHT-AD250-W | India |  |  | 0 | 0.0 |  | 0 | 0 |  | 0 | 0 | 0 | 0 |  |  | 0 | 0 | 0 |  | 0 | [5 empty] | 0 |  |  | 0 | [13 empty] | Nos | 1.0 | [10 empty] | Ringlus Electro Controls & Automation PVT LTD | [18 empty] | CGST - RNG | 9.0
[120 empty] | SGST - RNG | 9.0
| ACB UV coil Mistubishi UCON-A240B-W(INST) | ACB UV coil Mistubishi UCON-A240B-W(INST) | MIDACB | Nos |  | ACB UV coil Mistubishi UCON-A240B-W(INST) |  | 0 | 0 | 1 | 1 | 1 | 0.0 | 0.0 | 0.0 | 0 |  |  | 0.0 | Electrical Components | ACB UV coil Mistubishi UCON-A240B-W(INST) | 0 | 31-12-2099 | Material Transfer |  | 0.0 |  | 0 | 0 |  | 0 | 0 | 0 | 0 |  | 0 | Item Attribute | 1 | Nos | 0.0 | 0.0 | 0 | 0.0 | 0 | Mistubishi | UCON-A240B-W(INST) | India |  |  | 0 | 0.0 |  | 0 | 0 |  | 0 | 0 | 0 | 0 |  |  | 0 | 0 | 0 |  | 0 | [5 empty] | 0 |  |  | 0 | [13 empty] | Nos | 1.0 | [10 empty] | Ringlus Electro Controls & Automation PVT LTD | [18 empty] | CGST - RNG | 9.0
[120 empty] | SGST - RNG | 9.0
| 5KVAR Capacitors APP Type 440V Shreem | 5KVAR Capacitors APP Type 440V Shreem | RPM | Nos |  | 5KVAR Capacitors APP Type 440V Shreem |  | 0 | 0 | 1 | 1 | 1 | 0.0 | 0.0 | 0.0 | 0 |  |  | 0.0 | Electrical Components | 5KVAR Capacitors APP Type 440V Shreem | 0 | 31-12-2099 | Material Transfer |  | 0.0 |  | 0 | 0 |  | 0 | 0 | 0 | 0 |  | 0 | Item Attribute | 1 | Nos | 0.0 | 0.0 | 0 | 0.0 | 0 | Shreem |  | India |  |  | 0 | 0.0 |  | 0 | 0 |  | 0 | 0 | 0 | 0 |  |  | 0 | 0 | 0 |  | 0 | [5 empty] | 0 |  |  | 0 | [13 empty] | Nos | 1.0 | [10 empty] | Ringlus Electro Controls & Automation PVT LTD | [18 empty] | CGST - RNG | 9.0
[120 empty] | SGST - RNG | 9.0
| 7.5KVAR Capacitors APP Type 440V Shreem | 7.5KVAR Capacitors APP Type 440V Shreem | RPM | Nos |  | 7.5KVAR Capacitors APP Type 440V Shreem |  | 0 | 0 | 1 | 1 | 1 | 0.0 | 0.0 | 0.0 | 0 |  |  | 0.0 | Electrical Components | 7.5KVAR Capacitors APP Type 440V Shreem | 0 | 31-12-2099 | Material Transfer |  | 0.0 |  | 0 | 0 |  | 0 | 0 | 0 | 0 |  | 0 | Item Attribute | 1 | Nos | 0.0 | 0.0 | 0 | 0.0 | 0 | Shreem |  | India |  |  | 0 | 0.0 |  | 0 | 0 |  | 0 | 0 | 0 | 0 |  |  | 0 | 0 | 0 |  | 0 | [5 empty] | 0 |  |  | 0 | [13 empty] | Nos | 1.0 | [10 empty] | Ringlus Electro Controls & Automation PVT LTD | [18 empty] | CGST - RNG | 9.0
[120 empty] | SGST - RNG | 9.0
| 10KVAR Capacitors APP Type 440V Shreem | 10KVAR Capacitors APP Type 440V Shreem | RPM | Nos |  | 10KVAR Capacitors APP Type 440V Shreem |  | 0 | 0 | 1 | 1 | 1 | 0.0 | 0.0 | 0.0 | 0 |  |  | 0.0 | Electrical Components | 10KVAR Capacitors APP Type 440V Shreem | 0 | 31-12-2099 | Material Transfer |  | 0.0 |  | 0 | 0 |  | 0 | 0 | 0 | 0 |  | 0 | Item Attribute | 1 | Nos | 0.0 | 0.0 | 0 | 0.0 | 0 | Shreem |  | India |  |  | 0 | 0.0 |  | 0 | 0 |  | 0 | 0 | 0 | 0 |  |  | 0 | 0 | 0 |  | 0 | [5 empty] | 0 |  |  | 0 | [13 empty] | Nos | 1.0 | [10 empty] | Ringlus Electro Controls & Automation PVT LTD | [18 empty] | CGST - RNG | 9.0
[120 empty] | SGST - RNG | 9.0
| 15KVAR Capacitors APP Type 440V Shreem | 15KVAR Capacitors APP Type 440V Shreem | RPM | Nos |  | 15KVAR Capacitors APP Type 440V Shreem |  | 0 | 0 | 1 | 1 | 1 | 0.0 | 0.0 | 0.0 | 0 |  |  | 0.0 | Electrical Components | 15KVAR Capacitors APP Type 440V Shreem | 0 | 31-12-2099 | Material Transfer |  | 0.0 |  | 0 | 0 |  | 0 | 0 | 0 | 0 |  | 0 | Item Attribute | 1 | Nos | 0.0 | 0.0 | 0 | 0.0 | 0 | Shreem |  | India |  |  | 0 | 0.0 |  | 0 | 0 |  | 0 | 0 | 0 | 0 |  |  | 0 | 0 | 0 |  | 0 | [5 empty] | 0 |  |  | 0 | [13 empty] | Nos | 1.0 | [10 empty] | Ringlus Electro Controls & Automation PVT LTD | [18 empty] | CGST - RNG | 9.0
[120 empty] | SGST - RNG | 9.0
| 20KVAR Capacitors APP Type 440V Shreem | 20KVAR Capacitors APP Type 440V Shreem | RPM | Nos |  | 20KVAR Capacitors APP Type 440V Shreem |  | 0 | 0 | 1 | 1 | 1 | 0.0 | 0.0 | 0.0 | 0 |  |  | 0.0 | Electrical Components | 20KVAR Capacitors APP Type 440V Shreem | 0 | 31-12-2099 | Material Transfer |  | 0.0 |  | 0 | 0 |  | 0 | 0 | 0 | 0 |  | 0 | Item Attribute | 1 | Nos | 0.0 | 0.0 | 0 | 0.0 | 0 | Shreem |  | India |  |  | 0 | 0.0 |  | 0 | 0 |  | 0 | 0 | 0 | 0 |  |  | 0 | 0 | 0 |  | 0 | [5 empty] | 0 |  |  | 0 | [13 empty] | Nos | 1.0 | [10 empty] | Ringlus Electro Controls & Automation PVT LTD | [18 empty] | CGST - RNG | 9.0
[120 empty] | SGST - RNG | 9.0
| 25KVAR Capacitors APP Type 440V Shreem | 25KVAR Capacitors APP Type 440V Shreem | RPM | Nos |  | 25KVAR Capacitors APP Type 440V Shreem |  | 0 | 0 | 1 | 1 | 1 | 0.0 | 0.0 | 0.0 | 0 |  |  | 0.0 | Electrical Components | 25KVAR Capacitors APP Type 440V Shreem | 0 | 31-12-2099 | Material Transfer |  | 0.0 |  | 0 | 0 |  | 0 | 0 | 0 | 0 |  | 0 | Item Attribute | 1 | Nos | 0.0 | 0.0 | 0 | 0.0 | 0 | Shreem |  | India |  |  | 0 | 0.0 |  | 0 | 0 |  | 0 | 0 | 0 | 0 |  |  | 0 | 0 | 0 |  | 0 | [5 empty] | 0 |  |  | 0 | [13 empty] | Nos | 1.0 | [10 empty] | Ringlus Electro Controls & Automation PVT LTD | [18 empty] | CGST - RNG | 9.0
[120 empty] | SGST - RNG | 9.0
| 30KVAR Capacitors APP Type 440V Shreem | 30KVAR Capacitors APP Type 440V Shreem | RPM | Nos |  | 30KVAR Capacitors APP Type 440V Shreem |  | 0 | 0 | 1 | 1 | 1 | 0.0 | 0.0 | 0.0 | 0 |  |  | 0.0 | Electrical Components | 30KVAR Capacitors APP Type 440V Shreem | 0 | 31-12-2099 | Material Transfer |  | 0.0 |  | 0 | 0 |  | 0 | 0 | 0 | 0 |  | 0 | Item Attribute | 1 | Nos | 0.0 | 0.0 | 0 | 0.0 | 0 | Shreem |  | India |  |  | 0 | 0.0 |  | 0 | 0 |  | 0 | 0 | 0 | 0 |  |  | 0 | 0 | 0 |  | 0 | [5 empty] | 0 |  |  | 0 | [13 empty] | Nos | 1.0 | [10 empty] | Ringlus Electro Controls & Automation PVT LTD | [18 empty] | CGST - RNG | 9.0
[120 empty] | SGST - RNG | 9.0
| 40KVAR Capacitors APP Type 440V Shreem | 40KVAR Capacitors APP Type 440V Shreem | RPM | Nos |  | 40KVAR Capacitors APP Type 440V Shreem |  | 0 | 0 | 1 | 1 | 1 | 0.0 | 0.0 | 0.0 | 0 |  |  | 0.0 | Electrical Components | 40KVAR Capacitors APP Type 440V Shreem | 0 | 31-12-2099 | Material Transfer |  | 0.0 |  | 0 | 0 |  | 0 | 0 | 0 | 0 |  | 0 | Item Attribute | 1 | Nos | 0.0 | 0.0 | 0 | 0.0 | 0 | Shreem |  | India |  |  | 0 | 0.0 |  | 0 | 0 |  | 0 | 0 | 0 | 0 |  |  | 0 | 0 | 0 |  | 0 | [5 empty] | 0 |  |  | 0 | [13 empty] | Nos | 1.0 | [10 empty] | Ringlus Electro Controls & Automation PVT LTD | [18 empty] | CGST - RNG | 9.0
[120 empty] | SGST - RNG | 9.0
| 50KVAR Capacitors APP Type 440V Shreem | 50KVAR Capacitors APP Type 440V Shreem | RPM | Nos |  | 50KVAR Capacitors APP Type 440V Shreem |  | 0 | 0 | 1 | 1 | 1 | 0.0 | 0.0 | 0.0 | 0 |  |  | 0.0 | Electrical Components | 50KVAR Capacitors APP Type 440V Shreem | 0 | 31-12-2099 | Material Transfer |  | 0.0 |  | 0 | 0 |  | 0 | 0 | 0 | 0 |  | 0 | Item Attribute | 1 | Nos | 0.0 | 0.0 | 0 | 0.0 | 0 | Shreem |  | India |  |  | 0 | 0.0 |  | 0 | 0 |  | 0 | 0 | 0 | 0 |  |  | 0 | 0 | 0 |  | 0 | [5 empty] | 0 |  |  | 0 | [13 empty] | Nos | 1.0 | [10 empty] | Ringlus Electro Controls & Automation PVT LTD | [18 empty] | CGST - RNG | 9.0
[120 empty] | SGST - RNG | 9.0
| 100KVAR Capacitors APP Type 440V Shreem | 100KVAR Capacitors APP Type 440V Shreem | RPM | Nos |  | 100KVAR Capacitors APP Type 440V Shreem |  | 0 | 0 | 1 | 1 | 1 | 0.0 | 0.0 | 0.0 | 0 |  |  | 0.0 | Electrical Components | 100KVAR Capacitors APP Type 440V Shreem | 0 | 31-12-2099 | Material Transfer |  | 0.0 |  | 0 | 0 |  | 0 | 0 | 0 | 0 |  | 0 | Item Attribute | 1 | Nos | 0.0 | 0.0 | 0 | 0.0 | 0 | Shreem |  | India |  |  | 0 | 0.0 |  | 0 | 0 |  | 0 | 0 | 0 | 0 |  |  | 0 | 0 | 0 |  | 0 | [5 empty] | 0 |  |  | 0 | [13 empty] | Nos | 1.0 | [10 empty] | Ringlus Electro Controls & Automation PVT LTD | [18 empty] | CGST - RNG | 9.0
[120 empty] | SGST - RNG | 9.0
| 5KVAR Capacitors APP Type 525V Shreem | 5KVAR Capacitors APP Type 525V Shreem | RPM | Nos |  | 5KVAR Capacitors APP Type 525V Shreem |  | 0 | 0 | 1 | 1 | 1 | 0.0 | 0.0 | 0.0 | 0 |  |  | 0.0 | Electrical Components | 5KVAR Capacitors APP Type 525V Shreem | 0 | 31-12-2099 | Material Transfer |  | 0.0 |  | 0 | 0 |  | 0 | 0 | 0 | 0 |  | 0 | Item Attribute | 1 | Nos | 0.0 | 0.0 | 0 | 0.0 | 0 | Shreem |  | India |  |  | 0 | 0.0 |  | 0 | 0 |  | 0 | 0 | 0 | 0 |  |  | 0 | 0 | 0 |  | 0 | [5 empty] | 0 |  |  | 0 | [13 empty] | Nos | 1.0 | [10 empty] | Ringlus Electro Controls & Automation PVT LTD | [18 empty] | CGST - RNG | 9.0
[120 empty] | SGST - RNG | 9.0
| 7.5KVAR Capacitors APP Type 525V Shreem | 7.5KVAR Capacitors APP Type 525V Shreem | RPM | Nos |  | 7.5KVAR Capacitors APP Type 525V Shreem |  | 0 | 0 | 1 | 1 | 1 | 0.0 | 0.0 | 0.0 | 0 |  |  | 0.0 | Electrical Components | 7.5KVAR Capacitors APP Type 525V Shreem | 0 | 31-12-2099 | Material Transfer |  | 0.0 |  | 0 | 0 |  | 0 | 0 | 0 | 0 |  | 0 | Item Attribute | 1 | Nos | 0.0 | 0.0 | 0 | 0.0 | 0 | Shreem |  | India |  |  | 0 | 0.0 |  | 0 | 0 |  | 0 | 0 | 0 | 0 |  |  | 0 | 0 | 0 |  | 0 | [5 empty] | 0 |  |  | 0 | [13 empty] | Nos | 1.0 | [10 empty] | Ringlus Electro Controls & Automation PVT LTD | [18 empty] | CGST - RNG | 9.0
[120 empty] | SGST - RNG | 9.0
| 10KVAR Capacitors APP Type 525V Shreem | 10KVAR Capacitors APP Type 525V Shreem | RPM | Nos |  | 10KVAR Capacitors APP Type 525V Shreem |  | 0 | 0 | 1 | 1 | 1 | 0.0 | 0.0 | 0.0 | 0 |  |  | 0.0 | Electrical Components | 10KVAR Capacitors APP Type 525V Shreem | 0 | 31-12-2099 | Material Transfer |  | 0.0 |  | 0 | 0 |  | 0 | 0 | 0 | 0 |  | 0 | Item Attribute | 1 | Nos | 0.0 | 0.0 | 0 | 0.0 | 0 | Shreem |  | India |  |  | 0 | 0.0 |  | 0 | 0 |  | 0 | 0 | 0 | 0 |  |  | 0 | 0 | 0 |  | 0 | [5 empty] | 0 |  |  | 0 | [13 empty] | Nos | 1.0 | [10 empty] | Ringlus Electro Controls & Automation PVT LTD | [18 empty] | CGST - RNG | 9.0
[120 empty] | SGST - RNG | 9.0
| 15KVAR Capacitors APP Type 525V Shreem | 15KVAR Capacitors APP Type 525V Shreem | RPM | Nos |  | 15KVAR Capacitors APP Type 525V Shreem |  | 0 | 0 | 1 | 1 | 1 | 0.0 | 0.0 | 0.0 | 0 |  |  | 0.0 | Electrical Components | 15KVAR Capacitors APP Type 525V Shreem | 0 | 31-12-2099 | Material Transfer |  | 0.0 |  | 0 | 0 |  | 0 | 0 | 0 | 0 |  | 0 | Item Attribute | 1 | Nos | 0.0 | 0.0 | 0 | 0.0 | 0 | Shreem |  | India |  |  | 0 | 0.0 |  | 0 | 0 |  | 0 | 0 | 0 | 0 |  |  | 0 | 0 | 0 |  | 0 | [5 empty] | 0 |  |  | 0 | [13 empty] | Nos | 1.0 | [10 empty] | Ringlus Electro Controls & Automation PVT LTD | [18 empty] | CGST - RNG | 9.0
[120 empty] | SGST - RNG | 9.0
| 20KVAR Capacitors APP Type 525V Shreem | 20KVAR Capacitors APP Type 525V Shreem | RPM | Nos |  | 20KVAR Capacitors APP Type 525V Shreem |  | 0 | 0 | 1 | 1 | 1 | 0.0 | 0.0 | 0.0 | 0 |  |  | 0.0 | Electrical Components | 20KVAR Capacitors APP Type 525V Shreem | 0 | 31-12-2099 | Material Transfer |  | 0.0 |  | 0 | 0 |  | 0 | 0 | 0 | 0 |  | 0 | Item Attribute | 1 | Nos | 0.0 | 0.0 | 0 | 0.0 | 0 | Shreem |  | India |  |  | 0 | 0.0 |  | 0 | 0 |  | 0 | 0 | 0 | 0 |  |  | 0 | 0 | 0 |  | 0 | [5 empty] | 0 |  |  | 0 | [13 empty] | Nos | 1.0 | [10 empty] | Ringlus Electro Controls & Automation PVT LTD | [18 empty] | CGST - RNG | 9.0
[120 empty] | SGST - RNG | 9.0
| 25KVAR Capacitors APP Type 525V Shreem | 25KVAR Capacitors APP Type 525V Shreem | RPM | Nos |  | 25KVAR Capacitors APP Type 525V Shreem |  | 0 | 0 | 1 | 1 | 1 | 0.0 | 0.0 | 0.0 | 0 |  |  | 0.0 | Electrical Components | 25KVAR Capacitors APP Type 525V Shreem | 0 | 31-12-2099 | Material Transfer |  | 0.0 |  | 0 | 0 |  | 0 | 0 | 0 | 0 |  | 0 | Item Attribute | 1 | Nos | 0.0 | 0.0 | 0 | 0.0 | 0 | Shreem |  | India |  |  | 0 | 0.0 |  | 0 | 0 |  | 0 | 0 | 0 | 0 |  |  | 0 | 0 | 0 |  | 0 | [5 empty] | 0 |  |  | 0 | [13 empty] | Nos | 1.0 | [10 empty] | Ringlus Electro Controls & Automation PVT LTD | [18 empty] | CGST - RNG | 9.0
[120 empty] | SGST - RNG | 9.0
| 30KVAR Capacitors APP Type 525V Shreem | 30KVAR Capacitors APP Type 525V Shreem | RPM | Nos |  | 30KVAR Capacitors APP Type 525V Shreem |  | 0 | 0 | 1 | 1 | 1 | 0.0 | 0.0 | 0.0 | 0 |  |  | 0.0 | Electrical Components | 30KVAR Capacitors APP Type 525V Shreem | 0 | 31-12-2099 | Material Transfer |  | 0.0 |  | 0 | 0 |  | 0 | 0 | 0 | 0 |  | 0 | Item Attribute | 1 | Nos | 0.0 | 0.0 | 0 | 0.0 | 0 | Shreem |  | India |  |  | 0 | 0.0 |  | 0 | 0 |  | 0 | 0 | 0 | 0 |  |  | 0 | 0 | 0 |  | 0 | [5 empty] | 0 |  |  | 0 | [13 empty] | Nos | 1.0 | [10 empty] | Ringlus Electro Controls & Automation PVT LTD | [18 empty] | CGST - RNG | 9.0
[120 empty] | SGST - RNG | 9.0
| 40KVAR Capacitors APP Type 525V Shreem | 40KVAR Capacitors APP Type 525V Shreem | RPM | Nos |  | 40KVAR Capacitors APP Type 525V Shreem |  | 0 | 0 | 1 | 1 | 1 | 0.0 | 0.0 | 0.0 | 0 |  |  | 0.0 | Electrical Components | 40KVAR Capacitors APP Type 525V Shreem | 0 | 31-12-2099 | Material Transfer |  | 0.0 |  | 0 | 0 |  | 0 | 0 | 0 | 0 |  | 0 | Item Attribute | 1 | Nos | 0.0 | 0.0 | 0 | 0.0 | 0 | Shreem |  | India |  |  | 0 | 0.0 |  | 0 | 0 |  | 0 | 0 | 0 | 0 |  |  | 0 | 0 | 0 |  | 0 | [5 empty] | 0 |  |  | 0 | [13 empty] | Nos | 1.0 | [10 empty] | Ringlus Electro Controls & Automation PVT LTD | [18 empty] | CGST - RNG | 9.0
[120 empty] | SGST - RNG | 9.0
| 50KVAR Capacitors APP Type 525V Shreem | 50KVAR Capacitors APP Type 525V Shreem | RPM | Nos |  | 50KVAR Capacitors APP Type 525V Shreem |  | 0 | 0 | 1 | 1 | 1 | 0.0 | 0.0 | 0.0 | 0 |  |  | 0.0 | Electrical Components | 50KVAR Capacitors APP Type 525V Shreem | 0 | 31-12-2099 | Material Transfer |  | 0.0 |  | 0 | 0 |  | 0 | 0 | 0 | 0 |  | 0 | Item Attribute | 1 | Nos | 0.0 | 0.0 | 0 | 0.0 | 0 | Shreem |  | India |  |  | 0 | 0.0 |  | 0 | 0 |  | 0 | 0 | 0 | 0 |  |  | 0 | 0 | 0 |  | 0 | [5 empty] | 0 |  |  | 0 | [13 empty] | Nos | 1.0 | [10 empty] | Ringlus Electro Controls & Automation PVT LTD | [18 empty] | CGST - RNG | 9.0
[120 empty] | SGST - RNG | 9.0
| 100KVAR Capacitors APP Type 525V Shreem | 100KVAR Capacitors APP Type 525V Shreem | RPM | Nos |  | 100KVAR Capacitors APP Type 525V Shreem |  | 0 | 0 | 1 | 1 | 1 | 0.0 | 0.0 | 0.0 | 0 |  |  | 0.0 | Electrical Components | 100KVAR Capacitors APP Type 525V Shreem | 0 | 31-12-2099 | Material Transfer |  | 0.0 |  | 0 | 0 |  | 0 | 0 | 0 | 0 |  | 0 | Item Attribute | 1 | Nos | 0.0 | 0.0 | 0 | 0.0 | 0 | Shreem |  | India |  |  | 0 | 0.0 |  | 0 | 0 |  | 0 | 0 | 0 | 0 |  |  | 0 | 0 | 0 |  | 0 | [5 empty] | 0 |  |  | 0 | [13 empty] | Nos | 1.0 | [10 empty] | Ringlus Electro Controls & Automation PVT LTD | [18 empty] | CGST - RNG | 9.0
[120 empty] | SGST - RNG | 9.0
| 12 Stage APFC Relay Shreem | 12 Stage APFC Relay Shreem | RPM | Nos |  | 12 Stage APFC Relay Shreem |  | 0 | 0 | 1 | 1 | 1 | 0.0 | 0.0 | 0.0 | 0 |  |  | 0.0 | Electrical Components | 12 Stage APFC Relay Shreem | 0 | 31-12-2099 | Material Transfer |  | 0.0 |  | 0 | 0 |  | 0 | 0 | 0 | 0 |  | 0 | Item Attribute | 1 | Nos | 0.0 | 0.0 | 0 | 0.0 | 0 | Shreem |  | India |  |  | 0 | 0.0 |  | 0 | 0 |  | 0 | 0 | 0 | 0 |  |  | 0 | 0 | 0 |  | 0 | [5 empty] | 0 |  |  | 0 | [13 empty] | Nos | 1.0 | [10 empty] | Ringlus Electro Controls & Automation PVT LTD | [18 empty] | CGST - RNG | 9.0
[120 empty] | SGST - RNG | 9.0
| 1000/5A 15VA Cl 1 Ordinary Current Transformer ID 90mm Sreeganga | 1000/5A 15VA Cl 1 Ordinary Current Transformer ID 90mm Sreeganga | CSM | Nos |  | 1000/5A 15VA Cl 1 Ordinary Current Transformer ID 90mm Sreeganga |  | 0 | 0 | 1 | 1 | 1 | 0.0 | 0.0 | 0.0 | 0 |  |  | 0.0 | Electrical Components | 1000/5A 15VA Cl 1 Ordinary Current Transformer ID 90mm Sreeganga | 0 | 31-12-2099 | Material Transfer |  | 0.0 |  | 0 | 0 |  | 0 | 0 | 0 | 0 |  | 0 | Item Attribute | 1 | Nos | 0.0 | 0.0 | 0 | 0.0 | 0 | Sree Ganga |  | India |  |  | 0 | 0.0 |  | 0 | 0 |  | 0 | 0 | 0 | 0 |  |  | 0 | 0 | 0 |  | 0 | [5 empty] | 0 |  |  | 0 | [13 empty] | Nos | 1.0 | [10 empty] | Ringlus Electro Controls & Automation PVT LTD | [18 empty] | CGST - RNG | 9.0
[120 empty] | SGST - RNG | 9.0
| 1250/5A 15VA Cl 1 Ordinary Current Transformer ID 115mm Sreeganga | 1250/5A 15VA Cl 1 Ordinary Current Transformer ID 115mm Sreeganga | CSM | Nos |  | 1250/5A 15VA Cl 1 Ordinary Current Transformer ID 115mm Sreeganga |  | 0 | 0 | 1 | 1 | 1 | 0.0 | 0.0 | 0.0 | 0 |  |  | 0.0 | Electrical Components | 1250/5A 15VA Cl 1 Ordinary Current Transformer ID 115mm Sreeganga | 0 | 31-12-2099 | Material Transfer |  | 0.0 |  | 0 | 0 |  | 0 | 0 | 0 | 0 |  | 0 | Item Attribute | 1 | Nos | 0.0 | 0.0 | 0 | 0.0 | 0 | Sree Ganga |  | India |  |  | 0 | 0.0 |  | 0 | 0 |  | 0 | 0 | 0 | 0 |  |  | 0 | 0 | 0 |  | 0 | [5 empty] | 0 |  |  | 0 | [13 empty] | Nos | 1.0 | [10 empty] | Ringlus Electro Controls & Automation PVT LTD | [18 empty] | CGST - RNG | 9.0
[120 empty] | SGST - RNG | 9.0
| 1600/5A 15VA Cl 1 Ordinary Current Transformer ID 140mm Sreeganga | 1600/5A 15VA Cl 1 Ordinary Current Transformer ID 140mm Sreeganga | CSM | Nos |  | 1600/5A 15VA Cl 1 Ordinary Current Transformer ID 140mm Sreeganga |  | 0 | 0 | 1 | 1 | 1 | 0.0 | 0.0 | 0.0 | 0 |  |  | 0.0 | Electrical Components | 1600/5A 15VA Cl 1 Ordinary Current Transformer ID 140mm Sreeganga | 0 | 31-12-2099 | Material Transfer |  | 0.0 |  | 0 | 0 |  | 0 | 0 | 0 | 0 |  | 0 | Item Attribute | 1 | Nos | 0.0 | 0.0 | 0 | 0.0 | 0 | Sree Ganga |  | India |  |  | 0 | 0.0 |  | 0 | 0 |  | 0 | 0 | 0 | 0 |  |  | 0 | 0 | 0 |  | 0 | [5 empty] | 0 |  |  | 0 | [13 empty] | Nos | 1.0 | [10 empty] | Ringlus Electro Controls & Automation PVT LTD | [18 empty] | CGST - RNG | 9.0
[120 empty] | SGST - RNG | 9.0
| 50/5A 15VA Cl 1 Tape Wound Tested Current Transformer ID 30mm Sreeganga | 50/5A 15VA Cl 1 Tape Wound Tested Current Transformer ID 30mm Sreeganga | CSM | Nos |  | 50/5A 15VA Cl 1 Tape Wound Tested Current Transformer ID 30mm Sreeganga |  | 0 | 0 | 1 | 1 | 1 | 0.0 | 0.0 | 0.0 | 0 |  |  | 0.0 | Electrical Components | 50/5A 15VA Cl 1 Tape Wound Tested Current Transformer ID 30mm Sreeganga | 0 | 31-12-2099 | Material Transfer |  | 0.0 |  | 0 | 0 |  | 0 | 0 | 0 | 0 |  | 0 | Item Attribute | 1 | Nos | 0.0 | 0.0 | 0 | 0.0 | 0 | Sree Ganga |  | India |  |  | 0 | 0.0 |  | 0 | 0 |  | 0 | 0 | 0 | 0 |  |  | 0 | 0 | 0 |  | 0 | [5 empty] | 0 |  |  | 0 | [13 empty] | Nos | 1.0 | [10 empty] | Ringlus Electro Controls & Automation PVT LTD | [18 empty] | CGST - RNG | 9.0
[120 empty] | SGST - RNG | 9.0
| 150/5A 15VA Cl 1 Tape Wound Tested Current Transformer ID 30mm Sreeganga | 150/5A 15VA Cl 1 Tape Wound Tested Current Transformer ID 30mm Sreeganga | CSM | Nos |  | 150/5A 15VA Cl 1 Tape Wound Tested Current Transformer ID 30mm Sreeganga |  | 0 | 0 | 1 | 1 | 1 | 0.0 | 0.0 | 0.0 | 0 |  |  | 0.0 | Electrical Components | 150/5A 15VA Cl 1 Tape Wound Tested Current Transformer ID 30mm Sreeganga | 0 | 31-12-2099 | Material Transfer |  | 0.0 |  | 0 | 0 |  | 0 | 0 | 0 | 0 |  | 0 | Item Attribute | 1 | Nos | 0.0 | 0.0 | 0 | 0.0 | 0 | Sree Ganga |  | India |  |  | 0 | 0.0 |  | 0 | 0 |  | 0 | 0 | 0 | 0 |  |  | 0 | 0 | 0 |  | 0 | [5 empty] | 0 |  |  | 0 | [13 empty] | Nos | 1.0 | [10 empty] | Ringlus Electro Controls & Automation PVT LTD | [18 empty] | CGST - RNG | 9.0
[120 empty] | SGST - RNG | 9.0
| 300/5A 15VA Cl 1 Tape Wound Tested Current Transformer ID 50mm Sreeganga | 300/5A 15VA Cl 1 Tape Wound Tested Current Transformer ID 50mm Sreeganga | CSM | Nos |  | 300/5A 15VA Cl 1 Tape Wound Tested Current Transformer ID 50mm Sreeganga |  | 0 | 0 | 1 | 1 | 1 | 0.0 | 0.0 | 0.0 | 0 |  |  | 0.0 | Electrical Components | 300/5A 15VA Cl 1 Tape Wound Tested Current Transformer ID 50mm Sreeganga | 0 | 31-12-2099 | Material Transfer |  | 0.0 |  | 0 | 0 |  | 0 | 0 | 0 | 0 |  | 0 | Item Attribute | 1 | Nos | 0.0 | 0.0 | 0 | 0.0 | 0 | Sree Ganga |  | India |  |  | 0 | 0.0 |  | 0 | 0 |  | 0 | 0 | 0 | 0 |  |  | 0 | 0 | 0 |  | 0 | [5 empty] | 0 |  |  | 0 | [13 empty] | Nos | 1.0 | [10 empty] | Ringlus Electro Controls & Automation PVT LTD | [18 empty] | CGST - RNG | 9.0
[120 empty] | SGST - RNG | 9.0
| 350/5A 15VA Cl 1 Tape Wound Tested Current Transformer ID 50mm Sreeganga | 350/5A 15VA Cl 1 Tape Wound Tested Current Transformer ID 50mm Sreeganga | CSM | Nos |  | 350/5A 15VA Cl 1 Tape Wound Tested Current Transformer ID 50mm Sreeganga |  | 0 | 0 | 1 | 1 | 1 | 0.0 | 0.0 | 0.0 | 0 |  |  | 0.0 | Electrical Components | 350/5A 15VA Cl 1 Tape Wound Tested Current Transformer ID 50mm Sreeganga | 0 | 31-12-2099 | Material Transfer |  | 0.0 |  | 0 | 0 |  | 0 | 0 | 0 | 0 |  | 0 | Item Attribute | 1 | Nos | 0.0 | 0.0 | 0 | 0.0 | 0 | Sree Ganga |  | India |  |  | 0 | 0.0 |  | 0 | 0 |  | 0 | 0 | 0 | 0 |  |  | 0 | 0 | 0 |  | 0 | [5 empty] | 0 |  |  | 0 | [13 empty] | Nos | 1.0 | [10 empty] | Ringlus Electro Controls & Automation PVT LTD | [18 empty] | CGST - RNG | 9.0
[120 empty] | SGST - RNG | 9.0
| 500/5A 15VA Cl 1 Tape Wound Tested Current Transformer ID 70mm Sreeganga | 500/5A 15VA Cl 1 Tape Wound Tested Current Transformer ID 70mm Sreeganga | CSM | Nos |  | 500/5A 15VA Cl 1 Tape Wound Tested Current Transformer ID 70mm Sreeganga |  | 0 | 0 | 1 | 1 | 1 | 0.0 | 0.0 | 0.0 | 0 |  |  | 0.0 | Electrical Components | 500/5A 15VA Cl 1 Tape Wound Tested Current Transformer ID 70mm Sreeganga | 0 | 31-12-2099 | Material Transfer |  | 0.0 |  | 0 | 0 |  | 0 | 0 | 0 | 0 |  | 0 | Item Attribute | 1 | Nos | 0.0 | 0.0 | 0 | 0.0 | 0 | Sree Ganga |  | India |  |  | 0 | 0.0 |  | 0 | 0 |  | 0 | 0 | 0 | 0 |  |  | 0 | 0 | 0 |  | 0 | [5 empty] | 0 |  |  | 0 | [13 empty] | Nos | 1.0 | [10 empty] | Ringlus Electro Controls & Automation PVT LTD | [18 empty] | CGST - RNG | 9.0
[120 empty] | SGST - RNG | 9.0
| 600/5A 15VA Cl 1 Tape Wound Tested Current Transformer ID 60mm Sreeganga | 600/5A 15VA Cl 1 Tape Wound Tested Current Transformer ID 60mm Sreeganga | CSM | Nos |  | 600/5A 15VA Cl 1 Tape Wound Tested Current Transformer ID 60mm Sreeganga |  | 0 | 0 | 1 | 1 | 1 | 0.0 | 0.0 | 0.0 | 0 |  |  | 0.0 | Electrical Components | 600/5A 15VA Cl 1 Tape Wound Tested Current Transformer ID 60mm Sreeganga | 0 | 31-12-2099 | Material Transfer |  | 0.0 |  | 0 | 0 |  | 0 | 0 | 0 | 0 |  | 0 | Item Attribute | 1 | Nos | 0.0 | 0.0 | 0 | 0.0 | 0 | Sree Ganga |  | India |  |  | 0 | 0.0 |  | 0 | 0 |  | 0 | 0 | 0 | 0 |  |  | 0 | 0 | 0 |  | 0 | [5 empty] | 0 |  |  | 0 | [13 empty] | Nos | 1.0 | [10 empty] | Ringlus Electro Controls & Automation PVT LTD | [18 empty] | CGST - RNG | 9.0
[120 empty] | SGST - RNG | 9.0
| 1000/5A 15VA Cl 1 Tape Wound Tested Current Transformer ID 90mm Sreeganga | 1000/5A 15VA Cl 1 Tape Wound Tested Current Transformer ID 90mm Sreeganga | CSM | Nos |  | 1000/5A 15VA Cl 1 Tape Wound Tested Current Transformer ID 90mm Sreeganga |  | 0 | 0 | 1 | 1 | 1 | 0.0 | 0.0 | 0.0 | 0 |  |  | 0.0 | Electrical Components | 1000/5A 15VA Cl 1 Tape Wound Tested Current Transformer ID 90mm Sreeganga | 0 | 31-12-2099 | Material Transfer |  | 0.0 |  | 0 | 0 |  | 0 | 0 | 0 | 0 |  | 0 | Item Attribute | 1 | Nos | 0.0 | 0.0 | 0 | 0.0 | 0 | Sree Ganga |  | India |  |  | 0 | 0.0 |  | 0 | 0 |  | 0 | 0 | 0 | 0 |  |  | 0 | 0 | 0 |  | 0 | [5 empty] | 0 |  |  | 0 | [13 empty] | Nos | 1.0 | [10 empty] | Ringlus Electro Controls & Automation PVT LTD | [18 empty] | CGST - RNG | 9.0
[120 empty] | SGST - RNG | 9.0
| 1250/5A 15VA Cl 1 Tape Wound Tested Current Transformer ID 115mm Sreeganga | 1250/5A 15VA Cl 1 Tape Wound Tested Current Transformer ID 115mm Sreeganga | CSM | Nos |  | 1250/5A 15VA Cl 1 Tape Wound Tested Current Transformer ID 115mm Sreeganga |  | 0 | 0 | 1 | 1 | 1 | 0.0 | 0.0 | 0.0 | 0 |  |  | 0.0 | Electrical Components | 1250/5A 15VA Cl 1 Tape Wound Tested Current Transformer ID 115mm Sreeganga | 0 | 31-12-2099 | Material Transfer |  | 0.0 |  | 0 | 0 |  | 0 | 0 | 0 | 0 |  | 0 | Item Attribute | 1 | Nos | 0.0 | 0.0 | 0 | 0.0 | 0 | Sree Ganga |  | India |  |  | 0 | 0.0 |  | 0 | 0 |  | 0 | 0 | 0 | 0 |  |  | 0 | 0 | 0 |  | 0 | [5 empty] | 0 |  |  | 0 | [13 empty] | Nos | 1.0 | [10 empty] | Ringlus Electro Controls & Automation PVT LTD | [18 empty] | CGST - RNG | 9.0
[120 empty] | SGST - RNG | 9.0
| 1600/5A 15VA Cl 1 Tape Wound Tested Current Transformer ID 140mm Sreeganga | 1600/5A 15VA Cl 1 Tape Wound Tested Current Transformer ID 140mm Sreeganga | CSM | Nos |  | 1600/5A 15VA Cl 1 Tape Wound Tested Current Transformer ID 140mm Sreeganga |  | 0 | 0 | 1 | 1 | 1 | 0.0 | 0.0 | 0.0 | 0 |  |  | 0.0 | Electrical Components | 1600/5A 15VA Cl 1 Tape Wound Tested Current Transformer ID 140mm Sreeganga | 0 | 31-12-2099 | Material Transfer |  | 0.0 |  | 0 | 0 |  | 0 | 0 | 0 | 0 |  | 0 | Item Attribute | 1 | Nos | 0.0 | 0.0 | 0 | 0.0 | 0 | Sree Ganga |  | India |  |  | 0 | 0.0 |  | 0 | 0 |  | 0 | 0 | 0 | 0 |  |  | 0 | 0 | 0 |  | 0 | [5 empty] | 0 |  |  | 0 | [13 empty] | Nos | 1.0 | [10 empty] | Ringlus Electro Controls & Automation PVT LTD | [18 empty] | CGST - RNG | 9.0
[120 empty] | SGST - RNG | 9.0
| 50/5A 5VA Cl 5P10 Resin Cast Current Transformer ID 30mm Sreeganga | 50/5A 5VA Cl 5P10 Resin Cast Current Transformer ID 30mm Sreeganga | CSM | Nos |  | 50/5A 5VA Cl 5P10 Resin Cast Current Transformer ID 30mm Sreeganga |  | 0 | 0 | 1 | 1 | 1 | 0.0 | 0.0 | 0.0 | 0 |  |  | 0.0 | Electrical Components | 50/5A 5VA Cl 5P10 Resin Cast Current Transformer ID 30mm Sreeganga | 0 | 31-12-2099 | Material Transfer |  | 0.0 |  | 0 | 0 |  | 0 | 0 | 0 | 0 |  | 0 | Item Attribute | 1 | Nos | 0.0 | 0.0 | 0 | 0.0 | 0 | Sree Ganga |  | India |  |  | 0 | 0.0 |  | 0 | 0 |  | 0 | 0 | 0 | 0 |  |  | 0 | 0 | 0 |  | 0 | [5 empty] | 0 |  |  | 0 | [13 empty] | Nos | 1.0 | [10 empty] | Ringlus Electro Controls & Automation PVT LTD | [18 empty] | CGST - RNG | 9.0
[120 empty] | SGST - RNG | 9.0
| 65/5A 5VA Cl 5P10 Resin Cast Current Transformer ID 30mm Sreeganga | 65/5A 5VA Cl 5P10 Resin Cast Current Transformer ID 30mm Sreeganga | CSM | Nos |  | 65/5A 5VA Cl 5P10 Resin Cast Current Transformer ID 30mm Sreeganga |  | 0 | 0 | 1 | 1 | 1 | 0.0 | 0.0 | 0.0 | 0 |  |  | 0.0 | Electrical Components | 65/5A 5VA Cl 5P10 Resin Cast Current Transformer ID 30mm Sreeganga | 0 | 31-12-2099 | Material Transfer |  | 0.0 |  | 0 | 0 |  | 0 | 0 | 0 | 0 |  | 0 | Item Attribute | 1 | Nos | 0.0 | 0.0 | 0 | 0.0 | 0 | Sree Ganga |  | India |  |  | 0 | 0.0 |  | 0 | 0 |  | 0 | 0 | 0 | 0 |  |  | 0 | 0 | 0 |  | 0 | [5 empty] | 0 |  |  | 0 | [13 empty] | Nos | 1.0 | [10 empty] | Ringlus Electro Controls & Automation PVT LTD | [18 empty] | CGST - RNG | 9.0
[120 empty] | SGST - RNG | 9.0
| 100/5A 5VA Cl 5P10 Resin Cast Current Transformer ID 30mm Sreeganga | 100/5A 5VA Cl 5P10 Resin Cast Current Transformer ID 30mm Sreeganga | CSM | Nos |  | 100/5A 5VA Cl 5P10 Resin Cast Current Transformer ID 30mm Sreeganga |  | 0 | 0 | 1 | 1 | 1 | 0.0 | 0.0 | 0.0 | 0 |  |  | 0.0 | Electrical Components | 100/5A 5VA Cl 5P10 Resin Cast Current Transformer ID 30mm Sreeganga | 0 | 31-12-2099 | Material Transfer |  | 0.0 |  | 0 | 0 |  | 0 | 0 | 0 | 0 |  | 0 | Item Attribute | 1 | Nos | 0.0 | 0.0 | 0 | 0.0 | 0 | Sree Ganga |  | India |  |  | 0 | 0.0 |  | 0 | 0 |  | 0 | 0 | 0 | 0 |  |  | 0 | 0 | 0 |  | 0 | [5 empty] | 0 |  |  | 0 | [13 empty] | Nos | 1.0 | [10 empty] | Ringlus Electro Controls & Automation PVT LTD | [18 empty] | CGST - RNG | 9.0
[120 empty] | SGST - RNG | 9.0
| 125/5A 5VA Cl 5P10 Resin Cast Current Transformer ID 30mm Sreeganga | 125/5A 5VA Cl 5P10 Resin Cast Current Transformer ID 30mm Sreeganga | CSM | Nos |  | 125/5A 5VA Cl 5P10 Resin Cast Current Transformer ID 30mm Sreeganga |  | 0 | 0 | 1 | 1 | 1 | 0.0 | 0.0 | 0.0 | 0 |  |  | 0.0 | Electrical Components | 125/5A 5VA Cl 5P10 Resin Cast Current Transformer ID 30mm Sreeganga | 0 | 31-12-2099 | Material Transfer |  | 0.0 |  | 0 | 0 |  | 0 | 0 | 0 | 0 |  | 0 | Item Attribute | 1 | Nos | 0.0 | 0.0 | 0 | 0.0 | 0 | Sree Ganga |  | India |  |  | 0 | 0.0 |  | 0 | 0 |  | 0 | 0 | 0 | 0 |  |  | 0 | 0 | 0 |  | 0 | [5 empty] | 0 |  |  | 0 | [13 empty] | Nos | 1.0 | [10 empty] | Ringlus Electro Controls & Automation PVT LTD | [18 empty] | CGST - RNG | 9.0
[120 empty] | SGST - RNG | 9.0
| 150/5A 5VA Cl 5P10 Resin Cast Current Transformer ID 30mm Sreeganga | 150/5A 5VA Cl 5P10 Resin Cast Current Transformer ID 30mm Sreeganga | CSM | Nos |  | 150/5A 5VA Cl 5P10 Resin Cast Current Transformer ID 30mm Sreeganga |  | 0 | 0 | 1 | 1 | 1 | 0.0 | 0.0 | 0.0 | 0 |  |  | 0.0 | Electrical Components | 150/5A 5VA Cl 5P10 Resin Cast Current Transformer ID 30mm Sreeganga | 0 | 31-12-2099 | Material Transfer |  | 0.0 |  | 0 | 0 |  | 0 | 0 | 0 | 0 |  | 0 | Item Attribute | 1 | Nos | 0.0 | 0.0 | 0 | 0.0 | 0 | Sree Ganga |  | India |  |  | 0 | 0.0 |  | 0 | 0 |  | 0 | 0 | 0 | 0 |  |  | 0 | 0 | 0 |  | 0 | [5 empty] | 0 |  |  | 0 | [13 empty] | Nos | 1.0 | [10 empty] | Ringlus Electro Controls & Automation PVT LTD | [18 empty] | CGST - RNG | 9.0
[120 empty] | SGST - RNG | 9.0
| 160/5A 5VA Cl 5P10 Resin Cast Current Transformer ID 30mm Sreeganga | 160/5A 5VA Cl 5P10 Resin Cast Current Transformer ID 30mm Sreeganga | CSM | Nos |  | 160/5A 5VA Cl 5P10 Resin Cast Current Transformer ID 30mm Sreeganga |  | 0 | 0 | 1 | 1 | 1 | 0.0 | 0.0 | 0.0 | 0 |  |  | 0.0 | Electrical Components | 160/5A 5VA Cl 5P10 Resin Cast Current Transformer ID 30mm Sreeganga | 0 | 31-12-2099 | Material Transfer |  | 0.0 |  | 0 | 0 |  | 0 | 0 | 0 | 0 |  | 0 | Item Attribute | 1 | Nos | 0.0 | 0.0 | 0 | 0.0 | 0 | Sree Ganga |  | India |  |  | 0 | 0.0 |  | 0 | 0 |  | 0 | 0 | 0 | 0 |  |  | 0 | 0 | 0 |  | 0 | [5 empty] | 0 |  |  | 0 | [13 empty] | Nos | 1.0 | [10 empty] | Ringlus Electro Controls & Automation PVT LTD | [18 empty] | CGST - RNG | 9.0
[120 empty] | SGST - RNG | 9.0
| 200/5A 5VA Cl 5P10 Resin Cast Current Transformer ID 40mm Sreeganga | 200/5A 5VA Cl 5P10 Resin Cast Current Transformer ID 40mm Sreeganga | CSM | Nos |  | 200/5A 5VA Cl 5P10 Resin Cast Current Transformer ID 40mm Sreeganga |  | 0 | 0 | 1 | 1 | 1 | 0.0 | 0.0 | 0.0 | 0 |  |  | 0.0 | Electrical Components | 200/5A 5VA Cl 5P10 Resin Cast Current Transformer ID 40mm Sreeganga | 0 | 31-12-2099 | Material Transfer |  | 0.0 |  | 0 | 0 |  | 0 | 0 | 0 | 0 |  | 0 | Item Attribute | 1 | Nos | 0.0 | 0.0 | 0 | 0.0 | 0 | Sree Ganga |  | India |  |  | 0 | 0.0 |  | 0 | 0 |  | 0 | 0 | 0 | 0 |  |  | 0 | 0 | 0 |  | 0 | [5 empty] | 0 |  |  | 0 | [13 empty] | Nos | 1.0 | [10 empty] | Ringlus Electro Controls & Automation PVT LTD | [18 empty] | CGST - RNG | 9.0
[120 empty] | SGST - RNG | 9.0
| 250/5A 5VA Cl 5P10 Resin Cast Current Transformer ID 45mm Sreeganga | 250/5A 5VA Cl 5P10 Resin Cast Current Transformer ID 45mm Sreeganga | CSM | Nos |  | 250/5A 5VA Cl 5P10 Resin Cast Current Transformer ID 45mm Sreeganga |  | 0 | 0 | 1 | 1 | 1 | 0.0 | 0.0 | 0.0 | 0 |  |  | 0.0 | Electrical Components | 250/5A 5VA Cl 5P10 Resin Cast Current Transformer ID 45mm Sreeganga | 0 | 31-12-2099 | Material Transfer |  | 0.0 |  | 0 | 0 |  | 0 | 0 | 0 | 0 |  | 0 | Item Attribute | 1 | Nos | 0.0 | 0.0 | 0 | 0.0 | 0 | Sree Ganga |  | India |  |  | 0 | 0.0 |  | 0 | 0 |  | 0 | 0 | 0 | 0 |  |  | 0 | 0 | 0 |  | 0 | [5 empty] | 0 |  |  | 0 | [13 empty] | Nos | 1.0 | [10 empty] | Ringlus Electro Controls & Automation PVT LTD | [18 empty] | CGST - RNG | 9.0
[120 empty] | SGST - RNG | 9.0
| 300/5A 5VA Cl 5P10 Resin Cast Current Transformer ID 50mm Sreeganga | 300/5A 5VA Cl 5P10 Resin Cast Current Transformer ID 50mm Sreeganga | CSM | Nos |  | 300/5A 5VA Cl 5P10 Resin Cast Current Transformer ID 50mm Sreeganga |  | 0 | 0 | 1 | 1 | 1 | 0.0 | 0.0 | 0.0 | 0 |  |  | 0.0 | Electrical Components | 300/5A 5VA Cl 5P10 Resin Cast Current Transformer ID 50mm Sreeganga | 0 | 31-12-2099 | Material Transfer |  | 0.0 |  | 0 | 0 |  | 0 | 0 | 0 | 0 |  | 0 | Item Attribute | 1 | Nos | 0.0 | 0.0 | 0 | 0.0 | 0 | Sree Ganga |  | India |  |  | 0 | 0.0 |  | 0 | 0 |  | 0 | 0 | 0 | 0 |  |  | 0 | 0 | 0 |  | 0 | [5 empty] | 0 |  |  | 0 | [13 empty] | Nos | 1.0 | [10 empty] | Ringlus Electro Controls & Automation PVT LTD | [18 empty] | CGST - RNG | 9.0
[120 empty] | SGST - RNG | 9.0
| 350/5A 5VA Cl 5P10 Resin Cast Current Transformer ID 50mm Sreeganga | 350/5A 5VA Cl 5P10 Resin Cast Current Transformer ID 50mm Sreeganga | CSM | Nos |  | 350/5A 5VA Cl 5P10 Resin Cast Current Transformer ID 50mm Sreeganga |  | 0 | 0 | 1 | 1 | 1 | 0.0 | 0.0 | 0.0 | 0 |  |  | 0.0 | Electrical Components | 350/5A 5VA Cl 5P10 Resin Cast Current Transformer ID 50mm Sreeganga | 0 | 31-12-2099 | Material Transfer |  | 0.0 |  | 0 | 0 |  | 0 | 0 | 0 | 0 |  | 0 | Item Attribute | 1 | Nos | 0.0 | 0.0 | 0 | 0.0 | 0 | Sree Ganga |  | India |  |  | 0 | 0.0 |  | 0 | 0 |  | 0 | 0 | 0 | 0 |  |  | 0 | 0 | 0 |  | 0 | [5 empty] | 0 |  |  | 0 | [13 empty] | Nos | 1.0 | [10 empty] | Ringlus Electro Controls & Automation PVT LTD | [18 empty] | CGST - RNG | 9.0
[120 empty] | SGST - RNG | 9.0
| 400/5A 5VA Cl 5P10 Resin Cast Current Transformer ID 50mm Sreeganga | 400/5A 5VA Cl 5P10 Resin Cast Current Transformer ID 50mm Sreeganga | CSM | Nos |  | 400/5A 5VA Cl 5P10 Resin Cast Current Transformer ID 50mm Sreeganga |  | 0 | 0 | 1 | 1 | 1 | 0.0 | 0.0 | 0.0 | 0 |  |  | 0.0 | Electrical Components | 400/5A 5VA Cl 5P10 Resin Cast Current Transformer ID 50mm Sreeganga | 0 | 31-12-2099 | Material Transfer |  | 0.0 |  | 0 | 0 |  | 0 | 0 | 0 | 0 |  | 0 | Item Attribute | 1 | Nos | 0.0 | 0.0 | 0 | 0.0 | 0 | Sree Ganga |  | India |  |  | 0 | 0.0 |  | 0 | 0 |  | 0 | 0 | 0 | 0 |  |  | 0 | 0 | 0 |  | 0 | [5 empty] | 0 |  |  | 0 | [13 empty] | Nos | 1.0 | [10 empty] | Ringlus Electro Controls & Automation PVT LTD | [18 empty] | CGST - RNG | 9.0
[120 empty] | SGST - RNG | 9.0
| 500/5A 5VA Cl 5P10 Resin Cast Current Transformer ID 70mm Sreeganga | 500/5A 5VA Cl 5P10 Resin Cast Current Transformer ID 70mm Sreeganga | CSM | Nos |  | 500/5A 5VA Cl 5P10 Resin Cast Current Transformer ID 70mm Sreeganga |  | 0 | 0 | 1 | 1 | 1 | 0.0 | 0.0 | 0.0 | 0 |  |  | 0.0 | Electrical Components | 500/5A 5VA Cl 5P10 Resin Cast Current Transformer ID 70mm Sreeganga | 0 | 31-12-2099 | Material Transfer |  | 0.0 |  | 0 | 0 |  | 0 | 0 | 0 | 0 |  | 0 | Item Attribute | 1 | Nos | 0.0 | 0.0 | 0 | 0.0 | 0 | Sree Ganga |  | India |  |  | 0 | 0.0 |  | 0 | 0 |  | 0 | 0 | 0 | 0 |  |  | 0 | 0 | 0 |  | 0 | [5 empty] | 0 |  |  | 0 | [13 empty] | Nos | 1.0 | [10 empty] | Ringlus Electro Controls & Automation PVT LTD | [18 empty] | CGST - RNG | 9.0
[120 empty] | SGST - RNG | 9.0
| 800/5A 15VA Cl 1 Rectangle Resin Cast Current Transformer 80X40 Sreeganga | 800/5A 15VA Cl 1 Rectangle Resin Cast Current Transformer 80X40 Sreeganga | CSM | Nos |  | 800/5A 15VA Cl 1 Rectangle Resin Cast Current Transformer 80X40 Sreeganga |  | 0 | 0 | 1 | 1 | 1 | 0.0 | 0.0 | 0.0 | 0 |  |  | 0.0 | Electrical Components | 800/5A 15VA Cl 1 Rectangle Resin Cast Current Transformer 80X40 Sreeganga | 0 | 31-12-2099 | Material Transfer |  | 0.0 |  | 0 | 0 |  | 0 | 0 | 0 | 0 |  | 0 | Item Attribute | 1 | Nos | 0.0 | 0.0 | 0 | 0.0 | 0 | Sree Ganga |  | India |  |  | 0 | 0.0 |  | 0 | 0 |  | 0 | 0 | 0 | 0 |  |  | 0 | 0 | 0 |  | 0 | [5 empty] | 0 |  |  | 0 | [13 empty] | Nos | 1.0 | [10 empty] | Ringlus Electro Controls & Automation PVT LTD | [18 empty] | CGST - RNG | 9.0
[120 empty] | SGST - RNG | 9.0
| 1000/5A 15VA Cl 1 Rectangle Resin Cast Current Transformer 80X40 Sreeganga | 1000/5A 15VA Cl 1 Rectangle Resin Cast Current Transformer 80X40 Sreeganga | CSM | Nos |  | 1000/5A 15VA Cl 1 Rectangle Resin Cast Current Transformer 80X40 Sreeganga |  | 0 | 0 | 1 | 1 | 1 | 0.0 | 0.0 | 0.0 | 0 |  |  | 0.0 | Electrical Components | 1000/5A 15VA Cl 1 Rectangle Resin Cast Current Transformer 80X40 Sreeganga | 0 | 31-12-2099 | Material Transfer |  | 0.0 |  | 0 | 0 |  | 0 | 0 | 0 | 0 |  | 0 | Item Attribute | 1 | Nos | 0.0 | 0.0 | 0 | 0.0 | 0 | Sree Ganga |  | India |  |  | 0 | 0.0 |  | 0 | 0 |  | 0 | 0 | 0 | 0 |  |  | 0 | 0 | 0 |  | 0 | [5 empty] | 0 |  |  | 0 | [13 empty] | Nos | 1.0 | [10 empty] | Ringlus Electro Controls & Automation PVT LTD | [18 empty] | CGST - RNG | 9.0
[120 empty] | SGST - RNG | 9.0
| 50/5A 5VA Cl 5P10 Tape Wound Current Transformer ID 30mm Sreeganga | 50/5A 5VA Cl 5P10 Tape Wound Current Transformer ID 30mm Sreeganga | CSM | Nos |  | 50/5A 5VA Cl 5P10 Tape Wound Current Transformer ID 30mm Sreeganga |  | 0 | 0 | 1 | 1 | 1 | 0.0 | 0.0 | 0.0 | 0 |  |  | 0.0 | Electrical Components | 50/5A 5VA Cl 5P10 Tape Wound Current Transformer ID 30mm Sreeganga | 0 | 31-12-2099 | Material Transfer |  | 0.0 |  | 0 | 0 |  | 0 | 0 | 0 | 0 |  | 0 | Item Attribute | 1 | Nos | 0.0 | 0.0 | 0 | 0.0 | 0 | Sree Ganga |  | India |  |  | 0 | 0.0 |  | 0 | 0 |  | 0 | 0 | 0 | 0 |  |  | 0 | 0 | 0 |  | 0 | [5 empty] | 0 |  |  | 0 | [13 empty] | Nos | 1.0 | [10 empty] | Ringlus Electro Controls & Automation PVT LTD | [18 empty] | CGST - RNG | 9.0
[120 empty] | SGST - RNG | 9.0
| 65/5A 5VA Cl 5P10 Tape Wound Current Transformer ID 30mm Sreeganga | 65/5A 5VA Cl 5P10 Tape Wound Current Transformer ID 30mm Sreeganga | CSM | Nos |  | 65/5A 5VA Cl 5P10 Tape Wound Current Transformer ID 30mm Sreeganga |  | 0 | 0 | 1 | 1 | 1 | 0.0 | 0.0 | 0.0 | 0 |  |  | 0.0 | Electrical Components | 65/5A 5VA Cl 5P10 Tape Wound Current Transformer ID 30mm Sreeganga | 0 | 31-12-2099 | Material Transfer |  | 0.0 |  | 0 | 0 |  | 0 | 0 | 0 | 0 |  | 0 | Item Attribute | 1 | Nos | 0.0 | 0.0 | 0 | 0.0 | 0 | Sree Ganga |  | India |  |  | 0 | 0.0 |  | 0 | 0 |  | 0 | 0 | 0 | 0 |  |  | 0 | 0 | 0 |  | 0 | [5 empty] | 0 |  |  | 0 | [13 empty] | Nos | 1.0 | [10 empty] | Ringlus Electro Controls & Automation PVT LTD | [18 empty] | CGST - RNG | 9.0
[120 empty] | SGST - RNG | 9.0
| 100/5A 5VA Cl 5P10 Tape Wound Current Transformer ID 30mm Sreeganga | 100/5A 5VA Cl 5P10 Tape Wound Current Transformer ID 30mm Sreeganga | CSM | Nos |  | 100/5A 5VA Cl 5P10 Tape Wound Current Transformer ID 30mm Sreeganga |  | 0 | 0 | 1 | 1 | 1 | 0.0 | 0.0 | 0.0 | 0 |  |  | 0.0 | Electrical Components | 100/5A 5VA Cl 5P10 Tape Wound Current Transformer ID 30mm Sreeganga | 0 | 31-12-2099 | Material Transfer |  | 0.0 |  | 0 | 0 |  | 0 | 0 | 0 | 0 |  | 0 | Item Attribute | 1 | Nos | 0.0 | 0.0 | 0 | 0.0 | 0 | Sree Ganga |  | India |  |  | 0 | 0.0 |  | 0 | 0 |  | 0 | 0 | 0 | 0 |  |  | 0 | 0 | 0 |  | 0 | [5 empty] | 0 |  |  | 0 | [13 empty] | Nos | 1.0 | [10 empty] | Ringlus Electro Controls & Automation PVT LTD | [18 empty] | CGST - RNG | 9.0
[120 empty] | SGST - RNG | 9.0
| 125/5A 5VA Cl 5P10 Tape Wound Current Transformer ID 30mm Sreeganga | 125/5A 5VA Cl 5P10 Tape Wound Current Transformer ID 30mm Sreeganga | CSM | Nos |  | 125/5A 5VA Cl 5P10 Tape Wound Current Transformer ID 30mm Sreeganga |  | 0 | 0 | 1 | 1 | 1 | 0.0 | 0.0 | 0.0 | 0 |  |  | 0.0 | Electrical Components | 125/5A 5VA Cl 5P10 Tape Wound Current Transformer ID 30mm Sreeganga | 0 | 31-12-2099 | Material Transfer |  | 0.0 |  | 0 | 0 |  | 0 | 0 | 0 | 0 |  | 0 | Item Attribute | 1 | Nos | 0.0 | 0.0 | 0 | 0.0 | 0 | Sree Ganga |  | India |  |  | 0 | 0.0 |  | 0 | 0 |  | 0 | 0 | 0 | 0 |  |  | 0 | 0 | 0 |  | 0 | [5 empty] | 0 |  |  | 0 | [13 empty] | Nos | 1.0 | [10 empty] | Ringlus Electro Controls & Automation PVT LTD | [18 empty] | CGST - RNG | 9.0
[120 empty] | SGST - RNG | 9.0
| 150/5A 5VA Cl 5P10 Tape Wound Current Transformer ID 30mm Sreeganga | 150/5A 5VA Cl 5P10 Tape Wound Current Transformer ID 30mm Sreeganga | CSM | Nos |  | 150/5A 5VA Cl 5P10 Tape Wound Current Transformer ID 30mm Sreeganga |  | 0 | 0 | 1 | 1 | 1 | 0.0 | 0.0 | 0.0 | 0 |  |  | 0.0 | Electrical Components | 150/5A 5VA Cl 5P10 Tape Wound Current Transformer ID 30mm Sreeganga | 0 | 31-12-2099 | Material Transfer |  | 0.0 |  | 0 | 0 |  | 0 | 0 | 0 | 0 |  | 0 | Item Attribute | 1 | Nos | 0.0 | 0.0 | 0 | 0.0 | 0 | Sree Ganga |  | India |  |  | 0 | 0.0 |  | 0 | 0 |  | 0 | 0 | 0 | 0 |  |  | 0 | 0 | 0 |  | 0 | [5 empty] | 0 |  |  | 0 | [13 empty] | Nos | 1.0 | [10 empty] | Ringlus Electro Controls & Automation PVT LTD | [18 empty] | CGST - RNG | 9.0
[120 empty] | SGST - RNG | 9.0
| 160/5A 5VA Cl 5P10 Tape Wound Current Transformer ID 30mm Sreeganga | 160/5A 5VA Cl 5P10 Tape Wound Current Transformer ID 30mm Sreeganga | CSM | Nos |  | 160/5A 5VA Cl 5P10 Tape Wound Current Transformer ID 30mm Sreeganga |  | 0 | 0 | 1 | 1 | 1 | 0.0 | 0.0 | 0.0 | 0 |  |  | 0.0 | Electrical Components | 160/5A 5VA Cl 5P10 Tape Wound Current Transformer ID 30mm Sreeganga | 0 | 31-12-2099 | Material Transfer |  | 0.0 |  | 0 | 0 |  | 0 | 0 | 0 | 0 |  | 0 | Item Attribute | 1 | Nos | 0.0 | 0.0 | 0 | 0.0 | 0 | Sree Ganga |  | India |  |  | 0 | 0.0 |  | 0 | 0 |  | 0 | 0 | 0 | 0 |  |  | 0 | 0 | 0 |  | 0 | [5 empty] | 0 |  |  | 0 | [13 empty] | Nos | 1.0 | [10 empty] | Ringlus Electro Controls & Automation PVT LTD | [18 empty] | CGST - RNG | 9.0
[120 empty] | SGST - RNG | 9.0
| 200/5A 5VA Cl 5P10 Tape Wound Current Transformer ID 40mm Sreeganga | 200/5A 5VA Cl 5P10 Tape Wound Current Transformer ID 40mm Sreeganga | CSM | Nos |  | 200/5A 5VA Cl 5P10 Tape Wound Current Transformer ID 40mm Sreeganga |  | 0 | 0 | 1 | 1 | 1 | 0.0 | 0.0 | 0.0 | 0 |  |  | 0.0 | Electrical Components | 200/5A 5VA Cl 5P10 Tape Wound Current Transformer ID 40mm Sreeganga | 0 | 31-12-2099 | Material Transfer |  | 0.0 |  | 0 | 0 |  | 0 | 0 | 0 | 0 |  | 0 | Item Attribute | 1 | Nos | 0.0 | 0.0 | 0 | 0.0 | 0 | Sree Ganga |  | India |  |  | 0 | 0.0 |  | 0 | 0 |  | 0 | 0 | 0 | 0 |  |  | 0 | 0 | 0 |  | 0 | [5 empty] | 0 |  |  | 0 | [13 empty] | Nos | 1.0 | [10 empty] | Ringlus Electro Controls & Automation PVT LTD | [18 empty] | CGST - RNG | 9.0
[120 empty] | SGST - RNG | 9.0
| 250/5A 5VA Cl 5P10 Tape Wound Current Transformer ID 40mm Sreeganga | 250/5A 5VA Cl 5P10 Tape Wound Current Transformer ID 40mm Sreeganga | CSM | Nos |  | 250/5A 5VA Cl 5P10 Tape Wound Current Transformer ID 40mm Sreeganga |  | 0 | 0 | 1 | 1 | 1 | 0.0 | 0.0 | 0.0 | 0 |  |  | 0.0 | Electrical Components | 250/5A 5VA Cl 5P10 Tape Wound Current Transformer ID 40mm Sreeganga | 0 | 31-12-2099 | Material Transfer |  | 0.0 |  | 0 | 0 |  | 0 | 0 | 0 | 0 |  | 0 | Item Attribute | 1 | Nos | 0.0 | 0.0 | 0 | 0.0 | 0 | Sree Ganga |  | India |  |  | 0 | 0.0 |  | 0 | 0 |  | 0 | 0 | 0 | 0 |  |  | 0 | 0 | 0 |  | 0 | [5 empty] | 0 |  |  | 0 | [13 empty] | Nos | 1.0 | [10 empty] | Ringlus Electro Controls & Automation PVT LTD | [18 empty] | CGST - RNG | 9.0
[120 empty] | SGST - RNG | 9.0
| 300/5A 5VA Cl 5P10 Tape Wound Current Transformer ID 50mm Sreeganga | 300/5A 5VA Cl 5P10 Tape Wound Current Transformer ID 50mm Sreeganga | CSM | Nos |  | 300/5A 5VA Cl 5P10 Tape Wound Current Transformer ID 50mm Sreeganga |  | 0 | 0 | 1 | 1 | 1 | 0.0 | 0.0 | 0.0 | 0 |  |  | 0.0 | Electrical Components | 300/5A 5VA Cl 5P10 Tape Wound Current Transformer ID 50mm Sreeganga | 0 | 31-12-2099 | Material Transfer |  | 0.0 |  | 0 | 0 |  | 0 | 0 | 0 | 0 |  | 0 | Item Attribute | 1 | Nos | 0.0 | 0.0 | 0 | 0.0 | 0 | Sree Ganga |  | India |  |  | 0 | 0.0 |  | 0 | 0 |  | 0 | 0 | 0 | 0 |  |  | 0 | 0 | 0 |  | 0 | [5 empty] | 0 |  |  | 0 | [13 empty] | Nos | 1.0 | [10 empty] | Ringlus Electro Controls & Automation PVT LTD | [18 empty] | CGST - RNG | 9.0
[120 empty] | SGST - RNG | 9.0
| 350/5A 5VA Cl 5P10 Tape Wound Current Transformer ID 50mm Sreeganga | 350/5A 5VA Cl 5P10 Tape Wound Current Transformer ID 50mm Sreeganga | CSM | Nos |  | 350/5A 5VA Cl 5P10 Tape Wound Current Transformer ID 50mm Sreeganga |  | 0 | 0 | 1 | 1 | 1 | 0.0 | 0.0 | 0.0 | 0 |  |  | 0.0 | Electrical Components | 350/5A 5VA Cl 5P10 Tape Wound Current Transformer ID 50mm Sreeganga | 0 | 31-12-2099 | Material Transfer |  | 0.0 |  | 0 | 0 |  | 0 | 0 | 0 | 0 |  | 0 | Item Attribute | 1 | Nos | 0.0 | 0.0 | 0 | 0.0 | 0 | Sree Ganga |  | India |  |  | 0 | 0.0 |  | 0 | 0 |  | 0 | 0 | 0 | 0 |  |  | 0 | 0 | 0 |  | 0 | [5 empty] | 0 |  |  | 0 | [13 empty] | Nos | 1.0 | [10 empty] | Ringlus Electro Controls & Automation PVT LTD | [18 empty] | CGST - RNG | 9.0
[120 empty] | SGST - RNG | 9.0
| 400/5A 5VA Cl 5P10 Tape Wound Current Transformer ID 60mm Sreeganga | 400/5A 5VA Cl 5P10 Tape Wound Current Transformer ID 60mm Sreeganga | CSM | Nos |  | 400/5A 5VA Cl 5P10 Tape Wound Current Transformer ID 60mm Sreeganga |  | 0 | 0 | 1 | 1 | 1 | 0.0 | 0.0 | 0.0 | 0 |  |  | 0.0 | Electrical Components | 400/5A 5VA Cl 5P10 Tape Wound Current Transformer ID 60mm Sreeganga | 0 | 31-12-2099 | Material Transfer |  | 0.0 |  | 0 | 0 |  | 0 | 0 | 0 | 0 |  | 0 | Item Attribute | 1 | Nos | 0.0 | 0.0 | 0 | 0.0 | 0 | Sree Ganga |  | India |  |  | 0 | 0.0 |  | 0 | 0 |  | 0 | 0 | 0 | 0 |  |  | 0 | 0 | 0 |  | 0 | [5 empty] | 0 |  |  | 0 | [13 empty] | Nos | 1.0 | [10 empty] | Ringlus Electro Controls & Automation PVT LTD | [18 empty] | CGST - RNG | 9.0
[120 empty] | SGST - RNG | 9.0
| 500/5A 5VA Cl 5P10 Tape Wound Current Transformer ID 70mm Sreeganga | 500/5A 5VA Cl 5P10 Tape Wound Current Transformer ID 70mm Sreeganga | CSM | Nos |  | 500/5A 5VA Cl 5P10 Tape Wound Current Transformer ID 70mm Sreeganga |  | 0 | 0 | 1 | 1 | 1 | 0.0 | 0.0 | 0.0 | 0 |  |  | 0.0 | Electrical Components | 500/5A 5VA Cl 5P10 Tape Wound Current Transformer ID 70mm Sreeganga | 0 | 31-12-2099 | Material Transfer |  | 0.0 |  | 0 | 0 |  | 0 | 0 | 0 | 0 |  | 0 | Item Attribute | 1 | Nos | 0.0 | 0.0 | 0 | 0.0 | 0 | Sree Ganga |  | India |  |  | 0 | 0.0 |  | 0 | 0 |  | 0 | 0 | 0 | 0 |  |  | 0 | 0 | 0 |  | 0 | [5 empty] | 0 |  |  | 0 | [13 empty] | Nos | 1.0 | [10 empty] | Ringlus Electro Controls & Automation PVT LTD | [18 empty] | CGST - RNG | 9.0
[120 empty] | SGST - RNG | 9.0
| Thermostat 0-60 Degree Celcuis with NO | Thermostat 0-60 Degree Celcuis with NO | CWA | Nos |  | Thermostat 0-60 Degree Celcuis with NO |  | 0 | 0 | 1 | 1 | 1 | 0.0 | 0.0 | 0.0 | 0 |  |  | 0.0 | Electrical Components | Thermostat 0-60 Degree Celcuis with NO | 0 | 31-12-2099 | Material Transfer |  | 0.0 |  | 0 | 0 |  | 0 | 0 | 0 | 0 |  | 0 | Item Attribute | 1 | Nos | 0.0 | 0.0 | 0 | 0.0 | 0 | Kamptec |  | India |  |  | 0 | 0.0 |  | 0 | 0 |  | 0 | 0 | 0 | 0 |  |  | 0 | 0 | 0 |  | 0 | [5 empty] | 0 |  |  | 0 | [13 empty] | Nos | 1.0 | [10 empty] | Ringlus Electro Controls & Automation PVT LTD | [18 empty] | CGST - RNG | 9.0
[120 empty] | SGST - RNG | 9.0
| Cooling fan 4 Inch Axial fan with Airvent | Cooling fan 4 Inch Axial fan with Airvent | CWA | Nos |  | Cooling fan 4 Inch Axial fan with Airvent |  | 0 | 0 | 1 | 1 | 1 | 0.0 | 0.0 | 0.0 | 0 |  |  | 0.0 | Electrical Components | Cooling fan 4 Inch Axial fan with Airvent | 0 | 31-12-2099 | Material Transfer |  | 0.0 |  | 0 | 0 |  | 0 | 0 | 0 | 0 |  | 0 | Item Attribute | 1 | Nos | 0.0 | 0.0 | 0 | 0.0 | 0 | Rexnord |  | India |  |  | 0 | 0.0 |  | 0 | 0 |  | 0 | 0 | 0 | 0 |  |  | 0 | 0 | 0 |  | 0 | [5 empty] | 0 |  |  | 0 | [13 empty] | Nos | 1.0 | [10 empty] | Ringlus Electro Controls & Automation PVT LTD | [18 empty] | CGST - RNG | 9.0
[120 empty] | SGST - RNG | 9.0
| 16A DP DC MCB L&T | 16A DP DC MCB L&T | CWA | Nos |  | 16A DP DC MCB L&T |  | 0 | 0 | 1 | 1 | 1 | 0.0 | 0.0 | 0.0 | 0 |  |  | 0.0 | Electrical Components | 16A DP DC MCB L&T | 0 | 31-12-2099 | Material Transfer |  | 0.0 |  | 0 | 0 |  | 0 | 0 | 0 | 0 |  | 0 | Item Attribute | 1 | Nos | 0.0 | 0.0 | 0 | 0.0 | 0 | L&T |  | India |  |  | 0 | 0.0 |  | 0 | 0 |  | 0 | 0 | 0 | 0 |  |  | 0 | 0 | 0 |  | 0 | [5 empty] | 0 |  |  | 0 | [13 empty] | Nos | 1.0 | [10 empty] | Ringlus Electro Controls & Automation PVT LTD | [18 empty] | CGST - RNG | 9.0
[120 empty] | SGST - RNG | 9.0
| Relay Interface Module 230V, AC 2 Common 4 Channel Elmex | Relay Interface Module 230V, AC 2 Common 4 Channel Elmex | CWA | Nos |  | Relay Interface Module 230V, AC 2 Common 4 Channel Elmex |  | 0 | 0 | 1 | 1 | 1 | 0.0 | 0.0 | 0.0 | 0 |  |  | 0.0 | Electrical Components | Relay Interface Module 230V, AC 2 Common 4 Channel Elmex | 0 | 31-12-2099 | Material Transfer |  | 0.0 |  | 0 | 0 |  | 0 | 0 | 0 | 0 |  | 0 | Item Attribute | 1 | Nos | 0.0 | 0.0 | 0 | 0.0 | 0 | Elmex |  | India |  |  | 0 | 0.0 |  | 0 | 0 |  | 0 | 0 | 0 | 0 |  |  | 0 | 0 | 0 |  | 0 | [5 empty] | 0 |  |  | 0 | [13 empty] | Nos | 1.0 | [10 empty] | Ringlus Electro Controls & Automation PVT LTD | [18 empty] | CGST - RNG | 9.0
[120 empty] | SGST - RNG | 9.0
| Relay Interface Module 24V, DC 2 Common 4 Channel Elmex | Relay Interface Module 24V, DC 2 Common 4 Channel Elmex | CWA | Nos |  | Relay Interface Module 24V, DC 2 Common 4 Channel Elmex |  | 0 | 0 | 1 | 1 | 1 | 0.0 | 0.0 | 0.0 | 0 |  |  | 0.0 | Electrical Components | Relay Interface Module 24V, DC 2 Common 4 Channel Elmex | 0 | 31-12-2099 | Material Transfer |  | 0.0 |  | 0 | 0 |  | 0 | 0 | 0 | 0 |  | 0 | Item Attribute | 1 | Nos | 0.0 | 0.0 | 0 | 0.0 | 0 | Elmex |  | India |  |  | 0 | 0.0 |  | 0 | 0 |  | 0 | 0 | 0 | 0 |  |  | 0 | 0 | 0 |  | 0 | [5 empty] | 0 |  |  | 0 | [13 empty] | Nos | 1.0 | [10 empty] | Ringlus Electro Controls & Automation PVT LTD | [18 empty] | CGST - RNG | 9.0
[120 empty] | SGST - RNG | 9.0
| Relay Interface Module12V, DC 2 Common 4 Channel Elmex | Relay Interface Module12V, DC 2 Common 4 Channel Elmex | CWA | Nos |  | Relay Interface Module12V, DC 2 Common 4 Channel Elmex |  | 0 | 0 | 1 | 1 | 1 | 0.0 | 0.0 | 0.0 | 0 |  |  | 0.0 | Electrical Components | Relay Interface Module12V, DC 2 Common 4 Channel Elmex | 0 | 31-12-2099 | Material Transfer |  | 0.0 |  | 0 | 0 |  | 0 | 0 | 0 | 0 |  | 0 | Item Attribute | 1 | Nos | 0.0 | 0.0 | 0 | 0.0 | 0 | Elmex |  | India |  |  | 0 | 0.0 |  | 0 | 0 |  | 0 | 0 | 0 | 0 |  |  | 0 | 0 | 0 |  | 0 | [5 empty] | 0 |  |  | 0 | [13 empty] | Nos | 1.0 | [10 empty] | Ringlus Electro Controls & Automation PVT LTD | [18 empty] | CGST - RNG | 9.0
[120 empty] | SGST - RNG | 9.0
| Relay Interface Module 24V, DC 2 Common 8 Channel Elmex | Relay Interface Module 24V, DC 2 Common 8 Channel Elmex | CWA | Nos |  | Relay Interface Module 24V, DC 2 Common 8 Channel Elmex |  | 0 | 0 | 1 | 1 | 1 | 0.0 | 0.0 | 0.0 | 0 |  |  | 0.0 | Electrical Components | Relay Interface Module 24V, DC 2 Common 8 Channel Elmex | 0 | 31-12-2099 | Material Transfer |  | 0.0 |  | 0 | 0 |  | 0 | 0 | 0 | 0 |  | 0 | Item Attribute | 1 | Nos | 0.0 | 0.0 | 0 | 0.0 | 0 | Elmex |  | India |  |  | 0 | 0.0 |  | 0 | 0 |  | 0 | 0 | 0 | 0 |  |  | 0 | 0 | 0 |  | 0 | [5 empty] | 0 |  |  | 0 | [13 empty] | Nos | 1.0 | [10 empty] | Ringlus Electro Controls & Automation PVT LTD | [18 empty] | CGST - RNG | 9.0
[120 empty] | SGST - RNG | 9.0
| Four Pole two way Centre Off Rotary switch 16A Salzer | Four Pole two way Centre Off Rotary switch 16A Salzer | CWA | Nos |  | Four Pole two way Centre Off Rotary switch 16A Salzer |  | 0 | 0 | 1 | 1 | 1 | 0.0 | 0.0 | 0.0 | 0 |  |  | 0.0 | Electrical Components | Four Pole two way Centre Off Rotary switch 16A Salzer | 0 | 31-12-2099 | Material Transfer |  | 0.0 |  | 0 | 0 |  | 0 | 0 | 0 | 0 |  | 0 | Item Attribute | 1 | Nos | 0.0 | 0.0 | 0 | 0.0 | 0 | Salzer |  | India |  |  | 0 | 0.0 |  | 0 | 0 |  | 0 | 0 | 0 | 0 |  |  | 0 | 0 | 0 |  | 0 | [5 empty] | 0 |  |  | 0 | [13 empty] | Nos | 1.0 | [10 empty] | Ringlus Electro Controls & Automation PVT LTD | [18 empty] | CGST - RNG | 9.0
[120 empty] | SGST - RNG | 9.0
| 230V AC Hooter 96 x 96mm Minilac | 230V AC Hooter 96 x 96mm Minilac | CWA | Nos |  | 230V AC Hooter 96 x 96mm Minilac |  | 0 | 0 | 1 | 1 | 1 | 0.0 | 0.0 | 0.0 | 0 |  |  | 0.0 | Electrical Components | 230V AC Hooter 96 x 96mm Minilac | 0 | 31-12-2099 | Material Transfer |  | 0.0 |  | 0 | 0 |  | 0 | 0 | 0 | 0 |  | 0 | Item Attribute | 1 | Nos | 0.0 | 0.0 | 0 | 0.0 | 0 | Minilac |  | India |  |  | 0 | 0.0 |  | 0 | 0 |  | 0 | 0 | 0 | 0 |  |  | 0 | 0 | 0 |  | 0 | [5 empty] | 0 |  |  | 0 | [13 empty] | Nos | 1.0 | [10 empty] | Ringlus Electro Controls & Automation PVT LTD | [18 empty] | CGST - RNG | 9.0
[120 empty] | SGST - RNG | 9.0
| Annunciation Window 7 stage + Reset Button,24V DC Minilac | Annunciation Window 7 stage + Reset Button,24V DC Minilac | CWA | Nos |  | Annunciation Window 7 stage + Reset Button,24V DC Minilac |  | 0 | 0 | 1 | 1 | 1 | 0.0 | 0.0 | 0.0 | 0 |  |  | 0.0 | Electrical Components | Annunciation Window 7 stage + Reset Button,24V DC Minilac | 0 | 31-12-2099 | Material Transfer |  | 0.0 |  | 0 | 0 |  | 0 | 0 | 0 | 0 |  | 0 | Item Attribute | 1 | Nos | 0.0 | 0.0 | 0 | 0.0 | 0 | Minilac |  | India |  |  | 0 | 0.0 |  | 0 | 0 |  | 0 | 0 | 0 | 0 |  |  | 0 | 0 | 0 |  | 0 | [5 empty] | 0 |  |  | 0 | [13 empty] | Nos | 1.0 | [10 empty] | Ringlus Electro Controls & Automation PVT LTD | [18 empty] | CGST - RNG | 9.0
[120 empty] | SGST - RNG | 9.0
| Sym Head 3P NSR Selector Actuator With 2 Nos of Modular Contact Block Green NO Esbee | Sym Head 3P NSR Selector Actuator With 2 Nos of Modular Contact Block Green NO Esbee | CWA | Nos |  | Sym Head 3P NSR Selector Actuator With 2 Nos of Modular Contact Block Green NO Esbee |  | 0 | 0 | 1 | 1 | 1 | 0.0 | 0.0 | 0.0 | 0 |  |  | 0.0 | Electrical Components | Sym Head 3P NSR Selector Actuator With 2 Nos of Modular Contact Block Green NO Esbee | 0 | 31-12-2099 | Material Transfer |  | 0.0 |  | 0 | 0 |  | 0 | 0 | 0 | 0 |  | 0 | Item Attribute | 1 | Nos | 0.0 | 0.0 | 0 | 0.0 | 0 | Esbee |  | India |  |  | 0 | 0.0 |  | 0 | 0 |  | 0 | 0 | 0 | 0 |  |  | 0 | 0 | 0 |  | 0 | [5 empty] | 0 |  |  | 0 | [13 empty] | Nos | 1.0 | [10 empty] | Ringlus Electro Controls & Automation PVT LTD | [18 empty] | CGST - RNG | 9.0
[120 empty] | SGST - RNG | 9.0
| Sym Head 2P NSR Selector Actuator With 2 Nos of Modular Contact Block Green NO Esbee | Sym Head 2P NSR Selector Actuator With 2 Nos of Modular Contact Block Green NO Esbee | CWA | Nos |  | Sym Head 2P NSR Selector Actuator With 2 Nos of Modular Contact Block Green NO Esbee |  | 0 | 0 | 1 | 1 | 1 | 0.0 | 0.0 | 0.0 | 0 |  |  | 0.0 | Electrical Components | Sym Head 2P NSR Selector Actuator With 2 Nos of Modular Contact Block Green NO Esbee | 0 | 31-12-2099 | Material Transfer |  | 0.0 |  | 0 | 0 |  | 0 | 0 | 0 | 0 |  | 0 | Item Attribute | 1 | Nos | 0.0 | 0.0 | 0 | 0.0 | 0 | Esbee |  | India |  |  | 0 | 0.0 |  | 0 | 0 |  | 0 | 0 | 0 | 0 |  |  | 0 | 0 | 0 |  | 0 | [5 empty] | 0 |  |  | 0 | [13 empty] | Nos | 1.0 | [10 empty] | Ringlus Electro Controls & Automation PVT LTD | [18 empty] | CGST - RNG | 9.0
[120 empty] | SGST - RNG | 9.0
| 10A DP MCB 230V,AC L&T | 10A DP MCB 230V,AC L&T | CWA | Nos |  | 10A DP MCB 230V,AC L&T |  | 0 | 0 | 1 | 1 | 1 | 0.0 | 0.0 | 0.0 | 0 |  |  | 0.0 | Electrical Components | 10A DP MCB 230V,AC L&T | 0 | 31-12-2099 | Material Transfer |  | 0.0 |  | 0 | 0 |  | 0 | 0 | 0 | 0 |  | 0 | Item Attribute | 1 | Nos | 0.0 | 0.0 | 0 | 0.0 | 0 | L&T |  | India |  |  | 0 | 0.0 |  | 0 | 0 |  | 0 | 0 | 0 | 0 |  |  | 0 | 0 | 0 |  | 0 | [5 empty] | 0 |  |  | 0 | [13 empty] | Nos | 1.0 | [10 empty] | Ringlus Electro Controls & Automation PVT LTD | [18 empty] | CGST - RNG | 9.0
[120 empty] | SGST - RNG | 9.0
| 20A DC DP MCB L&T | 20A DC DP MCB L&T | CWA | Nos |  | 20A DC DP MCB L&T |  | 0 | 0 | 1 | 1 | 1 | 0.0 | 0.0 | 0.0 | 0 |  |  | 0.0 | Electrical Components | 20A DC DP MCB L&T | 0 | 31-12-2099 | Material Transfer |  | 0.0 |  | 0 | 0 |  | 0 | 0 | 0 | 0 |  | 0 | Item Attribute | 1 | Nos | 0.0 | 0.0 | 0 | 0.0 | 0 | L&T |  | India |  |  | 0 | 0.0 |  | 0 | 0 |  | 0 | 0 | 0 | 0 |  |  | 0 | 0 | 0 |  | 0 | [5 empty] | 0 |  |  | 0 | [13 empty] | Nos | 1.0 | [10 empty] | Ringlus Electro Controls & Automation PVT LTD | [18 empty] | CGST - RNG | 9.0
[120 empty] | SGST - RNG | 9.0
| LED Indication Lamp 230V AC Green fitted on ON Push button Esbee | LED Indication Lamp 230V AC Green fitted on ON Push button Esbee | CWA | Nos |  | LED Indication Lamp 230V AC Green fitted on ON Push button Esbee |  | 0 | 0 | 1 | 1 | 1 | 0.0 | 0.0 | 0.0 | 0 |  |  | 0.0 | Electrical Components | LED Indication Lamp 230V AC Green fitted on ON Push button Esbee | 0 | 31-12-2099 | Material Transfer |  | 0.0 |  | 0 | 0 |  | 0 | 0 | 0 | 0 |  | 0 | Item Attribute | 1 | Nos | 0.0 | 0.0 | 0 | 0.0 | 0 | Esbee |  | India |  |  | 0 | 0.0 |  | 0 | 0 |  | 0 | 0 | 0 | 0 |  |  | 0 | 0 | 0 |  | 0 | [5 empty] | 0 |  |  | 0 | [13 empty] | Nos | 1.0 | [10 empty] | Ringlus Electro Controls & Automation PVT LTD | [18 empty] | CGST - RNG | 9.0
[120 empty] | SGST - RNG | 9.0
| LED Indication Lamp 12V DC Red fitted on OFF Push button Esbee | LED Indication Lamp 12V DC Red fitted on OFF Push button Esbee | CWA | Nos |  | LED Indication Lamp 12V DC Red fitted on OFF Push button Esbee |  | 0 | 0 | 1 | 1 | 1 | 0.0 | 0.0 | 0.0 | 0 |  |  | 0.0 | Electrical Components | LED Indication Lamp 12V DC Red fitted on OFF Push button Esbee | 0 | 31-12-2099 | Material Transfer |  | 0.0 |  | 0 | 0 |  | 0 | 0 | 0 | 0 |  | 0 | Item Attribute | 1 | Nos | 0.0 | 0.0 | 0 | 0.0 | 0 | Esbee |  | India |  |  | 0 | 0.0 |  | 0 | 0 |  | 0 | 0 | 0 | 0 |  |  | 0 | 0 | 0 |  | 0 | [5 empty] | 0 |  |  | 0 | [13 empty] | Nos | 1.0 | [10 empty] | Ringlus Electro Controls & Automation PVT LTD | [18 empty] | CGST - RNG | 9.0
[120 empty] | SGST - RNG | 9.0
| LED Indication Lamp 24V,DC Green Esbee | LED Indication Lamp 24V,DC Green Esbee | CWA | Nos |  | LED Indication Lamp 24V,DC Green Esbee |  | 0 | 0 | 1 | 1 | 1 | 0.0 | 0.0 | 0.0 | 0 |  |  | 0.0 | Electrical Components | LED Indication Lamp 24V,DC Green Esbee | 0 | 31-12-2099 | Material Transfer |  | 0.0 |  | 0 | 0 |  | 0 | 0 | 0 | 0 |  | 0 | Item Attribute | 1 | Nos | 0.0 | 0.0 | 0 | 0.0 | 0 | Esbee |  | India |  |  | 0 | 0.0 |  | 0 | 0 |  | 0 | 0 | 0 | 0 |  |  | 0 | 0 | 0 |  | 0 | [5 empty] | 0 |  |  | 0 | [13 empty] | Nos | 1.0 | [10 empty] | Ringlus Electro Controls & Automation PVT LTD | [18 empty] | CGST - RNG | 9.0
[120 empty] | SGST - RNG | 9.0
| LED Indication Lamp 24V,DC Red Esbee | LED Indication Lamp 24V,DC Red Esbee | CWA | Nos |  | LED Indication Lamp 24V,DC Red Esbee |  | 0 | 0 | 1 | 1 | 1 | 0.0 | 0.0 | 0.0 | 0 |  |  | 0.0 | Electrical Components | LED Indication Lamp 24V,DC Red Esbee | 0 | 31-12-2099 | Material Transfer |  | 0.0 |  | 0 | 0 |  | 0 | 0 | 0 | 0 |  | 0 | Item Attribute | 1 | Nos | 0.0 | 0.0 | 0 | 0.0 | 0 | Esbee |  | India |  |  | 0 | 0.0 |  | 0 | 0 |  | 0 | 0 | 0 | 0 |  |  | 0 | 0 | 0 |  | 0 | [5 empty] | 0 |  |  | 0 | [13 empty] | Nos | 1.0 | [10 empty] | Ringlus Electro Controls & Automation PVT LTD | [18 empty] | CGST - RNG | 9.0
[120 empty] | SGST - RNG | 9.0
| Mashroom Head Type Stop Push Button with Turn Lock Red with I NO Esbee | Mashroom Head Type Stop Push Button with Turn Lock Red with I NO Esbee | CWA | Nos |  | Mashroom Head Type Stop Push Button with Turn Lock Red with I NO Esbee |  | 0 | 0 | 1 | 1 | 1 | 0.0 | 0.0 | 0.0 | 0 |  |  | 0.0 | Electrical Components | Mashroom Head Type Stop Push Button with Turn Lock Red with I NO Esbee | 0 | 31-12-2099 | Material Transfer |  | 0.0 |  | 0 | 0 |  | 0 | 0 | 0 | 0 |  | 0 | Item Attribute | 1 | Nos | 0.0 | 0.0 | 0 | 0.0 | 0 | Esbee |  | India |  |  | 0 | 0.0 |  | 0 | 0 |  | 0 | 0 | 0 | 0 |  |  | 0 | 0 | 0 |  | 0 | [5 empty] | 0 |  |  | 0 | [13 empty] | Nos | 1.0 | [10 empty] | Ringlus Electro Controls & Automation PVT LTD | [18 empty] | CGST - RNG | 9.0
[120 empty] | SGST - RNG | 9.0
| Push Button with 1 NC Element, Black Esbee | Push Button with 1 NC Element, Black Esbee | CWA | Nos |  | Push Button with 1 NC Element, Black Esbee |  | 0 | 0 | 1 | 1 | 1 | 0.0 | 0.0 | 0.0 | 0 |  |  | 0.0 | Electrical Components | Push Button with 1 NC Element, Black Esbee | 0 | 31-12-2099 | Material Transfer |  | 0.0 |  | 0 | 0 |  | 0 | 0 | 0 | 0 |  | 0 | Item Attribute | 1 | Nos | 0.0 | 0.0 | 0 | 0.0 | 0 | Esbee |  | India |  |  | 0 | 0.0 |  | 0 | 0 |  | 0 | 0 | 0 | 0 |  |  | 0 | 0 | 0 |  | 0 | [5 empty] | 0 |  |  | 0 | [13 empty] | Nos | 1.0 | [10 empty] | Ringlus Electro Controls & Automation PVT LTD | [18 empty] | CGST - RNG | 9.0
[120 empty] | SGST - RNG | 9.0
| Illuminated ON Push Button with 1 No Element Esbee | Illuminated ON Push Button with 1 No Element Esbee | CWA | Nos |  | Illuminated ON Push Button with 1 No Element Esbee |  | 0 | 0 | 1 | 1 | 1 | 0.0 | 0.0 | 0.0 | 0 |  |  | 0.0 | Electrical Components | Illuminated ON Push Button with 1 No Element Esbee | 0 | 31-12-2099 | Material Transfer |  | 0.0 |  | 0 | 0 |  | 0 | 0 | 0 | 0 |  | 0 | Item Attribute | 1 | Nos | 0.0 | 0.0 | 0 | 0.0 | 0 | Esbee |  | India |  |  | 0 | 0.0 |  | 0 | 0 |  | 0 | 0 | 0 | 0 |  |  | 0 | 0 | 0 |  | 0 | [5 empty] | 0 |  |  | 0 | [13 empty] | Nos | 1.0 | [10 empty] | Ringlus Electro Controls & Automation PVT LTD | [18 empty] | CGST - RNG | 9.0
[120 empty] | SGST - RNG | 9.0
| Illuminated OFF Push Button with 1 NO & 1 NC Element Esbee | Illuminated OFF Push Button with 1 NO & 1 NC Element Esbee | CWA | Nos |  | Illuminated OFF Push Button with 1 NO & 1 NC Element Esbee |  | 0 | 0 | 1 | 1 | 1 | 0.0 | 0.0 | 0.0 | 0 |  |  | 0.0 | Electrical Components | Illuminated OFF Push Button with 1 NO & 1 NC Element Esbee | 0 | 31-12-2099 | Material Transfer |  | 0.0 |  | 0 | 0 |  | 0 | 0 | 0 | 0 |  | 0 | Item Attribute | 1 | Nos | 0.0 | 0.0 | 0 | 0.0 | 0 | Esbee |  | India |  |  | 0 | 0.0 |  | 0 | 0 |  | 0 | 0 | 0 | 0 |  |  | 0 | 0 | 0 |  | 0 | [5 empty] | 0 |  |  | 0 | [13 empty] | Nos | 1.0 | [10 empty] | Ringlus Electro Controls & Automation PVT LTD | [18 empty] | CGST - RNG | 9.0
[120 empty] | SGST - RNG | 9.0
| SMPS NHP | SMPS NHP | CWA | Nos |  | SMPS NHP |  | 0 | 0 | 1 | 1 | 1 | 0.0 | 0.0 | 0.0 | 0 |  |  | 0.0 | Electrical Components | SMPS NHP | 0 | 31-12-2099 | Material Transfer |  | 0.0 |  | 0 | 0 |  | 0 | 0 | 0 | 0 |  | 0 | Item Attribute | 1 | Nos | 0.0 | 0.0 | 0 | 0.0 | 0 | NHP |  | India |  |  | 0 | 0.0 |  | 0 | 0 |  | 0 | 0 | 0 | 0 |  |  | 0 | 0 | 0 |  | 0 | [5 empty] | 0 |  |  | 0 | [13 empty] | Nos | 1.0 | [10 empty] | Ringlus Electro Controls & Automation PVT LTD | [18 empty] | CGST - RNG | 9.0
[120 empty] | SGST - RNG | 9.0
| 40A/40A TPN/TPN ACCL Havells DHACOTT4040 | 40A/40A TPN/TPN ACCL Havells DHACOTT4040 | ACCL | Nos |  | 40A/40A TPN/TPN ACCL Havells DHACOTT4040 |  | 0 | 0 | 1 | 1 | 1 | 0.0 | 0.0 | 0.0 | 0 |  |  | 0.0 | Electrical Components | 40A/40A TPN/TPN ACCL Havells DHACOTT4040 | 0 | 31-12-2099 | Material Transfer |  | 0.0 |  | 0 | 0 |  | 0 | 0 | 0 | 0 |  | 0 | Item Attribute | 1 | Nos | 0.0 | 0.0 | 0 | 0.0 | 0 | Havells | DHACOTT4040 | India |  |  | 0 | 0.0 |  | 0 | 0 |  | 0 | 0 | 0 | 0 |  |  | 0 | 0 | 0 |  | 0 | [5 empty] | 0 |  |  | 0 | [13 empty] | Nos | 1.0 | [10 empty] | Ringlus Electro Controls & Automation PVT LTD | [18 empty] | CGST - RNG | 9.0
[120 empty] | SGST - RNG | 9.0
| 30A/1.5A TPN/SPN ACCL Havells DHDOSN301X | 30A/1.5A TPN/SPN ACCL Havells DHDOSN301X | ACCL | Nos |  | 30A/1.5A TPN/SPN ACCL Havells DHDOSN301X |  | 0 | 0 | 1 | 1 | 1 | 0.0 | 0.0 | 0.0 | 0 |  |  | 0.0 | Electrical Components | 30A/1.5A TPN/SPN ACCL Havells DHDOSN301X | 0 | 31-12-2099 | Material Transfer |  | 0.0 |  | 0 | 0 |  | 0 | 0 | 0 | 0 |  | 0 | Item Attribute | 1 | Nos | 0.0 | 0.0 | 0 | 0.0 | 0 | Havells | DHDOSN301X | India |  |  | 0 | 0.0 |  | 0 | 0 |  | 0 | 0 | 0 | 0 |  |  | 0 | 0 | 0 |  | 0 | [5 empty] | 0 |  |  | 0 | [13 empty] | Nos | 1.0 | [10 empty] | Ringlus Electro Controls & Automation PVT LTD | [18 empty] | CGST - RNG | 9.0
[120 empty] | SGST - RNG | 9.0
| Illuminated flush head push button 230V AC Green Esbee | Illuminated flush head push button 230V AC Green Esbee | CWA | Nos |  | Illuminated flush head push button 230V AC Green Esbee |  | 0 | 0 | 1 | 1 | 1 | 0.0 | 0.0 | 0.0 | 0 |  |  | 0.0 | Electrical Components | Illuminated flush head push button 230V AC Green Esbee | 0 | 31-12-2099 | Material Transfer |  | 0.0 |  | 0 | 0 |  | 0 | 0 | 0 | 0 |  | 0 | Item Attribute | 1 | Nos | 0.0 | 0.0 | 0 | 0.0 | 0 | Esbee |  | India |  |  | 0 | 0.0 |  | 0 | 0 |  | 0 | 0 | 0 | 0 |  |  | 0 | 0 | 0 |  | 0 | [5 empty] | 0 |  |  | 0 | [13 empty] | Nos | 1.0 | [10 empty] | Ringlus Electro Controls & Automation PVT LTD | [18 empty] | CGST - RNG | 9.0
[120 empty] | SGST - RNG | 9.0
| Illuminated flush head push button 24V DC Red Esbee | Illuminated flush head push button 24V DC Red Esbee | CWA | Nos |  | Illuminated flush head push button 24V DC Red Esbee |  | 0 | 0 | 1 | 1 | 1 | 0.0 | 0.0 | 0.0 | 0 |  |  | 0.0 | Electrical Components | Illuminated flush head push button 24V DC Red Esbee | 0 | 31-12-2099 | Material Transfer |  | 0.0 |  | 0 | 0 |  | 0 | 0 | 0 | 0 |  | 0 | Item Attribute | 1 | Nos | 0.0 | 0.0 | 0 | 0.0 | 0 | Esbee |  | India |  |  | 0 | 0.0 |  | 0 | 0 |  | 0 | 0 | 0 | 0 |  |  | 0 | 0 | 0 |  | 0 | [5 empty] | 0 |  |  | 0 | [13 empty] | Nos | 1.0 | [10 empty] | Ringlus Electro Controls & Automation PVT LTD | [18 empty] | CGST - RNG | 9.0
[120 empty] | SGST - RNG | 9.0
| LED Indication Lamp 12V,DC Green Esbee | LED Indication Lamp 12V,DC Green Esbee | CWA | Nos |  | LED Indication Lamp 12V,DC Green Esbee |  | 0 | 0 | 1 | 1 | 1 | 0.0 | 0.0 | 0.0 | 0 |  |  | 0.0 | Electrical Components | LED Indication Lamp 12V,DC Green Esbee | 0 | 31-12-2099 | Material Transfer |  | 0.0 |  | 0 | 0 |  | 0 | 0 | 0 | 0 |  | 0 | Item Attribute | 1 | Nos | 0.0 | 0.0 | 0 | 0.0 | 0 | Esbee |  | India |  |  | 0 | 0.0 |  | 0 | 0 |  | 0 | 0 | 0 | 0 |  |  | 0 | 0 | 0 |  | 0 | [5 empty] | 0 |  |  | 0 | [13 empty] | Nos | 1.0 | [10 empty] | Ringlus Electro Controls & Automation PVT LTD | [18 empty] | CGST - RNG | 9.0
[120 empty] | SGST - RNG | 9.0
| 2A 000 DIN-type HRC fuse links Gg 500V 80kA ABB 1SCA107747R1001 | 2A 000 DIN-type HRC fuse links Gg 500V 80kA ABB 1SCA107747R1001 | ABBSFU | Nos |  | 2A 000 DIN-type HRC fuse links Gg 500V 80kA ABB 1SCA107747R1001 |  | 0 | 0 | 1 | 1 | 1 | 0.0 | 0.0 | 0.0 | 0 |  |  | 0.0 | Electrical Components | 2A 000 DIN-type HRC fuse links Gg 500V 80kA ABB 1SCA107747R1001 | 0 | 31-12-2099 | Material Transfer |  | 0.0 |  | 0 | 0 |  | 0 | 0 | 0 | 0 |  | 0 | Item Attribute | 1 | Nos | 0.0 | 0.0 | 0 | 0.0 | 0 | ABB | 1SCA107747R1001 | India |  |  | 0 | 0.0 |  | 0 | 0 |  | 0 | 0 | 0 | 0 |  |  | 0 | 0 | 0 |  | 0 | [5 empty] | 0 |  |  | 0 | [13 empty] | Nos | 1.0 | [10 empty] | Ringlus Electro Controls & Automation PVT LTD | [18 empty] | CGST - RNG | 9.0
[120 empty] | SGST - RNG | 9.0
| 6A 000 DIN-type HRC fuse links Gg 500V 80kA ABB 1SCA107748R1001 | 6A 000 DIN-type HRC fuse links Gg 500V 80kA ABB 1SCA107748R1001 | ABBSFU | Nos |  | 6A 000 DIN-type HRC fuse links Gg 500V 80kA ABB 1SCA107748R1001 |  | 0 | 0 | 1 | 1 | 1 | 0.0 | 0.0 | 0.0 | 0 |  |  | 0.0 | Electrical Components | 6A 000 DIN-type HRC fuse links Gg 500V 80kA ABB 1SCA107748R1001 | 0 | 31-12-2099 | Material Transfer |  | 0.0 |  | 0 | 0 |  | 0 | 0 | 0 | 0 |  | 0 | Item Attribute | 1 | Nos | 0.0 | 0.0 | 0 | 0.0 | 0 | ABB | 1SCA107748R1001 | India |  |  | 0 | 0.0 |  | 0 | 0 |  | 0 | 0 | 0 | 0 |  |  | 0 | 0 | 0 |  | 0 | [5 empty] | 0 |  |  | 0 | [13 empty] | Nos | 1.0 | [10 empty] | Ringlus Electro Controls & Automation PVT LTD | [18 empty] | CGST - RNG | 9.0
[120 empty] | SGST - RNG | 9.0
| 10A 000 DIN-type HRC fuse links Gg 500V 80kA ABB 1SCA107749R1001 | 10A 000 DIN-type HRC fuse links Gg 500V 80kA ABB 1SCA107749R1001 | ABBSFU | Nos |  | 10A 000 DIN-type HRC fuse links Gg 500V 80kA ABB 1SCA107749R1001 |  | 0 | 0 | 1 | 1 | 1 | 0.0 | 0.0 | 0.0 | 0 |  |  | 0.0 | Electrical Components | 10A 000 DIN-type HRC fuse links Gg 500V 80kA ABB 1SCA107749R1001 | 0 | 31-12-2099 | Material Transfer |  | 0.0 |  | 0 | 0 |  | 0 | 0 | 0 | 0 |  | 0 | Item Attribute | 1 | Nos | 0.0 | 0.0 | 0 | 0.0 | 0 | ABB | 1SCA107749R1001 | India |  |  | 0 | 0.0 |  | 0 | 0 |  | 0 | 0 | 0 | 0 |  |  | 0 | 0 | 0 |  | 0 | [5 empty] | 0 |  |  | 0 | [13 empty] | Nos | 1.0 | [10 empty] | Ringlus Electro Controls & Automation PVT LTD | [18 empty] | CGST - RNG | 9.0
[120 empty] | SGST - RNG | 9.0
| 16A 000 DIN-type HRC fuse links Gg 500V 80kA ABB 1SCA107750R1001 | 16A 000 DIN-type HRC fuse links Gg 500V 80kA ABB 1SCA107750R1001 | ABBSFU | Nos |  | 16A 000 DIN-type HRC fuse links Gg 500V 80kA ABB 1SCA107750R1001 |  | 0 | 0 | 1 | 1 | 1 | 0.0 | 0.0 | 0.0 | 0 |  |  | 0.0 | Electrical Components | 16A 000 DIN-type HRC fuse links Gg 500V 80kA ABB 1SCA107750R1001 | 0 | 31-12-2099 | Material Transfer |  | 0.0 |  | 0 | 0 |  | 0 | 0 | 0 | 0 |  | 0 | Item Attribute | 1 | Nos | 0.0 | 0.0 | 0 | 0.0 | 0 | ABB | 1SCA107750R1001 | India |  |  | 0 | 0.0 |  | 0 | 0 |  | 0 | 0 | 0 | 0 |  |  | 0 | 0 | 0 |  | 0 | [5 empty] | 0 |  |  | 0 | [13 empty] | Nos | 1.0 | [10 empty] | Ringlus Electro Controls & Automation PVT LTD | [18 empty] | CGST - RNG | 9.0
[120 empty] | SGST - RNG | 9.0
| 20A 000 DIN-type HRC fuse links Gg 500V 80kA ABB 1SCA107751R1001 | 20A 000 DIN-type HRC fuse links Gg 500V 80kA ABB 1SCA107751R1001 | ABBSFU | Nos |  | 20A 000 DIN-type HRC fuse links Gg 500V 80kA ABB 1SCA107751R1001 |  | 0 | 0 | 1 | 1 | 1 | 0.0 | 0.0 | 0.0 | 0 |  |  | 0.0 | Electrical Components | 20A 000 DIN-type HRC fuse links Gg 500V 80kA ABB 1SCA107751R1001 | 0 | 31-12-2099 | Material Transfer |  | 0.0 |  | 0 | 0 |  | 0 | 0 | 0 | 0 |  | 0 | Item Attribute | 1 | Nos | 0.0 | 0.0 | 0 | 0.0 | 0 | ABB | 1SCA107751R1001 | India |  |  | 0 | 0.0 |  | 0 | 0 |  | 0 | 0 | 0 | 0 |  |  | 0 | 0 | 0 |  | 0 | [5 empty] | 0 |  |  | 0 | [13 empty] | Nos | 1.0 | [10 empty] | Ringlus Electro Controls & Automation PVT LTD | [18 empty] | CGST - RNG | 9.0
[120 empty] | SGST - RNG | 9.0
| 25A 000 DIN-type HRC fuse links Gg 500V 80kA ABB 1SCA107751R1002 | 25A 000 DIN-type HRC fuse links Gg 500V 80kA ABB 1SCA107751R1002 | ABBSFU | Nos |  | 25A 000 DIN-type HRC fuse links Gg 500V 80kA ABB 1SCA107751R1002 |  | 0 | 0 | 1 | 1 | 1 | 0.0 | 0.0 | 0.0 | 0 |  |  | 0.0 | Electrical Components | 25A 000 DIN-type HRC fuse links Gg 500V 80kA ABB 1SCA107751R1002 | 0 | 31-12-2099 | Material Transfer |  | 0.0 |  | 0 | 0 |  | 0 | 0 | 0 | 0 |  | 0 | Item Attribute | 1 | Nos | 0.0 | 0.0 | 0 | 0.0 | 0 | ABB | 1SCA107751R1002 | India |  |  | 0 | 0.0 |  | 0 | 0 |  | 0 | 0 | 0 | 0 |  |  | 0 | 0 | 0 |  | 0 | [5 empty] | 0 |  |  | 0 | [13 empty] | Nos | 1.0 | [10 empty] | Ringlus Electro Controls & Automation PVT LTD | [18 empty] | CGST - RNG | 9.0
[120 empty] | SGST - RNG | 9.0
| 32A 000 DIN-type HRC fuse links Gg 500V 80kA ABB 1SCA107752R1001 | 32A 000 DIN-type HRC fuse links Gg 500V 80kA ABB 1SCA107752R1001 | ABBSFU | Nos |  | 32A 000 DIN-type HRC fuse links Gg 500V 80kA ABB 1SCA107752R1001 |  | 0 | 0 | 1 | 1 | 1 | 0.0 | 0.0 | 0.0 | 0 |  |  | 0.0 | Electrical Components | 32A 000 DIN-type HRC fuse links Gg 500V 80kA ABB 1SCA107752R1001 | 0 | 31-12-2099 | Material Transfer |  | 0.0 |  | 0 | 0 |  | 0 | 0 | 0 | 0 |  | 0 | Item Attribute | 1 | Nos | 0.0 | 0.0 | 0 | 0.0 | 0 | ABB | 1SCA107752R1001 | India |  |  | 0 | 0.0 |  | 0 | 0 |  | 0 | 0 | 0 | 0 |  |  | 0 | 0 | 0 |  | 0 | [5 empty] | 0 |  |  | 0 | [13 empty] | Nos | 1.0 | [10 empty] | Ringlus Electro Controls & Automation PVT LTD | [18 empty] | CGST - RNG | 9.0
[120 empty] | SGST - RNG | 9.0
| 63A 000 DIN-type HRC fuse links Gg 500V 80kA ABB 1SCA107753R1001 | 63A 000 DIN-type HRC fuse links Gg 500V 80kA ABB 1SCA107753R1001 | ABBSFU | Nos |  | 63A 000 DIN-type HRC fuse links Gg 500V 80kA ABB 1SCA107753R1001 |  | 0 | 0 | 1 | 1 | 1 | 0.0 | 0.0 | 0.0 | 0 |  |  | 0.0 | Electrical Components | 63A 000 DIN-type HRC fuse links Gg 500V 80kA ABB 1SCA107753R1001 | 0 | 31-12-2099 | Material Transfer |  | 0.0 |  | 0 | 0 |  | 0 | 0 | 0 | 0 |  | 0 | Item Attribute | 1 | Nos | 0.0 | 0.0 | 0 | 0.0 | 0 | ABB | 1SCA107753R1001 | India |  |  | 0 | 0.0 |  | 0 | 0 |  | 0 | 0 | 0 | 0 |  |  | 0 | 0 | 0 |  | 0 | [5 empty] | 0 |  |  | 0 | [13 empty] | Nos | 1.0 | [10 empty] | Ringlus Electro Controls & Automation PVT LTD | [18 empty] | CGST - RNG | 9.0
[120 empty] | SGST - RNG | 9.0
| 6A 00 DIN-type HRC fuse links Gg 500V 80kA ABB 1SCA107754R1001 | 6A 00 DIN-type HRC fuse links Gg 500V 80kA ABB 1SCA107754R1001 | ABBSFU | Nos |  | 6A 00 DIN-type HRC fuse links Gg 500V 80kA ABB 1SCA107754R1001 |  | 0 | 0 | 1 | 1 | 1 | 0.0 | 0.0 | 0.0 | 0 |  |  | 0.0 | Electrical Components | 6A 00 DIN-type HRC fuse links Gg 500V 80kA ABB 1SCA107754R1001 | 0 | 31-12-2099 | Material Transfer |  | 0.0 |  | 0 | 0 |  | 0 | 0 | 0 | 0 |  | 0 | Item Attribute | 1 | Nos | 0.0 | 0.0 | 0 | 0.0 | 0 | ABB | 1SCA107754R1001 | India |  |  | 0 | 0.0 |  | 0 | 0 |  | 0 | 0 | 0 | 0 |  |  | 0 | 0 | 0 |  | 0 | [5 empty] | 0 |  |  | 0 | [13 empty] | Nos | 1.0 | [10 empty] | Ringlus Electro Controls & Automation PVT LTD | [18 empty] | CGST - RNG | 9.0
[120 empty] | SGST - RNG | 9.0
| 10A 00 DIN-type HRC fuse links Gg 500V 80kA ABB 1SCA107755R1001 | 10A 00 DIN-type HRC fuse links Gg 500V 80kA ABB 1SCA107755R1001 | ABBSFU | Nos |  | 10A 00 DIN-type HRC fuse links Gg 500V 80kA ABB 1SCA107755R1001 |  | 0 | 0 | 1 | 1 | 1 | 0.0 | 0.0 | 0.0 | 0 |  |  | 0.0 | Electrical Components | 10A 00 DIN-type HRC fuse links Gg 500V 80kA ABB 1SCA107755R1001 | 0 | 31-12-2099 | Material Transfer |  | 0.0 |  | 0 | 0 |  | 0 | 0 | 0 | 0 |  | 0 | Item Attribute | 1 | Nos | 0.0 | 0.0 | 0 | 0.0 | 0 | ABB | 1SCA107755R1001 | India |  |  | 0 | 0.0 |  | 0 | 0 |  | 0 | 0 | 0 | 0 |  |  | 0 | 0 | 0 |  | 0 | [5 empty] | 0 |  |  | 0 | [13 empty] | Nos | 1.0 | [10 empty] | Ringlus Electro Controls & Automation PVT LTD | [18 empty] | CGST - RNG | 9.0
[120 empty] | SGST - RNG | 9.0
| 16A 00 DIN-type HRC fuse links Gg 500V 80kA ABB 1SCA107756R1001 | 16A 00 DIN-type HRC fuse links Gg 500V 80kA ABB 1SCA107756R1001 | ABBSFU | Nos |  | 16A 00 DIN-type HRC fuse links Gg 500V 80kA ABB 1SCA107756R1001 |  | 0 | 0 | 1 | 1 | 1 | 0.0 | 0.0 | 0.0 | 0 |  |  | 0.0 | Electrical Components | 16A 00 DIN-type HRC fuse links Gg 500V 80kA ABB 1SCA107756R1001 | 0 | 31-12-2099 | Material Transfer |  | 0.0 |  | 0 | 0 |  | 0 | 0 | 0 | 0 |  | 0 | Item Attribute | 1 | Nos | 0.0 | 0.0 | 0 | 0.0 | 0 | ABB | 1SCA107756R1001 | India |  |  | 0 | 0.0 |  | 0 | 0 |  | 0 | 0 | 0 | 0 |  |  | 0 | 0 | 0 |  | 0 | [5 empty] | 0 |  |  | 0 | [13 empty] | Nos | 1.0 | [10 empty] | Ringlus Electro Controls & Automation PVT LTD | [18 empty] | CGST - RNG | 9.0
[120 empty] | SGST - RNG | 9.0
| 20A 00 DIN-type HRC fuse links Gg 500V 80kA ABB 1SCA107757R1001 | 20A 00 DIN-type HRC fuse links Gg 500V 80kA ABB 1SCA107757R1001 | ABBSFU | Nos |  | 20A 00 DIN-type HRC fuse links Gg 500V 80kA ABB 1SCA107757R1001 |  | 0 | 0 | 1 | 1 | 1 | 0.0 | 0.0 | 0.0 | 0 |  |  | 0.0 | Electrical Components | 20A 00 DIN-type HRC fuse links Gg 500V 80kA ABB 1SCA107757R1001 | 0 | 31-12-2099 | Material Transfer |  | 0.0 |  | 0 | 0 |  | 0 | 0 | 0 | 0 |  | 0 | Item Attribute | 1 | Nos | 0.0 | 0.0 | 0 | 0.0 | 0 | ABB | 1SCA107757R1001 | India |  |  | 0 | 0.0 |  | 0 | 0 |  | 0 | 0 | 0 | 0 |  |  | 0 | 0 | 0 |  | 0 | [5 empty] | 0 |  |  | 0 | [13 empty] | Nos | 1.0 | [10 empty] | Ringlus Electro Controls & Automation PVT LTD | [18 empty] | CGST - RNG | 9.0
[120 empty] | SGST - RNG | 9.0
| 25A 00 DIN-type HRC fuse links Gg 500V 80kA ABB 1SCA107758R1001 | 25A 00 DIN-type HRC fuse links Gg 500V 80kA ABB 1SCA107758R1001 | ABBSFU | Nos |  | 25A 00 DIN-type HRC fuse links Gg 500V 80kA ABB 1SCA107758R1001 |  | 0 | 0 | 1 | 1 | 1 | 0.0 | 0.0 | 0.0 | 0 |  |  | 0.0 | Electrical Components | 25A 00 DIN-type HRC fuse links Gg 500V 80kA ABB 1SCA107758R1001 | 0 | 31-12-2099 | Material Transfer |  | 0.0 |  | 0 | 0 |  | 0 | 0 | 0 | 0 |  | 0 | Item Attribute | 1 | Nos | 0.0 | 0.0 | 0 | 0.0 | 0 | ABB | 1SCA107758R1001 | India |  |  | 0 | 0.0 |  | 0 | 0 |  | 0 | 0 | 0 | 0 |  |  | 0 | 0 | 0 |  | 0 | [5 empty] | 0 |  |  | 0 | [13 empty] | Nos | 1.0 | [10 empty] | Ringlus Electro Controls & Automation PVT LTD | [18 empty] | CGST - RNG | 9.0
[120 empty] | SGST - RNG | 9.0
| 32A 00 DIN-type HRC fuse links Gg 500V 80kA ABB 1SCA107759R1001 | 32A 00 DIN-type HRC fuse links Gg 500V 80kA ABB 1SCA107759R1001 | ABBSFU | Nos |  | 32A 00 DIN-type HRC fuse links Gg 500V 80kA ABB 1SCA107759R1001 |  | 0 | 0 | 1 | 1 | 1 | 0.0 | 0.0 | 0.0 | 0 |  |  | 0.0 | Electrical Components | 32A 00 DIN-type HRC fuse links Gg 500V 80kA ABB 1SCA107759R1001 | 0 | 31-12-2099 | Material Transfer |  | 0.0 |  | 0 | 0 |  | 0 | 0 | 0 | 0 |  | 0 | Item Attribute | 1 | Nos | 0.0 | 0.0 | 0 | 0.0 | 0 | ABB | 1SCA107759R1001 | India |  |  | 0 | 0.0 |  | 0 | 0 |  | 0 | 0 | 0 | 0 |  |  | 0 | 0 | 0 |  | 0 | [5 empty] | 0 |  |  | 0 | [13 empty] | Nos | 1.0 | [10 empty] | Ringlus Electro Controls & Automation PVT LTD | [18 empty] | CGST - RNG | 9.0
[120 empty] | SGST - RNG | 9.0
| 50A 00 DIN-type HRC fuse links Gg 500V 80kA ABB 1SCA107760R1001 | 50A 00 DIN-type HRC fuse links Gg 500V 80kA ABB 1SCA107760R1001 | ABBSFU | Nos |  | 50A 00 DIN-type HRC fuse links Gg 500V 80kA ABB 1SCA107760R1001 |  | 0 | 0 | 1 | 1 | 1 | 0.0 | 0.0 | 0.0 | 0 |  |  | 0.0 | Electrical Components | 50A 00 DIN-type HRC fuse links Gg 500V 80kA ABB 1SCA107760R1001 | 0 | 31-12-2099 | Material Transfer |  | 0.0 |  | 0 | 0 |  | 0 | 0 | 0 | 0 |  | 0 | Item Attribute | 1 | Nos | 0.0 | 0.0 | 0 | 0.0 | 0 | ABB | 1SCA107760R1001 | India |  |  | 0 | 0.0 |  | 0 | 0 |  | 0 | 0 | 0 | 0 |  |  | 0 | 0 | 0 |  | 0 | [5 empty] | 0 |  |  | 0 | [13 empty] | Nos | 1.0 | [10 empty] | Ringlus Electro Controls & Automation PVT LTD | [18 empty] | CGST - RNG | 9.0
[120 empty] | SGST - RNG | 9.0
| 63A 00 DIN-type HRC fuse links Gg 500V 80kA ABB 1SCA107761R1001 | 63A 00 DIN-type HRC fuse links Gg 500V 80kA ABB 1SCA107761R1001 | ABBSFU | Nos |  | 63A 00 DIN-type HRC fuse links Gg 500V 80kA ABB 1SCA107761R1001 |  | 0 | 0 | 1 | 1 | 1 | 0.0 | 0.0 | 0.0 | 0 |  |  | 0.0 | Electrical Components | 63A 00 DIN-type HRC fuse links Gg 500V 80kA ABB 1SCA107761R1001 | 0 | 31-12-2099 | Material Transfer |  | 0.0 |  | 0 | 0 |  | 0 | 0 | 0 | 0 |  | 0 | Item Attribute | 1 | Nos | 0.0 | 0.0 | 0 | 0.0 | 0 | ABB | 1SCA107761R1001 | India |  |  | 0 | 0.0 |  | 0 | 0 |  | 0 | 0 | 0 | 0 |  |  | 0 | 0 | 0 |  | 0 | [5 empty] | 0 |  |  | 0 | [13 empty] | Nos | 1.0 | [10 empty] | Ringlus Electro Controls & Automation PVT LTD | [18 empty] | CGST - RNG | 9.0
[120 empty] | SGST - RNG | 9.0
| 80A 00 DIN-type HRC fuse links Gg 500V 80kA ABB 1SCA107762R1001 | 80A 00 DIN-type HRC fuse links Gg 500V 80kA ABB 1SCA107762R1001 | ABBSFU | Nos |  | 80A 00 DIN-type HRC fuse links Gg 500V 80kA ABB 1SCA107762R1001 |  | 0 | 0 | 1 | 1 | 1 | 0.0 | 0.0 | 0.0 | 0 |  |  | 0.0 | Electrical Components | 80A 00 DIN-type HRC fuse links Gg 500V 80kA ABB 1SCA107762R1001 | 0 | 31-12-2099 | Material Transfer |  | 0.0 |  | 0 | 0 |  | 0 | 0 | 0 | 0 |  | 0 | Item Attribute | 1 | Nos | 0.0 | 0.0 | 0 | 0.0 | 0 | ABB | 1SCA107762R1001 | India |  |  | 0 | 0.0 |  | 0 | 0 |  | 0 | 0 | 0 | 0 |  |  | 0 | 0 | 0 |  | 0 | [5 empty] | 0 |  |  | 0 | [13 empty] | Nos | 1.0 | [10 empty] | Ringlus Electro Controls & Automation PVT LTD | [18 empty] | CGST - RNG | 9.0
[120 empty] | SGST - RNG | 9.0
| 100A 00 DIN-type HRC fuse links Gg 500V 80kA ABB 1SCA107763R1001 | 100A 00 DIN-type HRC fuse links Gg 500V 80kA ABB 1SCA107763R1001 | ABBSFU | Nos |  | 100A 00 DIN-type HRC fuse links Gg 500V 80kA ABB 1SCA107763R1001 |  | 0 | 0 | 1 | 1 | 1 | 0.0 | 0.0 | 0.0 | 0 |  |  | 0.0 | Electrical Components | 100A 00 DIN-type HRC fuse links Gg 500V 80kA ABB 1SCA107763R1001 | 0 | 31-12-2099 | Material Transfer |  | 0.0 |  | 0 | 0 |  | 0 | 0 | 0 | 0 |  | 0 | Item Attribute | 1 | Nos | 0.0 | 0.0 | 0 | 0.0 | 0 | ABB | 1SCA107763R1001 | India |  |  | 0 | 0.0 |  | 0 | 0 |  | 0 | 0 | 0 | 0 |  |  | 0 | 0 | 0 |  | 0 | [5 empty] | 0 |  |  | 0 | [13 empty] | Nos | 1.0 | [10 empty] | Ringlus Electro Controls & Automation PVT LTD | [18 empty] | CGST - RNG | 9.0
[120 empty] | SGST - RNG | 9.0
| 125A 00 DIN-type HRC fuse links Gg 500V 80kA ABB 1SCA107764R1001 | 125A 00 DIN-type HRC fuse links Gg 500V 80kA ABB 1SCA107764R1001 | ABBSFU | Nos |  | 125A 00 DIN-type HRC fuse links Gg 500V 80kA ABB 1SCA107764R1001 |  | 0 | 0 | 1 | 1 | 1 | 0.0 | 0.0 | 0.0 | 0 |  |  | 0.0 | Electrical Components | 125A 00 DIN-type HRC fuse links Gg 500V 80kA ABB 1SCA107764R1001 | 0 | 31-12-2099 | Material Transfer |  | 0.0 |  | 0 | 0 |  | 0 | 0 | 0 | 0 |  | 0 | Item Attribute | 1 | Nos | 0.0 | 0.0 | 0 | 0.0 | 0 | ABB | 1SCA107764R1001 | India |  |  | 0 | 0.0 |  | 0 | 0 |  | 0 | 0 | 0 | 0 |  |  | 0 | 0 | 0 |  | 0 | [5 empty] | 0 |  |  | 0 | [13 empty] | Nos | 1.0 | [10 empty] | Ringlus Electro Controls & Automation PVT LTD | [18 empty] | CGST - RNG | 9.0
[120 empty] | SGST - RNG | 9.0
| 160A 00 DIN-type HRC fuse links Gg 500V 80kA ABB 1SCA107765R1001 | 160A 00 DIN-type HRC fuse links Gg 500V 80kA ABB 1SCA107765R1001 | ABBSFU | Nos |  | 160A 00 DIN-type HRC fuse links Gg 500V 80kA ABB 1SCA107765R1001 |  | 0 | 0 | 1 | 1 | 1 | 0.0 | 0.0 | 0.0 | 0 |  |  | 0.0 | Electrical Components | 160A 00 DIN-type HRC fuse links Gg 500V 80kA ABB 1SCA107765R1001 | 0 | 31-12-2099 | Material Transfer |  | 0.0 |  | 0 | 0 |  | 0 | 0 | 0 | 0 |  | 0 | Item Attribute | 1 | Nos | 0.0 | 0.0 | 0 | 0.0 | 0 | ABB | 1SCA107765R1001 | India |  |  | 0 | 0.0 |  | 0 | 0 |  | 0 | 0 | 0 | 0 |  |  | 0 | 0 | 0 |  | 0 | [5 empty] | 0 |  |  | 0 | [13 empty] | Nos | 1.0 | [10 empty] | Ringlus Electro Controls & Automation PVT LTD | [18 empty] | CGST - RNG | 9.0
[120 empty] | SGST - RNG | 9.0
| 160A 0 DIN-type HRC fuse links Gg 500V 80kA ABB 1SCA022627R3170 | 160A 0 DIN-type HRC fuse links Gg 500V 80kA ABB 1SCA022627R3170 | ABBSFU | Nos |  | 160A 0 DIN-type HRC fuse links Gg 500V 80kA ABB 1SCA022627R3170 |  | 0 | 0 | 1 | 1 | 1 | 0.0 | 0.0 | 0.0 | 0 |  |  | 0.0 | Electrical Components | 160A 0 DIN-type HRC fuse links Gg 500V 80kA ABB 1SCA022627R3170 | 0 | 31-12-2099 | Material Transfer |  | 0.0 |  | 0 | 0 |  | 0 | 0 | 0 | 0 |  | 0 | Item Attribute | 1 | Nos | 0.0 | 0.0 | 0 | 0.0 | 0 | ABB | 1SCA022627R3170 | India |  |  | 0 | 0.0 |  | 0 | 0 |  | 0 | 0 | 0 | 0 |  |  | 0 | 0 | 0 |  | 0 | [5 empty] | 0 |  |  | 0 | [13 empty] | Nos | 1.0 | [10 empty] | Ringlus Electro Controls & Automation PVT LTD | [18 empty] | CGST - RNG | 9.0
[120 empty] | SGST - RNG | 9.0
| 200A 0 DIN-type HRC fuse links Gg 500V 80kA ABB 1SCA022629R5140 | 200A 0 DIN-type HRC fuse links Gg 500V 80kA ABB 1SCA022629R5140 | ABBSFU | Nos |  | 200A 0 DIN-type HRC fuse links Gg 500V 80kA ABB 1SCA022629R5140 |  | 0 | 0 | 1 | 1 | 1 | 0.0 | 0.0 | 0.0 | 0 |  |  | 0.0 | Electrical Components | 200A 0 DIN-type HRC fuse links Gg 500V 80kA ABB 1SCA022629R5140 | 0 | 31-12-2099 | Material Transfer |  | 0.0 |  | 0 | 0 |  | 0 | 0 | 0 | 0 |  | 0 | Item Attribute | 1 | Nos | 0.0 | 0.0 | 0 | 0.0 | 0 | ABB | 1SCA022629R5140 | India |  |  | 0 | 0.0 |  | 0 | 0 |  | 0 | 0 | 0 | 0 |  |  | 0 | 0 | 0 |  | 0 | [5 empty] | 0 |  |  | 0 | [13 empty] | Nos | 1.0 | [10 empty] | Ringlus Electro Controls & Automation PVT LTD | [18 empty] | CGST - RNG | 9.0
[120 empty] | SGST - RNG | 9.0
| 32A 1 DIN-type HRC fuse links Gg 500V 80kA ABB 1SCA107766R1001 | 32A 1 DIN-type HRC fuse links Gg 500V 80kA ABB 1SCA107766R1001 | ABBSFU | Nos |  | 32A 1 DIN-type HRC fuse links Gg 500V 80kA ABB 1SCA107766R1001 |  | 0 | 0 | 1 | 1 | 1 | 0.0 | 0.0 | 0.0 | 0 |  |  | 0.0 | Electrical Components | 32A 1 DIN-type HRC fuse links Gg 500V 80kA ABB 1SCA107766R1001 | 0 | 31-12-2099 | Material Transfer |  | 0.0 |  | 0 | 0 |  | 0 | 0 | 0 | 0 |  | 0 | Item Attribute | 1 | Nos | 0.0 | 0.0 | 0 | 0.0 | 0 | ABB | 1SCA107766R1001 | India |  |  | 0 | 0.0 |  | 0 | 0 |  | 0 | 0 | 0 | 0 |  |  | 0 | 0 | 0 |  | 0 | [5 empty] | 0 |  |  | 0 | [13 empty] | Nos | 1.0 | [10 empty] | Ringlus Electro Controls & Automation PVT LTD | [18 empty] | CGST - RNG | 9.0
[120 empty] | SGST - RNG | 9.0
| 50A 1 DIN-type HRC fuse links Gg 500V 80kA ABB 1SCA107767R1001 | 50A 1 DIN-type HRC fuse links Gg 500V 80kA ABB 1SCA107767R1001 | ABBSFU | Nos |  | 50A 1 DIN-type HRC fuse links Gg 500V 80kA ABB 1SCA107767R1001 |  | 0 | 0 | 1 | 1 | 1 | 0.0 | 0.0 | 0.0 | 0 |  |  | 0.0 | Electrical Components | 50A 1 DIN-type HRC fuse links Gg 500V 80kA ABB 1SCA107767R1001 | 0 | 31-12-2099 | Material Transfer |  | 0.0 |  | 0 | 0 |  | 0 | 0 | 0 | 0 |  | 0 | Item Attribute | 1 | Nos | 0.0 | 0.0 | 0 | 0.0 | 0 | ABB | 1SCA107767R1001 | India |  |  | 0 | 0.0 |  | 0 | 0 |  | 0 | 0 | 0 | 0 |  |  | 0 | 0 | 0 |  | 0 | [5 empty] | 0 |  |  | 0 | [13 empty] | Nos | 1.0 | [10 empty] | Ringlus Electro Controls & Automation PVT LTD | [18 empty] | CGST - RNG | 9.0
[120 empty] | SGST - RNG | 9.0
| 63A 1 DIN-type HRC fuse links Gg 500V 80kA ABB 1SCA107768R1001 | 63A 1 DIN-type HRC fuse links Gg 500V 80kA ABB 1SCA107768R1001 | ABBSFU | Nos |  | 63A 1 DIN-type HRC fuse links Gg 500V 80kA ABB 1SCA107768R1001 |  | 0 | 0 | 1 | 1 | 1 | 0.0 | 0.0 | 0.0 | 0 |  |  | 0.0 | Electrical Components | 63A 1 DIN-type HRC fuse links Gg 500V 80kA ABB 1SCA107768R1001 | 0 | 31-12-2099 | Material Transfer |  | 0.0 |  | 0 | 0 |  | 0 | 0 | 0 | 0 |  | 0 | Item Attribute | 1 | Nos | 0.0 | 0.0 | 0 | 0.0 | 0 | ABB | 1SCA107768R1001 | India |  |  | 0 | 0.0 |  | 0 | 0 |  | 0 | 0 | 0 | 0 |  |  | 0 | 0 | 0 |  | 0 | [5 empty] | 0 |  |  | 0 | [13 empty] | Nos | 1.0 | [10 empty] | Ringlus Electro Controls & Automation PVT LTD | [18 empty] | CGST - RNG | 9.0
[120 empty] | SGST - RNG | 9.0
| 80A 1 DIN-type HRC fuse links Gg 500V 80kA ABB 1SCA107769R1001 | 80A 1 DIN-type HRC fuse links Gg 500V 80kA ABB 1SCA107769R1001 | ABBSFU | Nos |  | 80A 1 DIN-type HRC fuse links Gg 500V 80kA ABB 1SCA107769R1001 |  | 0 | 0 | 1 | 1 | 1 | 0.0 | 0.0 | 0.0 | 0 |  |  | 0.0 | Electrical Components | 80A 1 DIN-type HRC fuse links Gg 500V 80kA ABB 1SCA107769R1001 | 0 | 31-12-2099 | Material Transfer |  | 0.0 |  | 0 | 0 |  | 0 | 0 | 0 | 0 |  | 0 | Item Attribute | 1 | Nos | 0.0 | 0.0 | 0 | 0.0 | 0 | ABB | 1SCA107769R1001 | India |  |  | 0 | 0.0 |  | 0 | 0 |  | 0 | 0 | 0 | 0 |  |  | 0 | 0 | 0 |  | 0 | [5 empty] | 0 |  |  | 0 | [13 empty] | Nos | 1.0 | [10 empty] | Ringlus Electro Controls & Automation PVT LTD | [18 empty] | CGST - RNG | 9.0
[120 empty] | SGST - RNG | 9.0
| 100A 1 DIN-type HRC fuse links Gg 500V 80kA ABB 1SCA107770R1001 | 100A 1 DIN-type HRC fuse links Gg 500V 80kA ABB 1SCA107770R1001 | ABBSFU | Nos |  | 100A 1 DIN-type HRC fuse links Gg 500V 80kA ABB 1SCA107770R1001 |  | 0 | 0 | 1 | 1 | 1 | 0.0 | 0.0 | 0.0 | 0 |  |  | 0.0 | Electrical Components | 100A 1 DIN-type HRC fuse links Gg 500V 80kA ABB 1SCA107770R1001 | 0 | 31-12-2099 | Material Transfer |  | 0.0 |  | 0 | 0 |  | 0 | 0 | 0 | 0 |  | 0 | Item Attribute | 1 | Nos | 0.0 | 0.0 | 0 | 0.0 | 0 | ABB | 1SCA107770R1001 | India |  |  | 0 | 0.0 |  | 0 | 0 |  | 0 | 0 | 0 | 0 |  |  | 0 | 0 | 0 |  | 0 | [5 empty] | 0 |  |  | 0 | [13 empty] | Nos | 1.0 | [10 empty] | Ringlus Electro Controls & Automation PVT LTD | [18 empty] | CGST - RNG | 9.0
[120 empty] | SGST - RNG | 9.0
| 125A 1 DIN-type HRC fuse links Gg 500V 80kA ABB 1SCA107771R1001 | 125A 1 DIN-type HRC fuse links Gg 500V 80kA ABB 1SCA107771R1001 | ABBSFU | Nos |  | 125A 1 DIN-type HRC fuse links Gg 500V 80kA ABB 1SCA107771R1001 |  | 0 | 0 | 1 | 1 | 1 | 0.0 | 0.0 | 0.0 | 0 |  |  | 0.0 | Electrical Components | 125A 1 DIN-type HRC fuse links Gg 500V 80kA ABB 1SCA107771R1001 | 0 | 31-12-2099 | Material Transfer |  | 0.0 |  | 0 | 0 |  | 0 | 0 | 0 | 0 |  | 0 | Item Attribute | 1 | Nos | 0.0 | 0.0 | 0 | 0.0 | 0 | ABB | 1SCA107771R1001 | India |  |  | 0 | 0.0 |  | 0 | 0 |  | 0 | 0 | 0 | 0 |  |  | 0 | 0 | 0 |  | 0 | [5 empty] | 0 |  |  | 0 | [13 empty] | Nos | 1.0 | [10 empty] | Ringlus Electro Controls & Automation PVT LTD | [18 empty] | CGST - RNG | 9.0
[120 empty] | SGST - RNG | 9.0
| 160A 1 DIN-type HRC fuse links Gg 500V 80kA ABB 1SCA107772R1001 | 160A 1 DIN-type HRC fuse links Gg 500V 80kA ABB 1SCA107772R1001 | ABBSFU | Nos |  | 160A 1 DIN-type HRC fuse links Gg 500V 80kA ABB 1SCA107772R1001 |  | 0 | 0 | 1 | 1 | 1 | 0.0 | 0.0 | 0.0 | 0 |  |  | 0.0 | Electrical Components | 160A 1 DIN-type HRC fuse links Gg 500V 80kA ABB 1SCA107772R1001 | 0 | 31-12-2099 | Material Transfer |  | 0.0 |  | 0 | 0 |  | 0 | 0 | 0 | 0 |  | 0 | Item Attribute | 1 | Nos | 0.0 | 0.0 | 0 | 0.0 | 0 | ABB | 1SCA107772R1001 | India |  |  | 0 | 0.0 |  | 0 | 0 |  | 0 | 0 | 0 | 0 |  |  | 0 | 0 | 0 |  | 0 | [5 empty] | 0 |  |  | 0 | [13 empty] | Nos | 1.0 | [10 empty] | Ringlus Electro Controls & Automation PVT LTD | [18 empty] | CGST - RNG | 9.0
[120 empty] | SGST - RNG | 9.0
| 200A 1 DIN-type HRC fuse links Gg 500V 80kA ABB 1SCA107773R1001 | 200A 1 DIN-type HRC fuse links Gg 500V 80kA ABB 1SCA107773R1001 | ABBSFU | Nos |  | 200A 1 DIN-type HRC fuse links Gg 500V 80kA ABB 1SCA107773R1001 |  | 0 | 0 | 1 | 1 | 1 | 0.0 | 0.0 | 0.0 | 0 |  |  | 0.0 | Electrical Components | 200A 1 DIN-type HRC fuse links Gg 500V 80kA ABB 1SCA107773R1001 | 0 | 31-12-2099 | Material Transfer |  | 0.0 |  | 0 | 0 |  | 0 | 0 | 0 | 0 |  | 0 | Item Attribute | 1 | Nos | 0.0 | 0.0 | 0 | 0.0 | 0 | ABB | 1SCA107773R1001 | India |  |  | 0 | 0.0 |  | 0 | 0 |  | 0 | 0 | 0 | 0 |  |  | 0 | 0 | 0 |  | 0 | [5 empty] | 0 |  |  | 0 | [13 empty] | Nos | 1.0 | [10 empty] | Ringlus Electro Controls & Automation PVT LTD | [18 empty] | CGST - RNG | 9.0
[120 empty] | SGST - RNG | 9.0
| 250A 1 DIN-type HRC fuse links Gg 500V 80kA ABB 1SCA107774R1001 | 250A 1 DIN-type HRC fuse links Gg 500V 80kA ABB 1SCA107774R1001 | ABBSFU | Nos |  | 250A 1 DIN-type HRC fuse links Gg 500V 80kA ABB 1SCA107774R1001 |  | 0 | 0 | 1 | 1 | 1 | 0.0 | 0.0 | 0.0 | 0 |  |  | 0.0 | Electrical Components | 250A 1 DIN-type HRC fuse links Gg 500V 80kA ABB 1SCA107774R1001 | 0 | 31-12-2099 | Material Transfer |  | 0.0 |  | 0 | 0 |  | 0 | 0 | 0 | 0 |  | 0 | Item Attribute | 1 | Nos | 0.0 | 0.0 | 0 | 0.0 | 0 | ABB | 1SCA107774R1001 | India |  |  | 0 | 0.0 |  | 0 | 0 |  | 0 | 0 | 0 | 0 |  |  | 0 | 0 | 0 |  | 0 | [5 empty] | 0 |  |  | 0 | [13 empty] | Nos | 1.0 | [10 empty] | Ringlus Electro Controls & Automation PVT LTD | [18 empty] | CGST - RNG | 9.0
[120 empty] | SGST - RNG | 9.0
| 100A 2 DIN-type HRC fuse links Gg 500V 80kA ABB 1SCA107775R1001 | 100A 2 DIN-type HRC fuse links Gg 500V 80kA ABB 1SCA107775R1001 | ABBSFU | Nos |  | 100A 2 DIN-type HRC fuse links Gg 500V 80kA ABB 1SCA107775R1001 |  | 0 | 0 | 1 | 1 | 1 | 0.0 | 0.0 | 0.0 | 0 |  |  | 0.0 | Electrical Components | 100A 2 DIN-type HRC fuse links Gg 500V 80kA ABB 1SCA107775R1001 | 0 | 31-12-2099 | Material Transfer |  | 0.0 |  | 0 | 0 |  | 0 | 0 | 0 | 0 |  | 0 | Item Attribute | 1 | Nos | 0.0 | 0.0 | 0 | 0.0 | 0 | ABB | 1SCA107775R1001 | India |  |  | 0 | 0.0 |  | 0 | 0 |  | 0 | 0 | 0 | 0 |  |  | 0 | 0 | 0 |  | 0 | [5 empty] | 0 |  |  | 0 | [13 empty] | Nos | 1.0 | [10 empty] | Ringlus Electro Controls & Automation PVT LTD | [18 empty] | CGST - RNG | 9.0
[120 empty] | SGST - RNG | 9.0
| 125A 2 DIN-type HRC fuse links Gg 500V 80kA ABB 1SCA107776R1001 | 125A 2 DIN-type HRC fuse links Gg 500V 80kA ABB 1SCA107776R1001 | ABBSFU | Nos |  | 125A 2 DIN-type HRC fuse links Gg 500V 80kA ABB 1SCA107776R1001 |  | 0 | 0 | 1 | 1 | 1 | 0.0 | 0.0 | 0.0 | 0 |  |  | 0.0 | Electrical Components | 125A 2 DIN-type HRC fuse links Gg 500V 80kA ABB 1SCA107776R1001 | 0 | 31-12-2099 | Material Transfer |  | 0.0 |  | 0 | 0 |  | 0 | 0 | 0 | 0 |  | 0 | Item Attribute | 1 | Nos | 0.0 | 0.0 | 0 | 0.0 | 0 | ABB | 1SCA107776R1001 | India |  |  | 0 | 0.0 |  | 0 | 0 |  | 0 | 0 | 0 | 0 |  |  | 0 | 0 | 0 |  | 0 | [5 empty] | 0 |  |  | 0 | [13 empty] | Nos | 1.0 | [10 empty] | Ringlus Electro Controls & Automation PVT LTD | [18 empty] | CGST - RNG | 9.0
[120 empty] | SGST - RNG | 9.0
| 250A 2 DIN-type HRC fuse links Gg 500V 80kA ABB 1SCA107778R1001 | 250A 2 DIN-type HRC fuse links Gg 500V 80kA ABB 1SCA107778R1001 | ABBSFU | Nos |  | 250A 2 DIN-type HRC fuse links Gg 500V 80kA ABB 1SCA107778R1001 |  | 0 | 0 | 1 | 1 | 1 | 0.0 | 0.0 | 0.0 | 0 |  |  | 0.0 | Electrical Components | 250A 2 DIN-type HRC fuse links Gg 500V 80kA ABB 1SCA107778R1001 | 0 | 31-12-2099 | Material Transfer |  | 0.0 |  | 0 | 0 |  | 0 | 0 | 0 | 0 |  | 0 | Item Attribute | 1 | Nos | 0.0 | 0.0 | 0 | 0.0 | 0 | ABB | 1SCA107778R1001 | India |  |  | 0 | 0.0 |  | 0 | 0 |  | 0 | 0 | 0 | 0 |  |  | 0 | 0 | 0 |  | 0 | [5 empty] | 0 |  |  | 0 | [13 empty] | Nos | 1.0 | [10 empty] | Ringlus Electro Controls & Automation PVT LTD | [18 empty] | CGST - RNG | 9.0
[120 empty] | SGST - RNG | 9.0
| 315A 2 DIN-type HRC fuse links Gg 500V 80kA ABB 1SCA107779R1001 | 315A 2 DIN-type HRC fuse links Gg 500V 80kA ABB 1SCA107779R1001 | ABBSFU | Nos |  | 315A 2 DIN-type HRC fuse links Gg 500V 80kA ABB 1SCA107779R1001 |  | 0 | 0 | 1 | 1 | 1 | 0.0 | 0.0 | 0.0 | 0 |  |  | 0.0 | Electrical Components | 315A 2 DIN-type HRC fuse links Gg 500V 80kA ABB 1SCA107779R1001 | 0 | 31-12-2099 | Material Transfer |  | 0.0 |  | 0 | 0 |  | 0 | 0 | 0 | 0 |  | 0 | Item Attribute | 1 | Nos | 0.0 | 0.0 | 0 | 0.0 | 0 | ABB | 1SCA107779R1001 | India |  |  | 0 | 0.0 |  | 0 | 0 |  | 0 | 0 | 0 | 0 |  |  | 0 | 0 | 0 |  | 0 | [5 empty] | 0 |  |  | 0 | [13 empty] | Nos | 1.0 | [10 empty] | Ringlus Electro Controls & Automation PVT LTD | [18 empty] | CGST - RNG | 9.0
[120 empty] | SGST - RNG | 9.0
| 400A 2 DIN-type HRC fuse links Gg 500V 80kA ABB 1SCA107780R1001 | 400A 2 DIN-type HRC fuse links Gg 500V 80kA ABB 1SCA107780R1001 | ABBSFU | Nos |  | 400A 2 DIN-type HRC fuse links Gg 500V 80kA ABB 1SCA107780R1001 |  | 0 | 0 | 1 | 1 | 1 | 0.0 | 0.0 | 0.0 | 0 |  |  | 0.0 | Electrical Components | 400A 2 DIN-type HRC fuse links Gg 500V 80kA ABB 1SCA107780R1001 | 0 | 31-12-2099 | Material Transfer |  | 0.0 |  | 0 | 0 |  | 0 | 0 | 0 | 0 |  | 0 | Item Attribute | 1 | Nos | 0.0 | 0.0 | 0 | 0.0 | 0 | ABB | 1SCA107780R1001 | India |  |  | 0 | 0.0 |  | 0 | 0 |  | 0 | 0 | 0 | 0 |  |  | 0 | 0 | 0 |  | 0 | [5 empty] | 0 |  |  | 0 | [13 empty] | Nos | 1.0 | [10 empty] | Ringlus Electro Controls & Automation PVT LTD | [18 empty] | CGST - RNG | 9.0
[120 empty] | SGST - RNG | 9.0
| 315A 3 DIN-type HRC fuse links Gg 500V 80kA ABB 1SCA107781R1001 | 315A 3 DIN-type HRC fuse links Gg 500V 80kA ABB 1SCA107781R1001 | ABBSFU | Nos |  | 315A 3 DIN-type HRC fuse links Gg 500V 80kA ABB 1SCA107781R1001 |  | 0 | 0 | 1 | 1 | 1 | 0.0 | 0.0 | 0.0 | 0 |  |  | 0.0 | Electrical Components | 315A 3 DIN-type HRC fuse links Gg 500V 80kA ABB 1SCA107781R1001 | 0 | 31-12-2099 | Material Transfer |  | 0.0 |  | 0 | 0 |  | 0 | 0 | 0 | 0 |  | 0 | Item Attribute | 1 | Nos | 0.0 | 0.0 | 0 | 0.0 | 0 | ABB | 1SCA107781R1001 | India |  |  | 0 | 0.0 |  | 0 | 0 |  | 0 | 0 | 0 | 0 |  |  | 0 | 0 | 0 |  | 0 | [5 empty] | 0 |  |  | 0 | [13 empty] | Nos | 1.0 | [10 empty] | Ringlus Electro Controls & Automation PVT LTD | [18 empty] | CGST - RNG | 9.0
[120 empty] | SGST - RNG | 9.0
| 500A 3 DIN-type HRC fuse links Gg 500V 80kA ABB 1SCA107783R1001 | 500A 3 DIN-type HRC fuse links Gg 500V 80kA ABB 1SCA107783R1001 | ABBSFU | Nos |  | 500A 3 DIN-type HRC fuse links Gg 500V 80kA ABB 1SCA107783R1001 |  | 0 | 0 | 1 | 1 | 1 | 0.0 | 0.0 | 0.0 | 0 |  |  | 0.0 | Electrical Components | 500A 3 DIN-type HRC fuse links Gg 500V 80kA ABB 1SCA107783R1001 | 0 | 31-12-2099 | Material Transfer |  | 0.0 |  | 0 | 0 |  | 0 | 0 | 0 | 0 |  | 0 | Item Attribute | 1 | Nos | 0.0 | 0.0 | 0 | 0.0 | 0 | ABB | 1SCA107783R1001 | India |  |  | 0 | 0.0 |  | 0 | 0 |  | 0 | 0 | 0 | 0 |  |  | 0 | 0 | 0 |  | 0 | [5 empty] | 0 |  |  | 0 | [13 empty] | Nos | 1.0 | [10 empty] | Ringlus Electro Controls & Automation PVT LTD | [18 empty] | CGST - RNG | 9.0
[120 empty] | SGST - RNG | 9.0
| 630A 3 DIN-type HRC fuse links Gg 500V 80kA ABB 1SCA107784R1001 | 630A 3 DIN-type HRC fuse links Gg 500V 80kA ABB 1SCA107784R1001 | ABBSFU | Nos |  | 630A 3 DIN-type HRC fuse links Gg 500V 80kA ABB 1SCA107784R1001 |  | 0 | 0 | 1 | 1 | 1 | 0.0 | 0.0 | 0.0 | 0 |  |  | 0.0 | Electrical Components | 630A 3 DIN-type HRC fuse links Gg 500V 80kA ABB 1SCA107784R1001 | 0 | 31-12-2099 | Material Transfer |  | 0.0 |  | 0 | 0 |  | 0 | 0 | 0 | 0 |  | 0 | Item Attribute | 1 | Nos | 0.0 | 0.0 | 0 | 0.0 | 0 | ABB | 1SCA107784R1001 | India |  |  | 0 | 0.0 |  | 0 | 0 |  | 0 | 0 | 0 | 0 |  |  | 0 | 0 | 0 |  | 0 | [5 empty] | 0 |  |  | 0 | [13 empty] | Nos | 1.0 | [10 empty] | Ringlus Electro Controls & Automation PVT LTD | [18 empty] | CGST - RNG | 9.0
[120 empty] | SGST - RNG | 9.0
| 800A 3 DIN-type HRC fuse links Gg 500V 80kA ABB 1SCA107785R1001 | 800A 3 DIN-type HRC fuse links Gg 500V 80kA ABB 1SCA107785R1001 | ABBSFU | Nos |  | 800A 3 DIN-type HRC fuse links Gg 500V 80kA ABB 1SCA107785R1001 |  | 0 | 0 | 1 | 1 | 1 | 0.0 | 0.0 | 0.0 | 0 |  |  | 0.0 | Electrical Components | 800A 3 DIN-type HRC fuse links Gg 500V 80kA ABB 1SCA107785R1001 | 0 | 31-12-2099 | Material Transfer |  | 0.0 |  | 0 | 0 |  | 0 | 0 | 0 | 0 |  | 0 | Item Attribute | 1 | Nos | 0.0 | 0.0 | 0 | 0.0 | 0 | ABB | 1SCA107785R1001 | India |  |  | 0 | 0.0 |  | 0 | 0 |  | 0 | 0 | 0 | 0 |  |  | 0 | 0 | 0 |  | 0 | [5 empty] | 0 |  |  | 0 | [13 empty] | Nos | 1.0 | [10 empty] | Ringlus Electro Controls & Automation PVT LTD | [18 empty] | CGST - RNG | 9.0
[120 empty] | SGST - RNG | 9.0
| 160A 00 DIN-type HRC fuse base ABB 1SCA833001R2001 | 160A 00 DIN-type HRC fuse base ABB 1SCA833001R2001 | ABBSFU | Nos |  | 160A 00 DIN-type HRC fuse base ABB 1SCA833001R2001 |  | 0 | 0 | 1 | 1 | 1 | 0.0 | 0.0 | 0.0 | 0 |  |  | 0.0 | Electrical Components | 160A 00 DIN-type HRC fuse base ABB 1SCA833001R2001 | 0 | 31-12-2099 | Material Transfer |  | 0.0 |  | 0 | 0 |  | 0 | 0 | 0 | 0 |  | 0 | Item Attribute | 1 | Nos | 0.0 | 0.0 | 0 | 0.0 | 0 | ABB | 1SCA833001R2001 | India |  |  | 0 | 0.0 |  | 0 | 0 |  | 0 | 0 | 0 | 0 |  |  | 0 | 0 | 0 |  | 0 | [5 empty] | 0 |  |  | 0 | [13 empty] | Nos | 1.0 | [10 empty] | Ringlus Electro Controls & Automation PVT LTD | [18 empty] | CGST - RNG | 9.0
[120 empty] | SGST - RNG | 9.0
| 250A 1 DIN-type HRC fuse base ABB 1SCA833001R2002 | 250A 1 DIN-type HRC fuse base ABB 1SCA833001R2002 | ABBSFU | Nos |  | 250A 1 DIN-type HRC fuse base ABB 1SCA833001R2002 |  | 0 | 0 | 1 | 1 | 1 | 0.0 | 0.0 | 0.0 | 0 |  |  | 0.0 | Electrical Components | 250A 1 DIN-type HRC fuse base ABB 1SCA833001R2002 | 0 | 31-12-2099 | Material Transfer |  | 0.0 |  | 0 | 0 |  | 0 | 0 | 0 | 0 |  | 0 | Item Attribute | 1 | Nos | 0.0 | 0.0 | 0 | 0.0 | 0 | ABB | 1SCA833001R2002 | India |  |  | 0 | 0.0 |  | 0 | 0 |  | 0 | 0 | 0 | 0 |  |  | 0 | 0 | 0 |  | 0 | [5 empty] | 0 |  |  | 0 | [13 empty] | Nos | 1.0 | [10 empty] | Ringlus Electro Controls & Automation PVT LTD | [18 empty] | CGST - RNG | 9.0
[120 empty] | SGST - RNG | 9.0
| 400A 2 DIN-type HRC fuse base ABB 1SCA833001R2003 | 400A 2 DIN-type HRC fuse base ABB 1SCA833001R2003 | ABBSFU | Nos |  | 400A 2 DIN-type HRC fuse base ABB 1SCA833001R2003 |  | 0 | 0 | 1 | 1 | 1 | 0.0 | 0.0 | 0.0 | 0 |  |  | 0.0 | Electrical Components | 400A 2 DIN-type HRC fuse base ABB 1SCA833001R2003 | 0 | 31-12-2099 | Material Transfer |  | 0.0 |  | 0 | 0 |  | 0 | 0 | 0 | 0 |  | 0 | Item Attribute | 1 | Nos | 0.0 | 0.0 | 0 | 0.0 | 0 | ABB | 1SCA833001R2003 | India |  |  | 0 | 0.0 |  | 0 | 0 |  | 0 | 0 | 0 | 0 |  |  | 0 | 0 | 0 |  | 0 | [5 empty] | 0 |  |  | 0 | [13 empty] | Nos | 1.0 | [10 empty] | Ringlus Electro Controls & Automation PVT LTD | [18 empty] | CGST - RNG | 9.0
[120 empty] | SGST - RNG | 9.0
| 630A 3 DIN-type HRC fuse base ABB 1SCA833001R2004 | 630A 3 DIN-type HRC fuse base ABB 1SCA833001R2004 | ABBSFU | Nos |  | 630A 3 DIN-type HRC fuse base ABB 1SCA833001R2004 |  | 0 | 0 | 1 | 1 | 1 | 0.0 | 0.0 | 0.0 | 0 |  |  | 0.0 | Electrical Components | 630A 3 DIN-type HRC fuse base ABB 1SCA833001R2004 | 0 | 31-12-2099 | Material Transfer |  | 0.0 |  | 0 | 0 |  | 0 | 0 | 0 | 0 |  | 0 | Item Attribute | 1 | Nos | 0.0 | 0.0 | 0 | 0.0 | 0 | ABB | 1SCA833001R2004 | India |  |  | 0 | 0.0 |  | 0 | 0 |  | 0 | 0 | 0 | 0 |  |  | 0 | 0 | 0 |  | 0 | [5 empty] | 0 |  |  | 0 | [13 empty] | Nos | 1.0 | [10 empty] | Ringlus Electro Controls & Automation PVT LTD | [18 empty] | CGST - RNG | 9.0
[120 empty] | SGST - RNG | 9.0
| 2A F1 BS-type HRC fuse links Gg 415V 80kA ABB 1SCA107786R1001 | 2A F1 BS-type HRC fuse links Gg 415V 80kA ABB 1SCA107786R1001 | ABBSFU | Nos |  | 2A F1 BS-type HRC fuse links Gg 415V 80kA ABB 1SCA107786R1001 |  | 0 | 0 | 1 | 1 | 1 | 0.0 | 0.0 | 0.0 | 0 |  |  | 0.0 | Electrical Components | 2A F1 BS-type HRC fuse links Gg 415V 80kA ABB 1SCA107786R1001 | 0 | 31-12-2099 | Material Transfer |  | 0.0 |  | 0 | 0 |  | 0 | 0 | 0 | 0 |  | 0 | Item Attribute | 1 | Nos | 0.0 | 0.0 | 0 | 0.0 | 0 | ABB | 1SCA107786R1001 | India |  |  | 0 | 0.0 |  | 0 | 0 |  | 0 | 0 | 0 | 0 |  |  | 0 | 0 | 0 |  | 0 | [5 empty] | 0 |  |  | 0 | [13 empty] | Nos | 1.0 | [10 empty] | Ringlus Electro Controls & Automation PVT LTD | [18 empty] | CGST - RNG | 9.0
[120 empty] | SGST - RNG | 9.0
| 4A F1 BS-type HRC fuse links Gg 415V 80kA ABB 1SCA107787R1001 | 4A F1 BS-type HRC fuse links Gg 415V 80kA ABB 1SCA107787R1001 | ABBSFU | Nos |  | 4A F1 BS-type HRC fuse links Gg 415V 80kA ABB 1SCA107787R1001 |  | 0 | 0 | 1 | 1 | 1 | 0.0 | 0.0 | 0.0 | 0 |  |  | 0.0 | Electrical Components | 4A F1 BS-type HRC fuse links Gg 415V 80kA ABB 1SCA107787R1001 | 0 | 31-12-2099 | Material Transfer |  | 0.0 |  | 0 | 0 |  | 0 | 0 | 0 | 0 |  | 0 | Item Attribute | 1 | Nos | 0.0 | 0.0 | 0 | 0.0 | 0 | ABB | 1SCA107787R1001 | India |  |  | 0 | 0.0 |  | 0 | 0 |  | 0 | 0 | 0 | 0 |  |  | 0 | 0 | 0 |  | 0 | [5 empty] | 0 |  |  | 0 | [13 empty] | Nos | 1.0 | [10 empty] | Ringlus Electro Controls & Automation PVT LTD | [18 empty] | CGST - RNG | 9.0
[120 empty] | SGST - RNG | 9.0
| 6A F1 BS-type HRC fuse links Gg 415V 80kA ABB 1SCA107788R1001 | 6A F1 BS-type HRC fuse links Gg 415V 80kA ABB 1SCA107788R1001 | ABBSFU | Nos |  | 6A F1 BS-type HRC fuse links Gg 415V 80kA ABB 1SCA107788R1001 |  | 0 | 0 | 1 | 1 | 1 | 0.0 | 0.0 | 0.0 | 0 |  |  | 0.0 | Electrical Components | 6A F1 BS-type HRC fuse links Gg 415V 80kA ABB 1SCA107788R1001 | 0 | 31-12-2099 | Material Transfer |  | 0.0 |  | 0 | 0 |  | 0 | 0 | 0 | 0 |  | 0 | Item Attribute | 1 | Nos | 0.0 | 0.0 | 0 | 0.0 | 0 | ABB | 1SCA107788R1001 | India |  |  | 0 | 0.0 |  | 0 | 0 |  | 0 | 0 | 0 | 0 |  |  | 0 | 0 | 0 |  | 0 | [5 empty] | 0 |  |  | 0 | [13 empty] | Nos | 1.0 | [10 empty] | Ringlus Electro Controls & Automation PVT LTD | [18 empty] | CGST - RNG | 9.0
[120 empty] | SGST - RNG | 9.0
| 10A F1 BS-type HRC fuse links Gg 415V 80kA ABB 1SCA107789R1001 | 10A F1 BS-type HRC fuse links Gg 415V 80kA ABB 1SCA107789R1001 | ABBSFU | Nos |  | 10A F1 BS-type HRC fuse links Gg 415V 80kA ABB 1SCA107789R1001 |  | 0 | 0 | 1 | 1 | 1 | 0.0 | 0.0 | 0.0 | 0 |  |  | 0.0 | Electrical Components | 10A F1 BS-type HRC fuse links Gg 415V 80kA ABB 1SCA107789R1001 | 0 | 31-12-2099 | Material Transfer |  | 0.0 |  | 0 | 0 |  | 0 | 0 | 0 | 0 |  | 0 | Item Attribute | 1 | Nos | 0.0 | 0.0 | 0 | 0.0 | 0 | ABB | 1SCA107789R1001 | India |  |  | 0 | 0.0 |  | 0 | 0 |  | 0 | 0 | 0 | 0 |  |  | 0 | 0 | 0 |  | 0 | [5 empty] | 0 |  |  | 0 | [13 empty] | Nos | 1.0 | [10 empty] | Ringlus Electro Controls & Automation PVT LTD | [18 empty] | CGST - RNG | 9.0
[120 empty] | SGST - RNG | 9.0
| 16A F1 BS-type HRC fuse links Gg 415V 80kA ABB 1SCA107790R1001 | 16A F1 BS-type HRC fuse links Gg 415V 80kA ABB 1SCA107790R1001 | ABBSFU | Nos |  | 16A F1 BS-type HRC fuse links Gg 415V 80kA ABB 1SCA107790R1001 |  | 0 | 0 | 1 | 1 | 1 | 0.0 | 0.0 | 0.0 | 0 |  |  | 0.0 | Electrical Components | 16A F1 BS-type HRC fuse links Gg 415V 80kA ABB 1SCA107790R1001 | 0 | 31-12-2099 | Material Transfer |  | 0.0 |  | 0 | 0 |  | 0 | 0 | 0 | 0 |  | 0 | Item Attribute | 1 | Nos | 0.0 | 0.0 | 0 | 0.0 | 0 | ABB | 1SCA107790R1001 | India |  |  | 0 | 0.0 |  | 0 | 0 |  | 0 | 0 | 0 | 0 |  |  | 0 | 0 | 0 |  | 0 | [5 empty] | 0 |  |  | 0 | [13 empty] | Nos | 1.0 | [10 empty] | Ringlus Electro Controls & Automation PVT LTD | [18 empty] | CGST - RNG | 9.0
[120 empty] | SGST - RNG | 9.0
| 20A F1 BS-type HRC fuse links Gg 415V 80kA ABB 1SCA107791R1001 | 20A F1 BS-type HRC fuse links Gg 415V 80kA ABB 1SCA107791R1001 | ABBSFU | Nos |  | 20A F1 BS-type HRC fuse links Gg 415V 80kA ABB 1SCA107791R1001 |  | 0 | 0 | 1 | 1 | 1 | 0.0 | 0.0 | 0.0 | 0 |  |  | 0.0 | Electrical Components | 20A F1 BS-type HRC fuse links Gg 415V 80kA ABB 1SCA107791R1001 | 0 | 31-12-2099 | Material Transfer |  | 0.0 |  | 0 | 0 |  | 0 | 0 | 0 | 0 |  | 0 | Item Attribute | 1 | Nos | 0.0 | 0.0 | 0 | 0.0 | 0 | ABB | 1SCA107791R1001 | India |  |  | 0 | 0.0 |  | 0 | 0 |  | 0 | 0 | 0 | 0 |  |  | 0 | 0 | 0 |  | 0 | [5 empty] | 0 |  |  | 0 | [13 empty] | Nos | 1.0 | [10 empty] | Ringlus Electro Controls & Automation PVT LTD | [18 empty] | CGST - RNG | 9.0
[120 empty] | SGST - RNG | 9.0
| 25A F1 BS-type HRC fuse links Gg 415V 80kA ABB 1SCA107792R1001 | 25A F1 BS-type HRC fuse links Gg 415V 80kA ABB 1SCA107792R1001 | ABBSFU | Nos |  | 25A F1 BS-type HRC fuse links Gg 415V 80kA ABB 1SCA107792R1001 |  | 0 | 0 | 1 | 1 | 1 | 0.0 | 0.0 | 0.0 | 0 |  |  | 0.0 | Electrical Components | 25A F1 BS-type HRC fuse links Gg 415V 80kA ABB 1SCA107792R1001 | 0 | 31-12-2099 | Material Transfer |  | 0.0 |  | 0 | 0 |  | 0 | 0 | 0 | 0 |  | 0 | Item Attribute | 1 | Nos | 0.0 | 0.0 | 0 | 0.0 | 0 | ABB | 1SCA107792R1001 | India |  |  | 0 | 0.0 |  | 0 | 0 |  | 0 | 0 | 0 | 0 |  |  | 0 | 0 | 0 |  | 0 | [5 empty] | 0 |  |  | 0 | [13 empty] | Nos | 1.0 | [10 empty] | Ringlus Electro Controls & Automation PVT LTD | [18 empty] | CGST - RNG | 9.0
[120 empty] | SGST - RNG | 9.0
| 32A F1 BS-type HRC fuse links Gg 415V 80kA ABB 1SCA107793R1001 | 32A F1 BS-type HRC fuse links Gg 415V 80kA ABB 1SCA107793R1001 | ABBSFU | Nos |  | 32A F1 BS-type HRC fuse links Gg 415V 80kA ABB 1SCA107793R1001 |  | 0 | 0 | 1 | 1 | 1 | 0.0 | 0.0 | 0.0 | 0 |  |  | 0.0 | Electrical Components | 32A F1 BS-type HRC fuse links Gg 415V 80kA ABB 1SCA107793R1001 | 0 | 31-12-2099 | Material Transfer |  | 0.0 |  | 0 | 0 |  | 0 | 0 | 0 | 0 |  | 0 | Item Attribute | 1 | Nos | 0.0 | 0.0 | 0 | 0.0 | 0 | ABB | 1SCA107793R1001 | India |  |  | 0 | 0.0 |  | 0 | 0 |  | 0 | 0 | 0 | 0 |  |  | 0 | 0 | 0 |  | 0 | [5 empty] | 0 |  |  | 0 | [13 empty] | Nos | 1.0 | [10 empty] | Ringlus Electro Controls & Automation PVT LTD | [18 empty] | CGST - RNG | 9.0
[120 empty] | SGST - RNG | 9.0
| 6A A2 BS-type HRC fuse links Gg 415V 80kA ABB 1SCA107795R1001 | 6A A2 BS-type HRC fuse links Gg 415V 80kA ABB 1SCA107795R1001 | ABBSFU | Nos |  | 6A A2 BS-type HRC fuse links Gg 415V 80kA ABB 1SCA107795R1001 |  | 0 | 0 | 1 | 1 | 1 | 0.0 | 0.0 | 0.0 | 0 |  |  | 0.0 | Electrical Components | 6A A2 BS-type HRC fuse links Gg 415V 80kA ABB 1SCA107795R1001 | 0 | 31-12-2099 | Material Transfer |  | 0.0 |  | 0 | 0 |  | 0 | 0 | 0 | 0 |  | 0 | Item Attribute | 1 | Nos | 0.0 | 0.0 | 0 | 0.0 | 0 | ABB | 1SCA107795R1001 | India |  |  | 0 | 0.0 |  | 0 | 0 |  | 0 | 0 | 0 | 0 |  |  | 0 | 0 | 0 |  | 0 | [5 empty] | 0 |  |  | 0 | [13 empty] | Nos | 1.0 | [10 empty] | Ringlus Electro Controls & Automation PVT LTD | [18 empty] | CGST - RNG | 9.0
[120 empty] | SGST - RNG | 9.0
| 10A A2 BS-type HRC fuse links Gg 415V 80kA ABB 1SCA107796R1001 | 10A A2 BS-type HRC fuse links Gg 415V 80kA ABB 1SCA107796R1001 | ABBSFU | Nos |  | 10A A2 BS-type HRC fuse links Gg 415V 80kA ABB 1SCA107796R1001 |  | 0 | 0 | 1 | 1 | 1 | 0.0 | 0.0 | 0.0 | 0 |  |  | 0.0 | Electrical Components | 10A A2 BS-type HRC fuse links Gg 415V 80kA ABB 1SCA107796R1001 | 0 | 31-12-2099 | Material Transfer |  | 0.0 |  | 0 | 0 |  | 0 | 0 | 0 | 0 |  | 0 | Item Attribute | 1 | Nos | 0.0 | 0.0 | 0 | 0.0 | 0 | ABB | 1SCA107796R1001 | India |  |  | 0 | 0.0 |  | 0 | 0 |  | 0 | 0 | 0 | 0 |  |  | 0 | 0 | 0 |  | 0 | [5 empty] | 0 |  |  | 0 | [13 empty] | Nos | 1.0 | [10 empty] | Ringlus Electro Controls & Automation PVT LTD | [18 empty] | CGST - RNG | 9.0
[120 empty] | SGST - RNG | 9.0
| 16A A2 BS-type HRC fuse links Gg 415V 80kA ABB 1SCA107798R1001 | 16A A2 BS-type HRC fuse links Gg 415V 80kA ABB 1SCA107798R1001 | ABBSFU | Nos |  | 16A A2 BS-type HRC fuse links Gg 415V 80kA ABB 1SCA107798R1001 |  | 0 | 0 | 1 | 1 | 1 | 0.0 | 0.0 | 0.0 | 0 |  |  | 0.0 | Electrical Components | 16A A2 BS-type HRC fuse links Gg 415V 80kA ABB 1SCA107798R1001 | 0 | 31-12-2099 | Material Transfer |  | 0.0 |  | 0 | 0 |  | 0 | 0 | 0 | 0 |  | 0 | Item Attribute | 1 | Nos | 0.0 | 0.0 | 0 | 0.0 | 0 | ABB | 1SCA107798R1001 | India |  |  | 0 | 0.0 |  | 0 | 0 |  | 0 | 0 | 0 | 0 |  |  | 0 | 0 | 0 |  | 0 | [5 empty] | 0 |  |  | 0 | [13 empty] | Nos | 1.0 | [10 empty] | Ringlus Electro Controls & Automation PVT LTD | [18 empty] | CGST - RNG | 9.0
[120 empty] | SGST - RNG | 9.0
| 20A A2 BS-type HRC fuse links Gg 415V 80kA ABB 1SCA107827R1001 | 20A A2 BS-type HRC fuse links Gg 415V 80kA ABB 1SCA107827R1001 | ABBSFU | Nos |  | 20A A2 BS-type HRC fuse links Gg 415V 80kA ABB 1SCA107827R1001 |  | 0 | 0 | 1 | 1 | 1 | 0.0 | 0.0 | 0.0 | 0 |  |  | 0.0 | Electrical Components | 20A A2 BS-type HRC fuse links Gg 415V 80kA ABB 1SCA107827R1001 | 0 | 31-12-2099 | Material Transfer |  | 0.0 |  | 0 | 0 |  | 0 | 0 | 0 | 0 |  | 0 | Item Attribute | 1 | Nos | 0.0 | 0.0 | 0 | 0.0 | 0 | ABB | 1SCA107827R1001 | India |  |  | 0 | 0.0 |  | 0 | 0 |  | 0 | 0 | 0 | 0 |  |  | 0 | 0 | 0 |  | 0 | [5 empty] | 0 |  |  | 0 | [13 empty] | Nos | 1.0 | [10 empty] | Ringlus Electro Controls & Automation PVT LTD | [18 empty] | CGST - RNG | 9.0
[120 empty] | SGST - RNG | 9.0
| 25A A2 BS-type HRC fuse links Gg 415V 80kA ABB 1SCA107800R1001 | 25A A2 BS-type HRC fuse links Gg 415V 80kA ABB 1SCA107800R1001 | ABBSFU | Nos |  | 25A A2 BS-type HRC fuse links Gg 415V 80kA ABB 1SCA107800R1001 |  | 0 | 0 | 1 | 1 | 1 | 0.0 | 0.0 | 0.0 | 0 |  |  | 0.0 | Electrical Components | 25A A2 BS-type HRC fuse links Gg 415V 80kA ABB 1SCA107800R1001 | 0 | 31-12-2099 | Material Transfer |  | 0.0 |  | 0 | 0 |  | 0 | 0 | 0 | 0 |  | 0 | Item Attribute | 1 | Nos | 0.0 | 0.0 | 0 | 0.0 | 0 | ABB | 1SCA107800R1001 | India |  |  | 0 | 0.0 |  | 0 | 0 |  | 0 | 0 | 0 | 0 |  |  | 0 | 0 | 0 |  | 0 | [5 empty] | 0 |  |  | 0 | [13 empty] | Nos | 1.0 | [10 empty] | Ringlus Electro Controls & Automation PVT LTD | [18 empty] | CGST - RNG | 9.0
[120 empty] | SGST - RNG | 9.0
| 32A A2 BS-type HRC fuse links Gg 415V 80kA ABB 1SCA107801R1001 | 32A A2 BS-type HRC fuse links Gg 415V 80kA ABB 1SCA107801R1001 | ABBSFU | Nos |  | 32A A2 BS-type HRC fuse links Gg 415V 80kA ABB 1SCA107801R1001 |  | 0 | 0 | 1 | 1 | 1 | 0.0 | 0.0 | 0.0 | 0 |  |  | 0.0 | Electrical Components | 32A A2 BS-type HRC fuse links Gg 415V 80kA ABB 1SCA107801R1001 | 0 | 31-12-2099 | Material Transfer |  | 0.0 |  | 0 | 0 |  | 0 | 0 | 0 | 0 |  | 0 | Item Attribute | 1 | Nos | 0.0 | 0.0 | 0 | 0.0 | 0 | ABB | 1SCA107801R1001 | India |  |  | 0 | 0.0 |  | 0 | 0 |  | 0 | 0 | 0 | 0 |  |  | 0 | 0 | 0 |  | 0 | [5 empty] | 0 |  |  | 0 | [13 empty] | Nos | 1.0 | [10 empty] | Ringlus Electro Controls & Automation PVT LTD | [18 empty] | CGST - RNG | 9.0
[120 empty] | SGST - RNG | 9.0
| 40A A3 BS-type HRC fuse links Gg 415V 80kA ABB 1SCA107803R1001 | 40A A3 BS-type HRC fuse links Gg 415V 80kA ABB 1SCA107803R1001 | ABBSFU | Nos |  | 40A A3 BS-type HRC fuse links Gg 415V 80kA ABB 1SCA107803R1001 |  | 0 | 0 | 1 | 1 | 1 | 0.0 | 0.0 | 0.0 | 0 |  |  | 0.0 | Electrical Components | 40A A3 BS-type HRC fuse links Gg 415V 80kA ABB 1SCA107803R1001 | 0 | 31-12-2099 | Material Transfer |  | 0.0 |  | 0 | 0 |  | 0 | 0 | 0 | 0 |  | 0 | Item Attribute | 1 | Nos | 0.0 | 0.0 | 0 | 0.0 | 0 | ABB | 1SCA107803R1001 | India |  |  | 0 | 0.0 |  | 0 | 0 |  | 0 | 0 | 0 | 0 |  |  | 0 | 0 | 0 |  | 0 | [5 empty] | 0 |  |  | 0 | [13 empty] | Nos | 1.0 | [10 empty] | Ringlus Electro Controls & Automation PVT LTD | [18 empty] | CGST - RNG | 9.0
[120 empty] | SGST - RNG | 9.0
| 50A A3 BS-type HRC fuse links Gg 415V 80kA ABB 1SCA107804R1001 | 50A A3 BS-type HRC fuse links Gg 415V 80kA ABB 1SCA107804R1001 | ABBSFU | Nos |  | 50A A3 BS-type HRC fuse links Gg 415V 80kA ABB 1SCA107804R1001 |  | 0 | 0 | 1 | 1 | 1 | 0.0 | 0.0 | 0.0 | 0 |  |  | 0.0 | Electrical Components | 50A A3 BS-type HRC fuse links Gg 415V 80kA ABB 1SCA107804R1001 | 0 | 31-12-2099 | Material Transfer |  | 0.0 |  | 0 | 0 |  | 0 | 0 | 0 | 0 |  | 0 | Item Attribute | 1 | Nos | 0.0 | 0.0 | 0 | 0.0 | 0 | ABB | 1SCA107804R1001 | India |  |  | 0 | 0.0 |  | 0 | 0 |  | 0 | 0 | 0 | 0 |  |  | 0 | 0 | 0 |  | 0 | [5 empty] | 0 |  |  | 0 | [13 empty] | Nos | 1.0 | [10 empty] | Ringlus Electro Controls & Automation PVT LTD | [18 empty] | CGST - RNG | 9.0
[120 empty] | SGST - RNG | 9.0
| 63A A3 BS-type HRC fuse links Gg 415V 80kA ABB 1SCA107805R1001 | 63A A3 BS-type HRC fuse links Gg 415V 80kA ABB 1SCA107805R1001 | ABBSFU | Nos |  | 63A A3 BS-type HRC fuse links Gg 415V 80kA ABB 1SCA107805R1001 |  | 0 | 0 | 1 | 1 | 1 | 0.0 | 0.0 | 0.0 | 0 |  |  | 0.0 | Electrical Components | 63A A3 BS-type HRC fuse links Gg 415V 80kA ABB 1SCA107805R1001 | 0 | 31-12-2099 | Material Transfer |  | 0.0 |  | 0 | 0 |  | 0 | 0 | 0 | 0 |  | 0 | Item Attribute | 1 | Nos | 0.0 | 0.0 | 0 | 0.0 | 0 | ABB | 1SCA107805R1001 | India |  |  | 0 | 0.0 |  | 0 | 0 |  | 0 | 0 | 0 | 0 |  |  | 0 | 0 | 0 |  | 0 | [5 empty] | 0 |  |  | 0 | [13 empty] | Nos | 1.0 | [10 empty] | Ringlus Electro Controls & Automation PVT LTD | [18 empty] | CGST - RNG | 9.0
[120 empty] | SGST - RNG | 9.0
| 50A A4 BS-type HRC fuse links Gg 415V 80kA ABB 1SCA107806R1001 | 50A A4 BS-type HRC fuse links Gg 415V 80kA ABB 1SCA107806R1001 | ABBSFU | Nos |  | 50A A4 BS-type HRC fuse links Gg 415V 80kA ABB 1SCA107806R1001 |  | 0 | 0 | 1 | 1 | 1 | 0.0 | 0.0 | 0.0 | 0 |  |  | 0.0 | Electrical Components | 50A A4 BS-type HRC fuse links Gg 415V 80kA ABB 1SCA107806R1001 | 0 | 31-12-2099 | Material Transfer |  | 0.0 |  | 0 | 0 |  | 0 | 0 | 0 | 0 |  | 0 | Item Attribute | 1 | Nos | 0.0 | 0.0 | 0 | 0.0 | 0 | ABB | 1SCA107806R1001 | India |  |  | 0 | 0.0 |  | 0 | 0 |  | 0 | 0 | 0 | 0 |  |  | 0 | 0 | 0 |  | 0 | [5 empty] | 0 |  |  | 0 | [13 empty] | Nos | 1.0 | [10 empty] | Ringlus Electro Controls & Automation PVT LTD | [18 empty] | CGST - RNG | 9.0
[120 empty] | SGST - RNG | 9.0
| 63A A4 BS-type HRC fuse links Gg 415V 80kA ABB 1SCA107807R1001 | 63A A4 BS-type HRC fuse links Gg 415V 80kA ABB 1SCA107807R1001 | ABBSFU | Nos |  | 63A A4 BS-type HRC fuse links Gg 415V 80kA ABB 1SCA107807R1001 |  | 0 | 0 | 1 | 1 | 1 | 0.0 | 0.0 | 0.0 | 0 |  |  | 0.0 | Electrical Components | 63A A4 BS-type HRC fuse links Gg 415V 80kA ABB 1SCA107807R1001 | 0 | 31-12-2099 | Material Transfer |  | 0.0 |  | 0 | 0 |  | 0 | 0 | 0 | 0 |  | 0 | Item Attribute | 1 | Nos | 0.0 | 0.0 | 0 | 0.0 | 0 | ABB | 1SCA107807R1001 | India |  |  | 0 | 0.0 |  | 0 | 0 |  | 0 | 0 | 0 | 0 |  |  | 0 | 0 | 0 |  | 0 | [5 empty] | 0 |  |  | 0 | [13 empty] | Nos | 1.0 | [10 empty] | Ringlus Electro Controls & Automation PVT LTD | [18 empty] | CGST - RNG | 9.0
[120 empty] | SGST - RNG | 9.0
| 80A A4 BS-type HRC fuse links Gg 415V 80kA ABB 1SCA107808R1001 | 80A A4 BS-type HRC fuse links Gg 415V 80kA ABB 1SCA107808R1001 | ABBSFU | Nos |  | 80A A4 BS-type HRC fuse links Gg 415V 80kA ABB 1SCA107808R1001 |  | 0 | 0 | 1 | 1 | 1 | 0.0 | 0.0 | 0.0 | 0 |  |  | 0.0 | Electrical Components | 80A A4 BS-type HRC fuse links Gg 415V 80kA ABB 1SCA107808R1001 | 0 | 31-12-2099 | Material Transfer |  | 0.0 |  | 0 | 0 |  | 0 | 0 | 0 | 0 |  | 0 | Item Attribute | 1 | Nos | 0.0 | 0.0 | 0 | 0.0 | 0 | ABB | 1SCA107808R1001 | India |  |  | 0 | 0.0 |  | 0 | 0 |  | 0 | 0 | 0 | 0 |  |  | 0 | 0 | 0 |  | 0 | [5 empty] | 0 |  |  | 0 | [13 empty] | Nos | 1.0 | [10 empty] | Ringlus Electro Controls & Automation PVT LTD | [18 empty] | CGST - RNG | 9.0
[120 empty] | SGST - RNG | 9.0
| 100A A4 BS-type HRC fuse links Gg 415V 80kA ABB 1SCA107809R1001 | 100A A4 BS-type HRC fuse links Gg 415V 80kA ABB 1SCA107809R1001 | ABBSFU | Nos |  | 100A A4 BS-type HRC fuse links Gg 415V 80kA ABB 1SCA107809R1001 |  | 0 | 0 | 1 | 1 | 1 | 0.0 | 0.0 | 0.0 | 0 |  |  | 0.0 | Electrical Components | 100A A4 BS-type HRC fuse links Gg 415V 80kA ABB 1SCA107809R1001 | 0 | 31-12-2099 | Material Transfer |  | 0.0 |  | 0 | 0 |  | 0 | 0 | 0 | 0 |  | 0 | Item Attribute | 1 | Nos | 0.0 | 0.0 | 0 | 0.0 | 0 | ABB | 1SCA107809R1001 | India |  |  | 0 | 0.0 |  | 0 | 0 |  | 0 | 0 | 0 | 0 |  |  | 0 | 0 | 0 |  | 0 | [5 empty] | 0 |  |  | 0 | [13 empty] | Nos | 1.0 | [10 empty] | Ringlus Electro Controls & Automation PVT LTD | [18 empty] | CGST - RNG | 9.0
[120 empty] | SGST - RNG | 9.0
| 125A A4 BS-type HRC fuse links Gg 415V 80kA ABB 1SCA107810R1001 | 125A A4 BS-type HRC fuse links Gg 415V 80kA ABB 1SCA107810R1001 | ABBSFU | Nos |  | 125A A4 BS-type HRC fuse links Gg 415V 80kA ABB 1SCA107810R1001 |  | 0 | 0 | 1 | 1 | 1 | 0.0 | 0.0 | 0.0 | 0 |  |  | 0.0 | Electrical Components | 125A A4 BS-type HRC fuse links Gg 415V 80kA ABB 1SCA107810R1001 | 0 | 31-12-2099 | Material Transfer |  | 0.0 |  | 0 | 0 |  | 0 | 0 | 0 | 0 |  | 0 | Item Attribute | 1 | Nos | 0.0 | 0.0 | 0 | 0.0 | 0 | ABB | 1SCA107810R1001 | India |  |  | 0 | 0.0 |  | 0 | 0 |  | 0 | 0 | 0 | 0 |  |  | 0 | 0 | 0 |  | 0 | [5 empty] | 0 |  |  | 0 | [13 empty] | Nos | 1.0 | [10 empty] | Ringlus Electro Controls & Automation PVT LTD | [18 empty] | CGST - RNG | 9.0
[120 empty] | SGST - RNG | 9.0
| 50A B1 BS-type HRC fuse links Gg 415V 80kA ABB 1SCA107811R1001 | 50A B1 BS-type HRC fuse links Gg 415V 80kA ABB 1SCA107811R1001 | ABBSFU | Nos |  | 50A B1 BS-type HRC fuse links Gg 415V 80kA ABB 1SCA107811R1001 |  | 0 | 0 | 1 | 1 | 1 | 0.0 | 0.0 | 0.0 | 0 |  |  | 0.0 | Electrical Components | 50A B1 BS-type HRC fuse links Gg 415V 80kA ABB 1SCA107811R1001 | 0 | 31-12-2099 | Material Transfer |  | 0.0 |  | 0 | 0 |  | 0 | 0 | 0 | 0 |  | 0 | Item Attribute | 1 | Nos | 0.0 | 0.0 | 0 | 0.0 | 0 | ABB | 1SCA107811R1001 | India |  |  | 0 | 0.0 |  | 0 | 0 |  | 0 | 0 | 0 | 0 |  |  | 0 | 0 | 0 |  | 0 | [5 empty] | 0 |  |  | 0 | [13 empty] | Nos | 1.0 | [10 empty] | Ringlus Electro Controls & Automation PVT LTD | [18 empty] | CGST - RNG | 9.0
[120 empty] | SGST - RNG | 9.0
| 63A B1 BS-type HRC fuse links Gg 415V 80kA ABB 1SCA107812R1001 | 63A B1 BS-type HRC fuse links Gg 415V 80kA ABB 1SCA107812R1001 | ABBSFU | Nos |  | 63A B1 BS-type HRC fuse links Gg 415V 80kA ABB 1SCA107812R1001 |  | 0 | 0 | 1 | 1 | 1 | 0.0 | 0.0 | 0.0 | 0 |  |  | 0.0 | Electrical Components | 63A B1 BS-type HRC fuse links Gg 415V 80kA ABB 1SCA107812R1001 | 0 | 31-12-2099 | Material Transfer |  | 0.0 |  | 0 | 0 |  | 0 | 0 | 0 | 0 |  | 0 | Item Attribute | 1 | Nos | 0.0 | 0.0 | 0 | 0.0 | 0 | ABB | 1SCA107812R1001 | India |  |  | 0 | 0.0 |  | 0 | 0 |  | 0 | 0 | 0 | 0 |  |  | 0 | 0 | 0 |  | 0 | [5 empty] | 0 |  |  | 0 | [13 empty] | Nos | 1.0 | [10 empty] | Ringlus Electro Controls & Automation PVT LTD | [18 empty] | CGST - RNG | 9.0
[120 empty] | SGST - RNG | 9.0
| 80A B1 BS-type HRC fuse links Gg 415V 80kA ABB 1SCA107813R1001 | 80A B1 BS-type HRC fuse links Gg 415V 80kA ABB 1SCA107813R1001 | ABBSFU | Nos |  | 80A B1 BS-type HRC fuse links Gg 415V 80kA ABB 1SCA107813R1001 |  | 0 | 0 | 1 | 1 | 1 | 0.0 | 0.0 | 0.0 | 0 |  |  | 0.0 | Electrical Components | 80A B1 BS-type HRC fuse links Gg 415V 80kA ABB 1SCA107813R1001 | 0 | 31-12-2099 | Material Transfer |  | 0.0 |  | 0 | 0 |  | 0 | 0 | 0 | 0 |  | 0 | Item Attribute | 1 | Nos | 0.0 | 0.0 | 0 | 0.0 | 0 | ABB | 1SCA107813R1001 | India |  |  | 0 | 0.0 |  | 0 | 0 |  | 0 | 0 | 0 | 0 |  |  | 0 | 0 | 0 |  | 0 | [5 empty] | 0 |  |  | 0 | [13 empty] | Nos | 1.0 | [10 empty] | Ringlus Electro Controls & Automation PVT LTD | [18 empty] | CGST - RNG | 9.0
[120 empty] | SGST - RNG | 9.0
| 100A B1 BS-type HRC fuse links Gg 415V 80kA ABB 1SCA107814R1001 | 100A B1 BS-type HRC fuse links Gg 415V 80kA ABB 1SCA107814R1001 | ABBSFU | Nos |  | 100A B1 BS-type HRC fuse links Gg 415V 80kA ABB 1SCA107814R1001 |  | 0 | 0 | 1 | 1 | 1 | 0.0 | 0.0 | 0.0 | 0 |  |  | 0.0 | Electrical Components | 100A B1 BS-type HRC fuse links Gg 415V 80kA ABB 1SCA107814R1001 | 0 | 31-12-2099 | Material Transfer |  | 0.0 |  | 0 | 0 |  | 0 | 0 | 0 | 0 |  | 0 | Item Attribute | 1 | Nos | 0.0 | 0.0 | 0 | 0.0 | 0 | ABB | 1SCA107814R1001 | India |  |  | 0 | 0.0 |  | 0 | 0 |  | 0 | 0 | 0 | 0 |  |  | 0 | 0 | 0 |  | 0 | [5 empty] | 0 |  |  | 0 | [13 empty] | Nos | 1.0 | [10 empty] | Ringlus Electro Controls & Automation PVT LTD | [18 empty] | CGST - RNG | 9.0
[120 empty] | SGST - RNG | 9.0
| 125A B2 BS-type HRC fuse links Gg 415V 80kA ABB 1SCA107816R1001 | 125A B2 BS-type HRC fuse links Gg 415V 80kA ABB 1SCA107816R1001 | ABBSFU | Nos |  | 125A B2 BS-type HRC fuse links Gg 415V 80kA ABB 1SCA107816R1001 |  | 0 | 0 | 1 | 1 | 1 | 0.0 | 0.0 | 0.0 | 0 |  |  | 0.0 | Electrical Components | 125A B2 BS-type HRC fuse links Gg 415V 80kA ABB 1SCA107816R1001 | 0 | 31-12-2099 | Material Transfer |  | 0.0 |  | 0 | 0 |  | 0 | 0 | 0 | 0 |  | 0 | Item Attribute | 1 | Nos | 0.0 | 0.0 | 0 | 0.0 | 0 | ABB | 1SCA107816R1001 | India |  |  | 0 | 0.0 |  | 0 | 0 |  | 0 | 0 | 0 | 0 |  |  | 0 | 0 | 0 |  | 0 | [5 empty] | 0 |  |  | 0 | [13 empty] | Nos | 1.0 | [10 empty] | Ringlus Electro Controls & Automation PVT LTD | [18 empty] | CGST - RNG | 9.0
[120 empty] | SGST - RNG | 9.0
| 160A B2 BS-type HRC fuse links Gg 415V 80kA ABB 1SCA107817R1001 | 160A B2 BS-type HRC fuse links Gg 415V 80kA ABB 1SCA107817R1001 | ABBSFU | Nos |  | 160A B2 BS-type HRC fuse links Gg 415V 80kA ABB 1SCA107817R1001 |  | 0 | 0 | 1 | 1 | 1 | 0.0 | 0.0 | 0.0 | 0 |  |  | 0.0 | Electrical Components | 160A B2 BS-type HRC fuse links Gg 415V 80kA ABB 1SCA107817R1001 | 0 | 31-12-2099 | Material Transfer |  | 0.0 |  | 0 | 0 |  | 0 | 0 | 0 | 0 |  | 0 | Item Attribute | 1 | Nos | 0.0 | 0.0 | 0 | 0.0 | 0 | ABB | 1SCA107817R1001 | India |  |  | 0 | 0.0 |  | 0 | 0 |  | 0 | 0 | 0 | 0 |  |  | 0 | 0 | 0 |  | 0 | [5 empty] | 0 |  |  | 0 | [13 empty] | Nos | 1.0 | [10 empty] | Ringlus Electro Controls & Automation PVT LTD | [18 empty] | CGST - RNG | 9.0
[120 empty] | SGST - RNG | 9.0
| 200A B2 BS-type HRC fuse links Gg 415V 80kA ABB 1SCA107818R1001 | 200A B2 BS-type HRC fuse links Gg 415V 80kA ABB 1SCA107818R1001 | ABBSFU | Nos |  | 200A B2 BS-type HRC fuse links Gg 415V 80kA ABB 1SCA107818R1001 |  | 0 | 0 | 1 | 1 | 1 | 0.0 | 0.0 | 0.0 | 0 |  |  | 0.0 | Electrical Components | 200A B2 BS-type HRC fuse links Gg 415V 80kA ABB 1SCA107818R1001 | 0 | 31-12-2099 | Material Transfer |  | 0.0 |  | 0 | 0 |  | 0 | 0 | 0 | 0 |  | 0 | Item Attribute | 1 | Nos | 0.0 | 0.0 | 0 | 0.0 | 0 | ABB | 1SCA107818R1001 | India |  |  | 0 | 0.0 |  | 0 | 0 |  | 0 | 0 | 0 | 0 |  |  | 0 | 0 | 0 |  | 0 | [5 empty] | 0 |  |  | 0 | [13 empty] | Nos | 1.0 | [10 empty] | Ringlus Electro Controls & Automation PVT LTD | [18 empty] | CGST - RNG | 9.0
[120 empty] | SGST - RNG | 9.0
| 250A B3 BS-type HRC fuse links Gg 415V 80kA ABB 1SCA107819R1001 | 250A B3 BS-type HRC fuse links Gg 415V 80kA ABB 1SCA107819R1001 | ABBSFU | Nos |  | 250A B3 BS-type HRC fuse links Gg 415V 80kA ABB 1SCA107819R1001 |  | 0 | 0 | 1 | 1 | 1 | 0.0 | 0.0 | 0.0 | 0 |  |  | 0.0 | Electrical Components | 250A B3 BS-type HRC fuse links Gg 415V 80kA ABB 1SCA107819R1001 | 0 | 31-12-2099 | Material Transfer |  | 0.0 |  | 0 | 0 |  | 0 | 0 | 0 | 0 |  | 0 | Item Attribute | 1 | Nos | 0.0 | 0.0 | 0 | 0.0 | 0 | ABB | 1SCA107819R1001 | India |  |  | 0 | 0.0 |  | 0 | 0 |  | 0 | 0 | 0 | 0 |  |  | 0 | 0 | 0 |  | 0 | [5 empty] | 0 |  |  | 0 | [13 empty] | Nos | 1.0 | [10 empty] | Ringlus Electro Controls & Automation PVT LTD | [18 empty] | CGST - RNG | 9.0
[120 empty] | SGST - RNG | 9.0
| 315A B3 BS-type HRC fuse links Gg 415V 80kA ABB 1SCA107820R1001 | 315A B3 BS-type HRC fuse links Gg 415V 80kA ABB 1SCA107820R1001 | ABBSFU | Nos |  | 315A B3 BS-type HRC fuse links Gg 415V 80kA ABB 1SCA107820R1001 |  | 0 | 0 | 1 | 1 | 1 | 0.0 | 0.0 | 0.0 | 0 |  |  | 0.0 | Electrical Components | 315A B3 BS-type HRC fuse links Gg 415V 80kA ABB 1SCA107820R1001 | 0 | 31-12-2099 | Material Transfer |  | 0.0 |  | 0 | 0 |  | 0 | 0 | 0 | 0 |  | 0 | Item Attribute | 1 | Nos | 0.0 | 0.0 | 0 | 0.0 | 0 | ABB | 1SCA107820R1001 | India |  |  | 0 | 0.0 |  | 0 | 0 |  | 0 | 0 | 0 | 0 |  |  | 0 | 0 | 0 |  | 0 | [5 empty] | 0 |  |  | 0 | [13 empty] | Nos | 1.0 | [10 empty] | Ringlus Electro Controls & Automation PVT LTD | [18 empty] | CGST - RNG | 9.0
[120 empty] | SGST - RNG | 9.0
| 400A B4 BS-type HRC fuse links Gg 415V 80kA ABB 1SCA107822R1001 | 400A B4 BS-type HRC fuse links Gg 415V 80kA ABB 1SCA107822R1001 | ABBSFU | Nos |  | 400A B4 BS-type HRC fuse links Gg 415V 80kA ABB 1SCA107822R1001 |  | 0 | 0 | 1 | 1 | 1 | 0.0 | 0.0 | 0.0 | 0 |  |  | 0.0 | Electrical Components | 400A B4 BS-type HRC fuse links Gg 415V 80kA ABB 1SCA107822R1001 | 0 | 31-12-2099 | Material Transfer |  | 0.0 |  | 0 | 0 |  | 0 | 0 | 0 | 0 |  | 0 | Item Attribute | 1 | Nos | 0.0 | 0.0 | 0 | 0.0 | 0 | ABB | 1SCA107822R1001 | India |  |  | 0 | 0.0 |  | 0 | 0 |  | 0 | 0 | 0 | 0 |  |  | 0 | 0 | 0 |  | 0 | [5 empty] | 0 |  |  | 0 | [13 empty] | Nos | 1.0 | [10 empty] | Ringlus Electro Controls & Automation PVT LTD | [18 empty] | CGST - RNG | 9.0
[120 empty] | SGST - RNG | 9.0
| 400A C1 BS-type HRC fuse links Gg 415V 80kA ABB 1SCA107823R1001 | 400A C1 BS-type HRC fuse links Gg 415V 80kA ABB 1SCA107823R1001 | ABBSFU | Nos |  | 400A C1 BS-type HRC fuse links Gg 415V 80kA ABB 1SCA107823R1001 |  | 0 | 0 | 1 | 1 | 1 | 0.0 | 0.0 | 0.0 | 0 |  |  | 0.0 | Electrical Components | 400A C1 BS-type HRC fuse links Gg 415V 80kA ABB 1SCA107823R1001 | 0 | 31-12-2099 | Material Transfer |  | 0.0 |  | 0 | 0 |  | 0 | 0 | 0 | 0 |  | 0 | Item Attribute | 1 | Nos | 0.0 | 0.0 | 0 | 0.0 | 0 | ABB | 1SCA107823R1001 | India |  |  | 0 | 0.0 |  | 0 | 0 |  | 0 | 0 | 0 | 0 |  |  | 0 | 0 | 0 |  | 0 | [5 empty] | 0 |  |  | 0 | [13 empty] | Nos | 1.0 | [10 empty] | Ringlus Electro Controls & Automation PVT LTD | [18 empty] | CGST - RNG | 9.0
[120 empty] | SGST - RNG | 9.0
| 500A C2 BS-type HRC fuse links Gg 415V 80kA ABB 1SCA107824R1001 | 500A C2 BS-type HRC fuse links Gg 415V 80kA ABB 1SCA107824R1001 | ABBSFU | Nos |  | 500A C2 BS-type HRC fuse links Gg 415V 80kA ABB 1SCA107824R1001 |  | 0 | 0 | 1 | 1 | 1 | 0.0 | 0.0 | 0.0 | 0 |  |  | 0.0 | Electrical Components | 500A C2 BS-type HRC fuse links Gg 415V 80kA ABB 1SCA107824R1001 | 0 | 31-12-2099 | Material Transfer |  | 0.0 |  | 0 | 0 |  | 0 | 0 | 0 | 0 |  | 0 | Item Attribute | 1 | Nos | 0.0 | 0.0 | 0 | 0.0 | 0 | ABB | 1SCA107824R1001 | India |  |  | 0 | 0.0 |  | 0 | 0 |  | 0 | 0 | 0 | 0 |  |  | 0 | 0 | 0 |  | 0 | [5 empty] | 0 |  |  | 0 | [13 empty] | Nos | 1.0 | [10 empty] | Ringlus Electro Controls & Automation PVT LTD | [18 empty] | CGST - RNG | 9.0
[120 empty] | SGST - RNG | 9.0
| 630A C2 BS-type HRC fuse links Gg 415V 80kA ABB 1SCA107825R1001 | 630A C2 BS-type HRC fuse links Gg 415V 80kA ABB 1SCA107825R1001 | ABBSFU | Nos |  | 630A C2 BS-type HRC fuse links Gg 415V 80kA ABB 1SCA107825R1001 |  | 0 | 0 | 1 | 1 | 1 | 0.0 | 0.0 | 0.0 | 0 |  |  | 0.0 | Electrical Components | 630A C2 BS-type HRC fuse links Gg 415V 80kA ABB 1SCA107825R1001 | 0 | 31-12-2099 | Material Transfer |  | 0.0 |  | 0 | 0 |  | 0 | 0 | 0 | 0 |  | 0 | Item Attribute | 1 | Nos | 0.0 | 0.0 | 0 | 0.0 | 0 | ABB | 1SCA107825R1001 | India |  |  | 0 | 0.0 |  | 0 | 0 |  | 0 | 0 | 0 | 0 |  |  | 0 | 0 | 0 |  | 0 | [5 empty] | 0 |  |  | 0 | [13 empty] | Nos | 1.0 | [10 empty] | Ringlus Electro Controls & Automation PVT LTD | [18 empty] | CGST - RNG | 9.0
[120 empty] | SGST - RNG | 9.0
| 800A C3 BS-type HRC fuse links Gg 415V 80kA ABB 1SCA107826R1001 | 800A C3 BS-type HRC fuse links Gg 415V 80kA ABB 1SCA107826R1001 | ABBSFU | Nos |  | 800A C3 BS-type HRC fuse links Gg 415V 80kA ABB 1SCA107826R1001 |  | 0 | 0 | 1 | 1 | 1 | 0.0 | 0.0 | 0.0 | 0 |  |  | 0.0 | Electrical Components | 800A C3 BS-type HRC fuse links Gg 415V 80kA ABB 1SCA107826R1001 | 0 | 31-12-2099 | Material Transfer |  | 0.0 |  | 0 | 0 |  | 0 | 0 | 0 | 0 |  | 0 | Item Attribute | 1 | Nos | 0.0 | 0.0 | 0 | 0.0 | 0 | ABB | 1SCA107826R1001 | India |  |  | 0 | 0.0 |  | 0 | 0 |  | 0 | 0 | 0 | 0 |  |  | 0 | 0 | 0 |  | 0 | [5 empty] | 0 |  |  | 0 | [13 empty] | Nos | 1.0 | [10 empty] | Ringlus Electro Controls & Automation PVT LTD | [18 empty] | CGST - RNG | 9.0
[120 empty] | SGST - RNG | 9.0
| 20A F1 control fuse base ABB 1SYN833001R2005 | 20A F1 control fuse base ABB 1SYN833001R2005 | ABBSFU | Nos |  | 20A F1 control fuse base ABB 1SYN833001R2005 |  | 0 | 0 | 1 | 1 | 1 | 0.0 | 0.0 | 0.0 | 0 |  |  | 0.0 | Electrical Components | 20A F1 control fuse base ABB 1SYN833001R2005 | 0 | 31-12-2099 | Material Transfer |  | 0.0 |  | 0 | 0 |  | 0 | 0 | 0 | 0 |  | 0 | Item Attribute | 1 | Nos | 0.0 | 0.0 | 0 | 0.0 | 0 | ABB | 1SYN833001R2005 | India |  |  | 0 | 0.0 |  | 0 | 0 |  | 0 | 0 | 0 | 0 |  |  | 0 | 0 | 0 |  | 0 | [5 empty] | 0 |  |  | 0 | [13 empty] | Nos | 1.0 | [10 empty] | Ringlus Electro Controls & Automation PVT LTD | [18 empty] | CGST - RNG | 9.0
[120 empty] | SGST - RNG | 9.0
| 32A F1 control fuse base ABB 1SYN833001R2009 | 32A F1 control fuse base ABB 1SYN833001R2009 | ABBSFU | Nos |  | 32A F1 control fuse base ABB 1SYN833001R2009 |  | 0 | 0 | 1 | 1 | 1 | 0.0 | 0.0 | 0.0 | 0 |  |  | 0.0 | Electrical Components | 32A F1 control fuse base ABB 1SYN833001R2009 | 0 | 31-12-2099 | Material Transfer |  | 0.0 |  | 0 | 0 |  | 0 | 0 | 0 | 0 |  | 0 | Item Attribute | 1 | Nos | 0.0 | 0.0 | 0 | 0.0 | 0 | ABB | 1SYN833001R2009 | India |  |  | 0 | 0.0 |  | 0 | 0 |  | 0 | 0 | 0 | 0 |  |  | 0 | 0 | 0 |  | 0 | [5 empty] | 0 |  |  | 0 | [13 empty] | Nos | 1.0 | [10 empty] | Ringlus Electro Controls & Automation PVT LTD | [18 empty] | CGST - RNG | 9.0
[120 empty] | SGST - RNG | 9.0
| 32A 2P 000/00 OESA/OS DIN-type switch disconnector fuse ABB 1SCA022108R4330 | 32A 2P 000/00 OESA/OS DIN-type switch disconnector fuse ABB 1SCA022108R4330 | ABBSFU | Nos |  | 32A 2P 000/00 OESA/OS DIN-type switch disconnector fuse ABB 1SCA022108R4330 |  | 0 | 0 | 1 | 1 | 1 | 0.0 | 0.0 | 0.0 | 0 |  |  | 0.0 | Electrical Components | 32A 2P 000/00 OESA/OS DIN-type switch disconnector fuse ABB 1SCA022108R4330 | 0 | 31-12-2099 | Material Transfer |  | 0.0 |  | 0 | 0 |  | 0 | 0 | 0 | 0 |  | 0 | Item Attribute | 1 | Nos | 0.0 | 0.0 | 0 | 0.0 | 0 | ABB | 1SCA022108R4330 | India |  |  | 0 | 0.0 |  | 0 | 0 |  | 0 | 0 | 0 | 0 |  |  | 0 | 0 | 0 |  | 0 | [5 empty] | 0 |  |  | 0 | [13 empty] | Nos | 1.0 | [10 empty] | Ringlus Electro Controls & Automation PVT LTD | [18 empty] | CGST - RNG | 9.0
[120 empty] | SGST - RNG | 9.0
| 63A 2P 000/00 OESA/OS DIN-type switch disconnector fuse ABB 1SCA022080R5470 | 63A 2P 000/00 OESA/OS DIN-type switch disconnector fuse ABB 1SCA022080R5470 | ABBSFU | Nos |  | 63A 2P 000/00 OESA/OS DIN-type switch disconnector fuse ABB 1SCA022080R5470 |  | 0 | 0 | 1 | 1 | 1 | 0.0 | 0.0 | 0.0 | 0 |  |  | 0.0 | Electrical Components | 63A 2P 000/00 OESA/OS DIN-type switch disconnector fuse ABB 1SCA022080R5470 | 0 | 31-12-2099 | Material Transfer |  | 0.0 |  | 0 | 0 |  | 0 | 0 | 0 | 0 |  | 0 | Item Attribute | 1 | Nos | 0.0 | 0.0 | 0 | 0.0 | 0 | ABB | 1SCA022080R5470 | India |  |  | 0 | 0.0 |  | 0 | 0 |  | 0 | 0 | 0 | 0 |  |  | 0 | 0 | 0 |  | 0 | [5 empty] | 0 |  |  | 0 | [13 empty] | Nos | 1.0 | [10 empty] | Ringlus Electro Controls & Automation PVT LTD | [18 empty] | CGST - RNG | 9.0
[120 empty] | SGST - RNG | 9.0
| 100A 2P 00 OESA/OS DIN-type switch disconnector fuse ABB 1SCA022080R5210 | 100A 2P 00 OESA/OS DIN-type switch disconnector fuse ABB 1SCA022080R5210 | ABBSFU | Nos |  | 100A 2P 00 OESA/OS DIN-type switch disconnector fuse ABB 1SCA022080R5210 |  | 0 | 0 | 1 | 1 | 1 | 0.0 | 0.0 | 0.0 | 0 |  |  | 0.0 | Electrical Components | 100A 2P 00 OESA/OS DIN-type switch disconnector fuse ABB 1SCA022080R5210 | 0 | 31-12-2099 | Material Transfer |  | 0.0 |  | 0 | 0 |  | 0 | 0 | 0 | 0 |  | 0 | Item Attribute | 1 | Nos | 0.0 | 0.0 | 0 | 0.0 | 0 | ABB | 1SCA022080R5210 | India |  |  | 0 | 0.0 |  | 0 | 0 |  | 0 | 0 | 0 | 0 |  |  | 0 | 0 | 0 |  | 0 | [5 empty] | 0 |  |  | 0 | [13 empty] | Nos | 1.0 | [10 empty] | Ringlus Electro Controls & Automation PVT LTD | [18 empty] | CGST - RNG | 9.0
[120 empty] | SGST - RNG | 9.0
| 125A 2P 00 OESA/OS DIN-type switch disconnector fuse ABB 1SYN833039R2012 | 125A 2P 00 OESA/OS DIN-type switch disconnector fuse ABB 1SYN833039R2012 | ABBSFU | Nos |  | 125A 2P 00 OESA/OS DIN-type switch disconnector fuse ABB 1SYN833039R2012 |  | 0 | 0 | 1 | 1 | 1 | 0.0 | 0.0 | 0.0 | 0 |  |  | 0.0 | Electrical Components | 125A 2P 00 OESA/OS DIN-type switch disconnector fuse ABB 1SYN833039R2012 | 0 | 31-12-2099 | Material Transfer |  | 0.0 |  | 0 | 0 |  | 0 | 0 | 0 | 0 |  | 0 | Item Attribute | 1 | Nos | 0.0 | 0.0 | 0 | 0.0 | 0 | ABB | 1SYN833039R2012 | India |  |  | 0 | 0.0 |  | 0 | 0 |  | 0 | 0 | 0 | 0 |  |  | 0 | 0 | 0 |  | 0 | [5 empty] | 0 |  |  | 0 | [13 empty] | Nos | 1.0 | [10 empty] | Ringlus Electro Controls & Automation PVT LTD | [18 empty] | CGST - RNG | 9.0
[120 empty] | SGST - RNG | 9.0
| 160A 2P 00 OESA/OS DIN-type switch disconnector fuse ABB 1SCA022108R4500 | 160A 2P 00 OESA/OS DIN-type switch disconnector fuse ABB 1SCA022108R4500 | ABBSFU | Nos |  | 160A 2P 00 OESA/OS DIN-type switch disconnector fuse ABB 1SCA022108R4500 |  | 0 | 0 | 1 | 1 | 1 | 0.0 | 0.0 | 0.0 | 0 |  |  | 0.0 | Electrical Components | 160A 2P 00 OESA/OS DIN-type switch disconnector fuse ABB 1SCA022108R4500 | 0 | 31-12-2099 | Material Transfer |  | 0.0 |  | 0 | 0 |  | 0 | 0 | 0 | 0 |  | 0 | Item Attribute | 1 | Nos | 0.0 | 0.0 | 0 | 0.0 | 0 | ABB | 1SCA022108R4500 | India |  |  | 0 | 0.0 |  | 0 | 0 |  | 0 | 0 | 0 | 0 |  |  | 0 | 0 | 0 |  | 0 | [5 empty] | 0 |  |  | 0 | [13 empty] | Nos | 1.0 | [10 empty] | Ringlus Electro Controls & Automation PVT LTD | [18 empty] | CGST - RNG | 9.0
[120 empty] | SGST - RNG | 9.0
| 200A 2P 0 OESA/OS DIN-type switch disconnector fuse ABB 1SCA022759R9220 | 200A 2P 0 OESA/OS DIN-type switch disconnector fuse ABB 1SCA022759R9220 | ABBSFU | Nos |  | 200A 2P 0 OESA/OS DIN-type switch disconnector fuse ABB 1SCA022759R9220 |  | 0 | 0 | 1 | 1 | 1 | 0.0 | 0.0 | 0.0 | 0 |  |  | 0.0 | Electrical Components | 200A 2P 0 OESA/OS DIN-type switch disconnector fuse ABB 1SCA022759R9220 | 0 | 31-12-2099 | Material Transfer |  | 0.0 |  | 0 | 0 |  | 0 | 0 | 0 | 0 |  | 0 | Item Attribute | 1 | Nos | 0.0 | 0.0 | 0 | 0.0 | 0 | ABB | 1SCA022759R9220 | India |  |  | 0 | 0.0 |  | 0 | 0 |  | 0 | 0 | 0 | 0 |  |  | 0 | 0 | 0 |  | 0 | [5 empty] | 0 |  |  | 0 | [13 empty] | Nos | 1.0 | [10 empty] | Ringlus Electro Controls & Automation PVT LTD | [18 empty] | CGST - RNG | 9.0
[120 empty] | SGST - RNG | 9.0
| 250A 2P 0-1 OESA/OS DIN-type switch disconnector fuse ABB 1SCA022760R0170 | 250A 2P 0-1 OESA/OS DIN-type switch disconnector fuse ABB 1SCA022760R0170 | ABBSFU | Nos |  | 250A 2P 0-1 OESA/OS DIN-type switch disconnector fuse ABB 1SCA022760R0170 |  | 0 | 0 | 1 | 1 | 1 | 0.0 | 0.0 | 0.0 | 0 |  |  | 0.0 | Electrical Components | 250A 2P 0-1 OESA/OS DIN-type switch disconnector fuse ABB 1SCA022760R0170 | 0 | 31-12-2099 | Material Transfer |  | 0.0 |  | 0 | 0 |  | 0 | 0 | 0 | 0 |  | 0 | Item Attribute | 1 | Nos | 0.0 | 0.0 | 0 | 0.0 | 0 | ABB | 1SCA022760R0170 | India |  |  | 0 | 0.0 |  | 0 | 0 |  | 0 | 0 | 0 | 0 |  |  | 0 | 0 | 0 |  | 0 | [5 empty] | 0 |  |  | 0 | [13 empty] | Nos | 1.0 | [10 empty] | Ringlus Electro Controls & Automation PVT LTD | [18 empty] | CGST - RNG | 9.0
[120 empty] | SGST - RNG | 9.0
| 315A 2P 0-2 OESA/OS DIN-type switch disconnector fuse ABB 1SYN833040R2012 | 315A 2P 0-2 OESA/OS DIN-type switch disconnector fuse ABB 1SYN833040R2012 | ABBSFU | Nos |  | 315A 2P 0-2 OESA/OS DIN-type switch disconnector fuse ABB 1SYN833040R2012 |  | 0 | 0 | 1 | 1 | 1 | 0.0 | 0.0 | 0.0 | 0 |  |  | 0.0 | Electrical Components | 315A 2P 0-2 OESA/OS DIN-type switch disconnector fuse ABB 1SYN833040R2012 | 0 | 31-12-2099 | Material Transfer |  | 0.0 |  | 0 | 0 |  | 0 | 0 | 0 | 0 |  | 0 | Item Attribute | 1 | Nos | 0.0 | 0.0 | 0 | 0.0 | 0 | ABB | 1SYN833040R2012 | India |  |  | 0 | 0.0 |  | 0 | 0 |  | 0 | 0 | 0 | 0 |  |  | 0 | 0 | 0 |  | 0 | [5 empty] | 0 |  |  | 0 | [13 empty] | Nos | 1.0 | [10 empty] | Ringlus Electro Controls & Automation PVT LTD | [18 empty] | CGST - RNG | 9.0
[120 empty] | SGST - RNG | 9.0
| 400A 2P 0-2 OESA/OS DIN-type switch disconnector fuse ABB 1SCA022811R2740 | 400A 2P 0-2 OESA/OS DIN-type switch disconnector fuse ABB 1SCA022811R2740 | ABBSFU | Nos |  | 400A 2P 0-2 OESA/OS DIN-type switch disconnector fuse ABB 1SCA022811R2740 |  | 0 | 0 | 1 | 1 | 1 | 0.0 | 0.0 | 0.0 | 0 |  |  | 0.0 | Electrical Components | 400A 2P 0-2 OESA/OS DIN-type switch disconnector fuse ABB 1SCA022811R2740 | 0 | 31-12-2099 | Material Transfer |  | 0.0 |  | 0 | 0 |  | 0 | 0 | 0 | 0 |  | 0 | Item Attribute | 1 | Nos | 0.0 | 0.0 | 0 | 0.0 | 0 | ABB | 1SCA022811R2740 | India |  |  | 0 | 0.0 |  | 0 | 0 |  | 0 | 0 | 0 | 0 |  |  | 0 | 0 | 0 |  | 0 | [5 empty] | 0 |  |  | 0 | [13 empty] | Nos | 1.0 | [10 empty] | Ringlus Electro Controls & Automation PVT LTD | [18 empty] | CGST - RNG | 9.0
[120 empty] | SGST - RNG | 9.0
| 630A 2P 3 OESA/OS DIN-type switch disconnector fuse ABB 1SCA107745R1001 | 630A 2P 3 OESA/OS DIN-type switch disconnector fuse ABB 1SCA107745R1001 | ABBSFU | Nos |  | 630A 2P 3 OESA/OS DIN-type switch disconnector fuse ABB 1SCA107745R1001 |  | 0 | 0 | 1 | 1 | 1 | 0.0 | 0.0 | 0.0 | 0 |  |  | 0.0 | Electrical Components | 630A 2P 3 OESA/OS DIN-type switch disconnector fuse ABB 1SCA107745R1001 | 0 | 31-12-2099 | Material Transfer |  | 0.0 |  | 0 | 0 |  | 0 | 0 | 0 | 0 |  | 0 | Item Attribute | 1 | Nos | 0.0 | 0.0 | 0 | 0.0 | 0 | ABB | 1SCA107745R1001 | India |  |  | 0 | 0.0 |  | 0 | 0 |  | 0 | 0 | 0 | 0 |  |  | 0 | 0 | 0 |  | 0 | [5 empty] | 0 |  |  | 0 | [13 empty] | Nos | 1.0 | [10 empty] | Ringlus Electro Controls & Automation PVT LTD | [18 empty] | CGST - RNG | 9.0
[120 empty] | SGST - RNG | 9.0
| 800A 2P 3 OESA/OS DIN-type switch disconnector fuse ABB 1SCA022837R2650 | 800A 2P 3 OESA/OS DIN-type switch disconnector fuse ABB 1SCA022837R2650 | ABBSFU | Nos |  | 800A 2P 3 OESA/OS DIN-type switch disconnector fuse ABB 1SCA022837R2650 |  | 0 | 0 | 1 | 1 | 1 | 0.0 | 0.0 | 0.0 | 0 |  |  | 0.0 | Electrical Components | 800A 2P 3 OESA/OS DIN-type switch disconnector fuse ABB 1SCA022837R2650 | 0 | 31-12-2099 | Material Transfer |  | 0.0 |  | 0 | 0 |  | 0 | 0 | 0 | 0 |  | 0 | Item Attribute | 1 | Nos | 0.0 | 0.0 | 0 | 0.0 | 0 | ABB | 1SCA022837R2650 | India |  |  | 0 | 0.0 |  | 0 | 0 |  | 0 | 0 | 0 | 0 |  |  | 0 | 0 | 0 |  | 0 | [5 empty] | 0 |  |  | 0 | [13 empty] | Nos | 1.0 | [10 empty] | Ringlus Electro Controls & Automation PVT LTD | [18 empty] | CGST - RNG | 9.0
[120 empty] | SGST - RNG | 9.0
| 32A 3P 000/00 OESA/OS DIN-type switch disconnector fuse ABB 1SCA022058R7710 | 32A 3P 000/00 OESA/OS DIN-type switch disconnector fuse ABB 1SCA022058R7710 | ABBSFU | Nos |  | 32A 3P 000/00 OESA/OS DIN-type switch disconnector fuse ABB 1SCA022058R7710 |  | 0 | 0 | 1 | 1 | 1 | 0.0 | 0.0 | 0.0 | 0 |  |  | 0.0 | Electrical Components | 32A 3P 000/00 OESA/OS DIN-type switch disconnector fuse ABB 1SCA022058R7710 | 0 | 31-12-2099 | Material Transfer |  | 0.0 |  | 0 | 0 |  | 0 | 0 | 0 | 0 |  | 0 | Item Attribute | 1 | Nos | 0.0 | 0.0 | 0 | 0.0 | 0 | ABB | 1SCA022058R7710 | India |  |  | 0 | 0.0 |  | 0 | 0 |  | 0 | 0 | 0 | 0 |  |  | 0 | 0 | 0 |  | 0 | [5 empty] | 0 |  |  | 0 | [13 empty] | Nos | 1.0 | [10 empty] | Ringlus Electro Controls & Automation PVT LTD | [18 empty] | CGST - RNG | 9.0
[120 empty] | SGST - RNG | 9.0
| 63A 3P 000/00 OESA/OS DIN-type switch disconnector fuse ABB 1SCA022057R6850 | 63A 3P 000/00 OESA/OS DIN-type switch disconnector fuse ABB 1SCA022057R6850 | ABBSFU | Nos |  | 63A 3P 000/00 OESA/OS DIN-type switch disconnector fuse ABB 1SCA022057R6850 |  | 0 | 0 | 1 | 1 | 1 | 0.0 | 0.0 | 0.0 | 0 |  |  | 0.0 | Electrical Components | 63A 3P 000/00 OESA/OS DIN-type switch disconnector fuse ABB 1SCA022057R6850 | 0 | 31-12-2099 | Material Transfer |  | 0.0 |  | 0 | 0 |  | 0 | 0 | 0 | 0 |  | 0 | Item Attribute | 1 | Nos | 0.0 | 0.0 | 0 | 0.0 | 0 | ABB | 1SCA022057R6850 | India |  |  | 0 | 0.0 |  | 0 | 0 |  | 0 | 0 | 0 | 0 |  |  | 0 | 0 | 0 |  | 0 | [5 empty] | 0 |  |  | 0 | [13 empty] | Nos | 1.0 | [10 empty] | Ringlus Electro Controls & Automation PVT LTD | [18 empty] | CGST - RNG | 9.0
[120 empty] | SGST - RNG | 9.0
| 100A 3P 00 OESA/OS DIN-type switch disconnector fuse ABB 1SCA022025R7830 | 100A 3P 00 OESA/OS DIN-type switch disconnector fuse ABB 1SCA022025R7830 | ABBSFU | Nos |  | 100A 3P 00 OESA/OS DIN-type switch disconnector fuse ABB 1SCA022025R7830 |  | 0 | 0 | 1 | 1 | 1 | 0.0 | 0.0 | 0.0 | 0 |  |  | 0.0 | Electrical Components | 100A 3P 00 OESA/OS DIN-type switch disconnector fuse ABB 1SCA022025R7830 | 0 | 31-12-2099 | Material Transfer |  | 0.0 |  | 0 | 0 |  | 0 | 0 | 0 | 0 |  | 0 | Item Attribute | 1 | Nos | 0.0 | 0.0 | 0 | 0.0 | 0 | ABB | 1SCA022025R7830 | India |  |  | 0 | 0.0 |  | 0 | 0 |  | 0 | 0 | 0 | 0 |  |  | 0 | 0 | 0 |  | 0 | [5 empty] | 0 |  |  | 0 | [13 empty] | Nos | 1.0 | [10 empty] | Ringlus Electro Controls & Automation PVT LTD | [18 empty] | CGST - RNG | 9.0
[120 empty] | SGST - RNG | 9.0
| 125A 3P 00 OESA/OS DIN-type switch disconnector fuse ABB OESA00125 | 125A 3P 00 OESA/OS DIN-type switch disconnector fuse ABB OESA00125 | ABBSFU | Nos |  | 125A 3P 00 OESA/OS DIN-type switch disconnector fuse ABB OESA00125 |  | 0 | 0 | 1 | 1 | 1 | 0.0 | 0.0 | 0.0 | 0 |  |  | 0.0 | Electrical Components | 125A 3P 00 OESA/OS DIN-type switch disconnector fuse ABB OESA00125 | 0 | 31-12-2099 | Material Transfer |  | 0.0 |  | 0 | 0 |  | 0 | 0 | 0 | 0 |  | 0 | Item Attribute | 1 | Nos | 0.0 | 0.0 | 0 | 0.0 | 0 | ABB | OESA00125 | India |  |  | 0 | 0.0 |  | 0 | 0 |  | 0 | 0 | 0 | 0 |  |  | 0 | 0 | 0 |  | 0 | [5 empty] | 0 |  |  | 0 | [13 empty] | Nos | 1.0 | [10 empty] | Ringlus Electro Controls & Automation PVT LTD | [18 empty] | CGST - RNG | 9.0
[120 empty] | SGST - RNG | 9.0
| 160A 3P 00 OESA/OS DIN-type switch disconnector fuse ABB 1SCA022077R8130 | 160A 3P 00 OESA/OS DIN-type switch disconnector fuse ABB 1SCA022077R8130 | ABBSFU | Nos |  | 160A 3P 00 OESA/OS DIN-type switch disconnector fuse ABB 1SCA022077R8130 |  | 0 | 0 | 1 | 1 | 1 | 0.0 | 0.0 | 0.0 | 0 |  |  | 0.0 | Electrical Components | 160A 3P 00 OESA/OS DIN-type switch disconnector fuse ABB 1SCA022077R8130 | 0 | 31-12-2099 | Material Transfer |  | 0.0 |  | 0 | 0 |  | 0 | 0 | 0 | 0 |  | 0 | Item Attribute | 1 | Nos | 0.0 | 0.0 | 0 | 0.0 | 0 | ABB | 1SCA022077R8130 | India |  |  | 0 | 0.0 |  | 0 | 0 |  | 0 | 0 | 0 | 0 |  |  | 0 | 0 | 0 |  | 0 | [5 empty] | 0 |  |  | 0 | [13 empty] | Nos | 1.0 | [10 empty] | Ringlus Electro Controls & Automation PVT LTD | [18 empty] | CGST - RNG | 9.0
[120 empty] | SGST - RNG | 9.0
| 200A 3P 0 OESA/OS DIN-type switch disconnector fuse ABB 1SYN022709R9500 | 200A 3P 0 OESA/OS DIN-type switch disconnector fuse ABB 1SYN022709R9500 | ABBSFU | Nos |  | 200A 3P 0 OESA/OS DIN-type switch disconnector fuse ABB 1SYN022709R9500 |  | 0 | 0 | 1 | 1 | 1 | 0.0 | 0.0 | 0.0 | 0 |  |  | 0.0 | Electrical Components | 200A 3P 0 OESA/OS DIN-type switch disconnector fuse ABB 1SYN022709R9500 | 0 | 31-12-2099 | Material Transfer |  | 0.0 |  | 0 | 0 |  | 0 | 0 | 0 | 0 |  | 0 | Item Attribute | 1 | Nos | 0.0 | 0.0 | 0 | 0.0 | 0 | ABB | 1SYN022709R9500 | India |  |  | 0 | 0.0 |  | 0 | 0 |  | 0 | 0 | 0 | 0 |  |  | 0 | 0 | 0 |  | 0 | [5 empty] | 0 |  |  | 0 | [13 empty] | Nos | 1.0 | [10 empty] | Ringlus Electro Controls & Automation PVT LTD | [18 empty] | CGST - RNG | 9.0
[120 empty] | SGST - RNG | 9.0
| 250A 3P 0-1 OESA/OS DIN-type switch disconnector fuse ABB 1SYN022719R0090 | 250A 3P 0-1 OESA/OS DIN-type switch disconnector fuse ABB 1SYN022719R0090 | ABBSFU | Nos |  | 250A 3P 0-1 OESA/OS DIN-type switch disconnector fuse ABB 1SYN022719R0090 |  | 0 | 0 | 1 | 1 | 1 | 0.0 | 0.0 | 0.0 | 0 |  |  | 0.0 | Electrical Components | 250A 3P 0-1 OESA/OS DIN-type switch disconnector fuse ABB 1SYN022719R0090 | 0 | 31-12-2099 | Material Transfer |  | 0.0 |  | 0 | 0 |  | 0 | 0 | 0 | 0 |  | 0 | Item Attribute | 1 | Nos | 0.0 | 0.0 | 0 | 0.0 | 0 | ABB | 1SYN022719R0090 | India |  |  | 0 | 0.0 |  | 0 | 0 |  | 0 | 0 | 0 | 0 |  |  | 0 | 0 | 0 |  | 0 | [5 empty] | 0 |  |  | 0 | [13 empty] | Nos | 1.0 | [10 empty] | Ringlus Electro Controls & Automation PVT LTD | [18 empty] | CGST - RNG | 9.0
[120 empty] | SGST - RNG | 9.0
| 315A 3P 0-2 OESA/OS DIN-type switch disconnector fuse ABB 1SYN953046P3001 | 315A 3P 0-2 OESA/OS DIN-type switch disconnector fuse ABB 1SYN953046P3001 | ABBSFU | Nos |  | 315A 3P 0-2 OESA/OS DIN-type switch disconnector fuse ABB 1SYN953046P3001 |  | 0 | 0 | 1 | 1 | 1 | 0.0 | 0.0 | 0.0 | 0 |  |  | 0.0 | Electrical Components | 315A 3P 0-2 OESA/OS DIN-type switch disconnector fuse ABB 1SYN953046P3001 | 0 | 31-12-2099 | Material Transfer |  | 0.0 |  | 0 | 0 |  | 0 | 0 | 0 | 0 |  | 0 | Item Attribute | 1 | Nos | 0.0 | 0.0 | 0 | 0.0 | 0 | ABB | 1SYN953046P3001 | India |  |  | 0 | 0.0 |  | 0 | 0 |  | 0 | 0 | 0 | 0 |  |  | 0 | 0 | 0 |  | 0 | [5 empty] | 0 |  |  | 0 | [13 empty] | Nos | 1.0 | [10 empty] | Ringlus Electro Controls & Automation PVT LTD | [18 empty] | CGST - RNG | 9.0
[120 empty] | SGST - RNG | 9.0
| 400A 3P 0-2 OESA/OS DIN-type switch disconnector fuse ABB 1SYN022719R0250 | 400A 3P 0-2 OESA/OS DIN-type switch disconnector fuse ABB 1SYN022719R0250 | ABBSFU | Nos |  | 400A 3P 0-2 OESA/OS DIN-type switch disconnector fuse ABB 1SYN022719R0250 |  | 0 | 0 | 1 | 1 | 1 | 0.0 | 0.0 | 0.0 | 0 |  |  | 0.0 | Electrical Components | 400A 3P 0-2 OESA/OS DIN-type switch disconnector fuse ABB 1SYN022719R0250 | 0 | 31-12-2099 | Material Transfer |  | 0.0 |  | 0 | 0 |  | 0 | 0 | 0 | 0 |  | 0 | Item Attribute | 1 | Nos | 0.0 | 0.0 | 0 | 0.0 | 0 | ABB | 1SYN022719R0250 | India |  |  | 0 | 0.0 |  | 0 | 0 |  | 0 | 0 | 0 | 0 |  |  | 0 | 0 | 0 |  | 0 | [5 empty] | 0 |  |  | 0 | [13 empty] | Nos | 1.0 | [10 empty] | Ringlus Electro Controls & Automation PVT LTD | [18 empty] | CGST - RNG | 9.0
[120 empty] | SGST - RNG | 9.0
| 630A 3P 3 OESA/OS DIN-type switch disconnector fuse ABB 1SYN022825R2830 | 630A 3P 3 OESA/OS DIN-type switch disconnector fuse ABB 1SYN022825R2830 | ABBSFU | Nos |  | 630A 3P 3 OESA/OS DIN-type switch disconnector fuse ABB 1SYN022825R2830 |  | 0 | 0 | 1 | 1 | 1 | 0.0 | 0.0 | 0.0 | 0 |  |  | 0.0 | Electrical Components | 630A 3P 3 OESA/OS DIN-type switch disconnector fuse ABB 1SYN022825R2830 | 0 | 31-12-2099 | Material Transfer |  | 0.0 |  | 0 | 0 |  | 0 | 0 | 0 | 0 |  | 0 | Item Attribute | 1 | Nos | 0.0 | 0.0 | 0 | 0.0 | 0 | ABB | 1SYN022825R2830 | India |  |  | 0 | 0.0 |  | 0 | 0 |  | 0 | 0 | 0 | 0 |  |  | 0 | 0 | 0 |  | 0 | [5 empty] | 0 |  |  | 0 | [13 empty] | Nos | 1.0 | [10 empty] | Ringlus Electro Controls & Automation PVT LTD | [18 empty] | CGST - RNG | 9.0
[120 empty] | SGST - RNG | 9.0
| 800A 3P 3 OESA/OS DIN-type switch disconnector fuse ABB 1SYN022825R4880 | 800A 3P 3 OESA/OS DIN-type switch disconnector fuse ABB 1SYN022825R4880 | ABBSFU | Nos |  | 800A 3P 3 OESA/OS DIN-type switch disconnector fuse ABB 1SYN022825R4880 |  | 0 | 0 | 1 | 1 | 1 | 0.0 | 0.0 | 0.0 | 0 |  |  | 0.0 | Electrical Components | 800A 3P 3 OESA/OS DIN-type switch disconnector fuse ABB 1SYN022825R4880 | 0 | 31-12-2099 | Material Transfer |  | 0.0 |  | 0 | 0 |  | 0 | 0 | 0 | 0 |  | 0 | Item Attribute | 1 | Nos | 0.0 | 0.0 | 0 | 0.0 | 0 | ABB | 1SYN022825R4880 | India |  |  | 0 | 0.0 |  | 0 | 0 |  | 0 | 0 | 0 | 0 |  |  | 0 | 0 | 0 |  | 0 | [5 empty] | 0 |  |  | 0 | [13 empty] | Nos | 1.0 | [10 empty] | Ringlus Electro Controls & Automation PVT LTD | [18 empty] | CGST - RNG | 9.0
[120 empty] | SGST - RNG | 9.0
| 32A TPN 000/00 OESA/OS DIN-type switch disconnector fuse ABB OESA0032N | 32A TPN 000/00 OESA/OS DIN-type switch disconnector fuse ABB OESA0032N | ABBSFU | Nos |  | 32A TPN 000/00 OESA/OS DIN-type switch disconnector fuse ABB OESA0032N |  | 0 | 0 | 1 | 1 | 1 | 0.0 | 0.0 | 0.0 | 0 |  |  | 0.0 | Electrical Components | 32A TPN 000/00 OESA/OS DIN-type switch disconnector fuse ABB OESA0032N | 0 | 31-12-2099 | Material Transfer |  | 0.0 |  | 0 | 0 |  | 0 | 0 | 0 | 0 |  | 0 | Item Attribute | 1 | Nos | 0.0 | 0.0 | 0 | 0.0 | 0 | ABB | OESA0032N | India |  |  | 0 | 0.0 |  | 0 | 0 |  | 0 | 0 | 0 | 0 |  |  | 0 | 0 | 0 |  | 0 | [5 empty] | 0 |  |  | 0 | [13 empty] | Nos | 1.0 | [10 empty] | Ringlus Electro Controls & Automation PVT LTD | [18 empty] | CGST - RNG | 9.0
[120 empty] | SGST - RNG | 9.0
| 63A TPN 000/00 OESA/OS DIN-type switch disconnector fuse ABB OESA0063N | 63A TPN 000/00 OESA/OS DIN-type switch disconnector fuse ABB OESA0063N | ABBSFU | Nos |  | 63A TPN 000/00 OESA/OS DIN-type switch disconnector fuse ABB OESA0063N |  | 0 | 0 | 1 | 1 | 1 | 0.0 | 0.0 | 0.0 | 0 |  |  | 0.0 | Electrical Components | 63A TPN 000/00 OESA/OS DIN-type switch disconnector fuse ABB OESA0063N | 0 | 31-12-2099 | Material Transfer |  | 0.0 |  | 0 | 0 |  | 0 | 0 | 0 | 0 |  | 0 | Item Attribute | 1 | Nos | 0.0 | 0.0 | 0 | 0.0 | 0 | ABB | OESA0063N | India |  |  | 0 | 0.0 |  | 0 | 0 |  | 0 | 0 | 0 | 0 |  |  | 0 | 0 | 0 |  | 0 | [5 empty] | 0 |  |  | 0 | [13 empty] | Nos | 1.0 | [10 empty] | Ringlus Electro Controls & Automation PVT LTD | [18 empty] | CGST - RNG | 9.0
[120 empty] | SGST - RNG | 9.0
| 100A TPN 00 OESA/OS DIN-type switch disconnector fuse ABB OESA00100N | 100A TPN 00 OESA/OS DIN-type switch disconnector fuse ABB OESA00100N | ABBSFU | Nos |  | 100A TPN 00 OESA/OS DIN-type switch disconnector fuse ABB OESA00100N |  | 0 | 0 | 1 | 1 | 1 | 0.0 | 0.0 | 0.0 | 0 |  |  | 0.0 | Electrical Components | 100A TPN 00 OESA/OS DIN-type switch disconnector fuse ABB OESA00100N | 0 | 31-12-2099 | Material Transfer |  | 0.0 |  | 0 | 0 |  | 0 | 0 | 0 | 0 |  | 0 | Item Attribute | 1 | Nos | 0.0 | 0.0 | 0 | 0.0 | 0 | ABB | OESA00100N | India |  |  | 0 | 0.0 |  | 0 | 0 |  | 0 | 0 | 0 | 0 |  |  | 0 | 0 | 0 |  | 0 | [5 empty] | 0 |  |  | 0 | [13 empty] | Nos | 1.0 | [10 empty] | Ringlus Electro Controls & Automation PVT LTD | [18 empty] | CGST - RNG | 9.0
[120 empty] | SGST - RNG | 9.0
| 125A TPN 00 OESA/OS DIN-type switch disconnector fuse ABB OESA00125N | 125A TPN 00 OESA/OS DIN-type switch disconnector fuse ABB OESA00125N | ABBSFU | Nos |  | 125A TPN 00 OESA/OS DIN-type switch disconnector fuse ABB OESA00125N |  | 0 | 0 | 1 | 1 | 1 | 0.0 | 0.0 | 0.0 | 0 |  |  | 0.0 | Electrical Components | 125A TPN 00 OESA/OS DIN-type switch disconnector fuse ABB OESA00125N | 0 | 31-12-2099 | Material Transfer |  | 0.0 |  | 0 | 0 |  | 0 | 0 | 0 | 0 |  | 0 | Item Attribute | 1 | Nos | 0.0 | 0.0 | 0 | 0.0 | 0 | ABB | OESA00125N | India |  |  | 0 | 0.0 |  | 0 | 0 |  | 0 | 0 | 0 | 0 |  |  | 0 | 0 | 0 |  | 0 | [5 empty] | 0 |  |  | 0 | [13 empty] | Nos | 1.0 | [10 empty] | Ringlus Electro Controls & Automation PVT LTD | [18 empty] | CGST - RNG | 9.0
[120 empty] | SGST - RNG | 9.0
| 160A TPN 00 OESA/OS DIN-type switch disconnector fuse ABB OESA00160N | 160A TPN 00 OESA/OS DIN-type switch disconnector fuse ABB OESA00160N | ABBSFU | Nos |  | 160A TPN 00 OESA/OS DIN-type switch disconnector fuse ABB OESA00160N |  | 0 | 0 | 1 | 1 | 1 | 0.0 | 0.0 | 0.0 | 0 |  |  | 0.0 | Electrical Components | 160A TPN 00 OESA/OS DIN-type switch disconnector fuse ABB OESA00160N | 0 | 31-12-2099 | Material Transfer |  | 0.0 |  | 0 | 0 |  | 0 | 0 | 0 | 0 |  | 0 | Item Attribute | 1 | Nos | 0.0 | 0.0 | 0 | 0.0 | 0 | ABB | OESA00160N | India |  |  | 0 | 0.0 |  | 0 | 0 |  | 0 | 0 | 0 | 0 |  |  | 0 | 0 | 0 |  | 0 | [5 empty] | 0 |  |  | 0 | [13 empty] | Nos | 1.0 | [10 empty] | Ringlus Electro Controls & Automation PVT LTD | [18 empty] | CGST - RNG | 9.0
[120 empty] | SGST - RNG | 9.0
| 200A TPN 0 OESA/OS DIN-type switch disconnector fuse ABB 1SYN022749R8710 | 200A TPN 0 OESA/OS DIN-type switch disconnector fuse ABB 1SYN022749R8710 | ABBSFU | Nos |  | 200A TPN 0 OESA/OS DIN-type switch disconnector fuse ABB 1SYN022749R8710 |  | 0 | 0 | 1 | 1 | 1 | 0.0 | 0.0 | 0.0 | 0 |  |  | 0.0 | Electrical Components | 200A TPN 0 OESA/OS DIN-type switch disconnector fuse ABB 1SYN022749R8710 | 0 | 31-12-2099 | Material Transfer |  | 0.0 |  | 0 | 0 |  | 0 | 0 | 0 | 0 |  | 0 | Item Attribute | 1 | Nos | 0.0 | 0.0 | 0 | 0.0 | 0 | ABB | 1SYN022749R8710 | India |  |  | 0 | 0.0 |  | 0 | 0 |  | 0 | 0 | 0 | 0 |  |  | 0 | 0 | 0 |  | 0 | [5 empty] | 0 |  |  | 0 | [13 empty] | Nos | 1.0 | [10 empty] | Ringlus Electro Controls & Automation PVT LTD | [18 empty] | CGST - RNG | 9.0
[120 empty] | SGST - RNG | 9.0
| 250A TPN 0-1 OESA/OS DIN-type switch disconnector fuse ABB 1SYN022749R9430 | 250A TPN 0-1 OESA/OS DIN-type switch disconnector fuse ABB 1SYN022749R9430 | ABBSFU | Nos |  | 250A TPN 0-1 OESA/OS DIN-type switch disconnector fuse ABB 1SYN022749R9430 |  | 0 | 0 | 1 | 1 | 1 | 0.0 | 0.0 | 0.0 | 0 |  |  | 0.0 | Electrical Components | 250A TPN 0-1 OESA/OS DIN-type switch disconnector fuse ABB 1SYN022749R9430 | 0 | 31-12-2099 | Material Transfer |  | 0.0 |  | 0 | 0 |  | 0 | 0 | 0 | 0 |  | 0 | Item Attribute | 1 | Nos | 0.0 | 0.0 | 0 | 0.0 | 0 | ABB | 1SYN022749R9430 | India |  |  | 0 | 0.0 |  | 0 | 0 |  | 0 | 0 | 0 | 0 |  |  | 0 | 0 | 0 |  | 0 | [5 empty] | 0 |  |  | 0 | [13 empty] | Nos | 1.0 | [10 empty] | Ringlus Electro Controls & Automation PVT LTD | [18 empty] | CGST - RNG | 9.0
[120 empty] | SGST - RNG | 9.0
| 315A TPN 0-2 OESA/OS DIN-type switch disconnector fuse ABB 1SYN953047P3001 | 315A TPN 0-2 OESA/OS DIN-type switch disconnector fuse ABB 1SYN953047P3001 | ABBSFU | Nos |  | 315A TPN 0-2 OESA/OS DIN-type switch disconnector fuse ABB 1SYN953047P3001 |  | 0 | 0 | 1 | 1 | 1 | 0.0 | 0.0 | 0.0 | 0 |  |  | 0.0 | Electrical Components | 315A TPN 0-2 OESA/OS DIN-type switch disconnector fuse ABB 1SYN953047P3001 | 0 | 31-12-2099 | Material Transfer |  | 0.0 |  | 0 | 0 |  | 0 | 0 | 0 | 0 |  | 0 | Item Attribute | 1 | Nos | 0.0 | 0.0 | 0 | 0.0 | 0 | ABB | 1SYN953047P3001 | India |  |  | 0 | 0.0 |  | 0 | 0 |  | 0 | 0 | 0 | 0 |  |  | 0 | 0 | 0 |  | 0 | [5 empty] | 0 |  |  | 0 | [13 empty] | Nos | 1.0 | [10 empty] | Ringlus Electro Controls & Automation PVT LTD | [18 empty] | CGST - RNG | 9.0
[120 empty] | SGST - RNG | 9.0
| 400A TPN 0-2 OESA/OS DIN-type switch disconnector fuse ABB 1SYN022753R9320 | 400A TPN 0-2 OESA/OS DIN-type switch disconnector fuse ABB 1SYN022753R9320 | ABBSFU | Nos |  | 400A TPN 0-2 OESA/OS DIN-type switch disconnector fuse ABB 1SYN022753R9320 |  | 0 | 0 | 1 | 1 | 1 | 0.0 | 0.0 | 0.0 | 0 |  |  | 0.0 | Electrical Components | 400A TPN 0-2 OESA/OS DIN-type switch disconnector fuse ABB 1SYN022753R9320 | 0 | 31-12-2099 | Material Transfer |  | 0.0 |  | 0 | 0 |  | 0 | 0 | 0 | 0 |  | 0 | Item Attribute | 1 | Nos | 0.0 | 0.0 | 0 | 0.0 | 0 | ABB | 1SYN022753R9320 | India |  |  | 0 | 0.0 |  | 0 | 0 |  | 0 | 0 | 0 | 0 |  |  | 0 | 0 | 0 |  | 0 | [5 empty] | 0 |  |  | 0 | [13 empty] | Nos | 1.0 | [10 empty] | Ringlus Electro Controls & Automation PVT LTD | [18 empty] | CGST - RNG | 9.0
[120 empty] | SGST - RNG | 9.0
| 630A TPN 3 OESA/OS DIN-type switch disconnector fuse ABB 1SYN100858R1001 | 630A TPN 3 OESA/OS DIN-type switch disconnector fuse ABB 1SYN100858R1001 | ABBSFU | Nos |  | 630A TPN 3 OESA/OS DIN-type switch disconnector fuse ABB 1SYN100858R1001 |  | 0 | 0 | 1 | 1 | 1 | 0.0 | 0.0 | 0.0 | 0 |  |  | 0.0 | Electrical Components | 630A TPN 3 OESA/OS DIN-type switch disconnector fuse ABB 1SYN100858R1001 | 0 | 31-12-2099 | Material Transfer |  | 0.0 |  | 0 | 0 |  | 0 | 0 | 0 | 0 |  | 0 | Item Attribute | 1 | Nos | 0.0 | 0.0 | 0 | 0.0 | 0 | ABB | 1SYN100858R1001 | India |  |  | 0 | 0.0 |  | 0 | 0 |  | 0 | 0 | 0 | 0 |  |  | 0 | 0 | 0 |  | 0 | [5 empty] | 0 |  |  | 0 | [13 empty] | Nos | 1.0 | [10 empty] | Ringlus Electro Controls & Automation PVT LTD | [18 empty] | CGST - RNG | 9.0
[120 empty] | SGST - RNG | 9.0
| 800A TPN 3 OESA/OS DIN-type switch disconnector fuse ABB 1SYN100859R1001 | 800A TPN 3 OESA/OS DIN-type switch disconnector fuse ABB 1SYN100859R1001 | ABBSFU | Nos |  | 800A TPN 3 OESA/OS DIN-type switch disconnector fuse ABB 1SYN100859R1001 |  | 0 | 0 | 1 | 1 | 1 | 0.0 | 0.0 | 0.0 | 0 |  |  | 0.0 | Electrical Components | 800A TPN 3 OESA/OS DIN-type switch disconnector fuse ABB 1SYN100859R1001 | 0 | 31-12-2099 | Material Transfer |  | 0.0 |  | 0 | 0 |  | 0 | 0 | 0 | 0 |  | 0 | Item Attribute | 1 | Nos | 0.0 | 0.0 | 0 | 0.0 | 0 | ABB | 1SYN100859R1001 | India |  |  | 0 | 0.0 |  | 0 | 0 |  | 0 | 0 | 0 | 0 |  |  | 0 | 0 | 0 |  | 0 | [5 empty] | 0 |  |  | 0 | [13 empty] | Nos | 1.0 | [10 empty] | Ringlus Electro Controls & Automation PVT LTD | [18 empty] | CGST - RNG | 9.0
[120 empty] | SGST - RNG | 9.0
| 32A 4P 000/00 OESA/OS DIN-type switch disconnector fuse ABB 1SCA022067R7610 | 32A 4P 000/00 OESA/OS DIN-type switch disconnector fuse ABB 1SCA022067R7610 | ABBSFU | Nos |  | 32A 4P 000/00 OESA/OS DIN-type switch disconnector fuse ABB 1SCA022067R7610 |  | 0 | 0 | 1 | 1 | 1 | 0.0 | 0.0 | 0.0 | 0 |  |  | 0.0 | Electrical Components | 32A 4P 000/00 OESA/OS DIN-type switch disconnector fuse ABB 1SCA022067R7610 | 0 | 31-12-2099 | Material Transfer |  | 0.0 |  | 0 | 0 |  | 0 | 0 | 0 | 0 |  | 0 | Item Attribute | 1 | Nos | 0.0 | 0.0 | 0 | 0.0 | 0 | ABB | 1SCA022067R7610 | India |  |  | 0 | 0.0 |  | 0 | 0 |  | 0 | 0 | 0 | 0 |  |  | 0 | 0 | 0 |  | 0 | [5 empty] | 0 |  |  | 0 | [13 empty] | Nos | 1.0 | [10 empty] | Ringlus Electro Controls & Automation PVT LTD | [18 empty] | CGST - RNG | 9.0
[120 empty] | SGST - RNG | 9.0
| 63A 4P 000/00 OESA/OS DIN-type switch disconnector fuse ABB 1SCA022057R7740 | 63A 4P 000/00 OESA/OS DIN-type switch disconnector fuse ABB 1SCA022057R7740 | ABBSFU | Nos |  | 63A 4P 000/00 OESA/OS DIN-type switch disconnector fuse ABB 1SCA022057R7740 |  | 0 | 0 | 1 | 1 | 1 | 0.0 | 0.0 | 0.0 | 0 |  |  | 0.0 | Electrical Components | 63A 4P 000/00 OESA/OS DIN-type switch disconnector fuse ABB 1SCA022057R7740 | 0 | 31-12-2099 | Material Transfer |  | 0.0 |  | 0 | 0 |  | 0 | 0 | 0 | 0 |  | 0 | Item Attribute | 1 | Nos | 0.0 | 0.0 | 0 | 0.0 | 0 | ABB | 1SCA022057R7740 | India |  |  | 0 | 0.0 |  | 0 | 0 |  | 0 | 0 | 0 | 0 |  |  | 0 | 0 | 0 |  | 0 | [5 empty] | 0 |  |  | 0 | [13 empty] | Nos | 1.0 | [10 empty] | Ringlus Electro Controls & Automation PVT LTD | [18 empty] | CGST - RNG | 9.0
[120 empty] | SGST - RNG | 9.0
| 100A 4P 00 OESA/OS DIN-type switch disconnector fuse ABB 1SCA022043R6760 | 100A 4P 00 OESA/OS DIN-type switch disconnector fuse ABB 1SCA022043R6760 | ABBSFU | Nos |  | 100A 4P 00 OESA/OS DIN-type switch disconnector fuse ABB 1SCA022043R6760 |  | 0 | 0 | 1 | 1 | 1 | 0.0 | 0.0 | 0.0 | 0 |  |  | 0.0 | Electrical Components | 100A 4P 00 OESA/OS DIN-type switch disconnector fuse ABB 1SCA022043R6760 | 0 | 31-12-2099 | Material Transfer |  | 0.0 |  | 0 | 0 |  | 0 | 0 | 0 | 0 |  | 0 | Item Attribute | 1 | Nos | 0.0 | 0.0 | 0 | 0.0 | 0 | ABB | 1SCA022043R6760 | India |  |  | 0 | 0.0 |  | 0 | 0 |  | 0 | 0 | 0 | 0 |  |  | 0 | 0 | 0 |  | 0 | [5 empty] | 0 |  |  | 0 | [13 empty] | Nos | 1.0 | [10 empty] | Ringlus Electro Controls & Automation PVT LTD | [18 empty] | CGST - RNG | 9.0
[120 empty] | SGST - RNG | 9.0
| 125A 4P 00 OESA/OS DIN-type switch disconnector fuse ABB OESA00125A4 | 125A 4P 00 OESA/OS DIN-type switch disconnector fuse ABB OESA00125A4 | ABBSFU | Nos |  | 125A 4P 00 OESA/OS DIN-type switch disconnector fuse ABB OESA00125A4 |  | 0 | 0 | 1 | 1 | 1 | 0.0 | 0.0 | 0.0 | 0 |  |  | 0.0 | Electrical Components | 125A 4P 00 OESA/OS DIN-type switch disconnector fuse ABB OESA00125A4 | 0 | 31-12-2099 | Material Transfer |  | 0.0 |  | 0 | 0 |  | 0 | 0 | 0 | 0 |  | 0 | Item Attribute | 1 | Nos | 0.0 | 0.0 | 0 | 0.0 | 0 | ABB | OESA00125A4 | India |  |  | 0 | 0.0 |  | 0 | 0 |  | 0 | 0 | 0 | 0 |  |  | 0 | 0 | 0 |  | 0 | [5 empty] | 0 |  |  | 0 | [13 empty] | Nos | 1.0 | [10 empty] | Ringlus Electro Controls & Automation PVT LTD | [18 empty] | CGST - RNG | 9.0
[120 empty] | SGST - RNG | 9.0
| 160A 4P 00 OESA/OS DIN-type switch disconnector fuse ABB 1SCA022080R7840 | 160A 4P 00 OESA/OS DIN-type switch disconnector fuse ABB 1SCA022080R7840 | ABBSFU | Nos |  | 160A 4P 00 OESA/OS DIN-type switch disconnector fuse ABB 1SCA022080R7840 |  | 0 | 0 | 1 | 1 | 1 | 0.0 | 0.0 | 0.0 | 0 |  |  | 0.0 | Electrical Components | 160A 4P 00 OESA/OS DIN-type switch disconnector fuse ABB 1SCA022080R7840 | 0 | 31-12-2099 | Material Transfer |  | 0.0 |  | 0 | 0 |  | 0 | 0 | 0 | 0 |  | 0 | Item Attribute | 1 | Nos | 0.0 | 0.0 | 0 | 0.0 | 0 | ABB | 1SCA022080R7840 | India |  |  | 0 | 0.0 |  | 0 | 0 |  | 0 | 0 | 0 | 0 |  |  | 0 | 0 | 0 |  | 0 | [5 empty] | 0 |  |  | 0 | [13 empty] | Nos | 1.0 | [10 empty] | Ringlus Electro Controls & Automation PVT LTD | [18 empty] | CGST - RNG | 9.0
[120 empty] | SGST - RNG | 9.0
| 200A 4P 0 OESA/OS DIN-type switch disconnector fuse ABB 1SYN022709R9680 | 200A 4P 0 OESA/OS DIN-type switch disconnector fuse ABB 1SYN022709R9680 | ABBSFU | Nos |  | 200A 4P 0 OESA/OS DIN-type switch disconnector fuse ABB 1SYN022709R9680 |  | 0 | 0 | 1 | 1 | 1 | 0.0 | 0.0 | 0.0 | 0 |  |  | 0.0 | Electrical Components | 200A 4P 0 OESA/OS DIN-type switch disconnector fuse ABB 1SYN022709R9680 | 0 | 31-12-2099 | Material Transfer |  | 0.0 |  | 0 | 0 |  | 0 | 0 | 0 | 0 |  | 0 | Item Attribute | 1 | Nos | 0.0 | 0.0 | 0 | 0.0 | 0 | ABB | 1SYN022709R9680 | India |  |  | 0 | 0.0 |  | 0 | 0 |  | 0 | 0 | 0 | 0 |  |  | 0 | 0 | 0 |  | 0 | [5 empty] | 0 |  |  | 0 | [13 empty] | Nos | 1.0 | [10 empty] | Ringlus Electro Controls & Automation PVT LTD | [18 empty] | CGST - RNG | 9.0
[120 empty] | SGST - RNG | 9.0
| 250A 4P 0-1 OESA/OS DIN-type switch disconnector fuse ABB 1SYN022719R2380 | 250A 4P 0-1 OESA/OS DIN-type switch disconnector fuse ABB 1SYN022719R2380 | ABBSFU | Nos |  | 250A 4P 0-1 OESA/OS DIN-type switch disconnector fuse ABB 1SYN022719R2380 |  | 0 | 0 | 1 | 1 | 1 | 0.0 | 0.0 | 0.0 | 0 |  |  | 0.0 | Electrical Components | 250A 4P 0-1 OESA/OS DIN-type switch disconnector fuse ABB 1SYN022719R2380 | 0 | 31-12-2099 | Material Transfer |  | 0.0 |  | 0 | 0 |  | 0 | 0 | 0 | 0 |  | 0 | Item Attribute | 1 | Nos | 0.0 | 0.0 | 0 | 0.0 | 0 | ABB | 1SYN022719R2380 | India |  |  | 0 | 0.0 |  | 0 | 0 |  | 0 | 0 | 0 | 0 |  |  | 0 | 0 | 0 |  | 0 | [5 empty] | 0 |  |  | 0 | [13 empty] | Nos | 1.0 | [10 empty] | Ringlus Electro Controls & Automation PVT LTD | [18 empty] | CGST - RNG | 9.0
[120 empty] | SGST - RNG | 9.0
| 315A 4P 0-2 OESA/OS DIN-type switch disconnector fuse ABB 1SYN953048P3001 | 315A 4P 0-2 OESA/OS DIN-type switch disconnector fuse ABB 1SYN953048P3001 | ABBSFU | Nos |  | 315A 4P 0-2 OESA/OS DIN-type switch disconnector fuse ABB 1SYN953048P3001 |  | 0 | 0 | 1 | 1 | 1 | 0.0 | 0.0 | 0.0 | 0 |  |  | 0.0 | Electrical Components | 315A 4P 0-2 OESA/OS DIN-type switch disconnector fuse ABB 1SYN953048P3001 | 0 | 31-12-2099 | Material Transfer |  | 0.0 |  | 0 | 0 |  | 0 | 0 | 0 | 0 |  | 0 | Item Attribute | 1 | Nos | 0.0 | 0.0 | 0 | 0.0 | 0 | ABB | 1SYN953048P3001 | India |  |  | 0 | 0.0 |  | 0 | 0 |  | 0 | 0 | 0 | 0 |  |  | 0 | 0 | 0 |  | 0 | [5 empty] | 0 |  |  | 0 | [13 empty] | Nos | 1.0 | [10 empty] | Ringlus Electro Controls & Automation PVT LTD | [18 empty] | CGST - RNG | 9.0
[120 empty] | SGST - RNG | 9.0
| 400A 4P 0-2 OESA/OS DIN-type switch disconnector fuse ABB 1SYN022719R2460 | 400A 4P 0-2 OESA/OS DIN-type switch disconnector fuse ABB 1SYN022719R2460 | ABBSFU | Nos |  | 400A 4P 0-2 OESA/OS DIN-type switch disconnector fuse ABB 1SYN022719R2460 |  | 0 | 0 | 1 | 1 | 1 | 0.0 | 0.0 | 0.0 | 0 |  |  | 0.0 | Electrical Components | 400A 4P 0-2 OESA/OS DIN-type switch disconnector fuse ABB 1SYN022719R2460 | 0 | 31-12-2099 | Material Transfer |  | 0.0 |  | 0 | 0 |  | 0 | 0 | 0 | 0 |  | 0 | Item Attribute | 1 | Nos | 0.0 | 0.0 | 0 | 0.0 | 0 | ABB | 1SYN022719R2460 | India |  |  | 0 | 0.0 |  | 0 | 0 |  | 0 | 0 | 0 | 0 |  |  | 0 | 0 | 0 |  | 0 | [5 empty] | 0 |  |  | 0 | [13 empty] | Nos | 1.0 | [10 empty] | Ringlus Electro Controls & Automation PVT LTD | [18 empty] | CGST - RNG | 9.0
[120 empty] | SGST - RNG | 9.0
| 630A 4P 3 OESA/OS DIN-type switch disconnector fuse ABB 1SYN022825R4290 | 630A 4P 3 OESA/OS DIN-type switch disconnector fuse ABB 1SYN022825R4290 | ABBSFU | Nos |  | 630A 4P 3 OESA/OS DIN-type switch disconnector fuse ABB 1SYN022825R4290 |  | 0 | 0 | 1 | 1 | 1 | 0.0 | 0.0 | 0.0 | 0 |  |  | 0.0 | Electrical Components | 630A 4P 3 OESA/OS DIN-type switch disconnector fuse ABB 1SYN022825R4290 | 0 | 31-12-2099 | Material Transfer |  | 0.0 |  | 0 | 0 |  | 0 | 0 | 0 | 0 |  | 0 | Item Attribute | 1 | Nos | 0.0 | 0.0 | 0 | 0.0 | 0 | ABB | 1SYN022825R4290 | India |  |  | 0 | 0.0 |  | 0 | 0 |  | 0 | 0 | 0 | 0 |  |  | 0 | 0 | 0 |  | 0 | [5 empty] | 0 |  |  | 0 | [13 empty] | Nos | 1.0 | [10 empty] | Ringlus Electro Controls & Automation PVT LTD | [18 empty] | CGST - RNG | 9.0
[120 empty] | SGST - RNG | 9.0
| 800A 4P 3 OESA/OS DIN-type switch disconnector fuse ABB 1SYN022825R5180 | 800A 4P 3 OESA/OS DIN-type switch disconnector fuse ABB 1SYN022825R5180 | ABBSFU | Nos |  | 800A 4P 3 OESA/OS DIN-type switch disconnector fuse ABB 1SYN022825R5180 |  | 0 | 0 | 1 | 1 | 1 | 0.0 | 0.0 | 0.0 | 0 |  |  | 0.0 | Electrical Components | 800A 4P 3 OESA/OS DIN-type switch disconnector fuse ABB 1SYN022825R5180 | 0 | 31-12-2099 | Material Transfer |  | 0.0 |  | 0 | 0 |  | 0 | 0 | 0 | 0 |  | 0 | Item Attribute | 1 | Nos | 0.0 | 0.0 | 0 | 0.0 | 0 | ABB | 1SYN022825R5180 | India |  |  | 0 | 0.0 |  | 0 | 0 |  | 0 | 0 | 0 | 0 |  |  | 0 | 0 | 0 |  | 0 | [5 empty] | 0 |  |  | 0 | [13 empty] | Nos | 1.0 | [10 empty] | Ringlus Electro Controls & Automation PVT LTD | [18 empty] | CGST - RNG | 9.0
[120 empty] | SGST - RNG | 9.0
| 32A 2P A2 OESA/OS BS-type switch disconnector fuse ABB 1SCA022108R6110 | 32A 2P A2 OESA/OS BS-type switch disconnector fuse ABB 1SCA022108R6110 | ABBSFU | Nos |  | 32A 2P A2 OESA/OS BS-type switch disconnector fuse ABB 1SCA022108R6110 |  | 0 | 0 | 1 | 1 | 1 | 0.0 | 0.0 | 0.0 | 0 |  |  | 0.0 | Electrical Components | 32A 2P A2 OESA/OS BS-type switch disconnector fuse ABB 1SCA022108R6110 | 0 | 31-12-2099 | Material Transfer |  | 0.0 |  | 0 | 0 |  | 0 | 0 | 0 | 0 |  | 0 | Item Attribute | 1 | Nos | 0.0 | 0.0 | 0 | 0.0 | 0 | ABB | 1SCA022108R6110 | India |  |  | 0 | 0.0 |  | 0 | 0 |  | 0 | 0 | 0 | 0 |  |  | 0 | 0 | 0 |  | 0 | [5 empty] | 0 |  |  | 0 | [13 empty] | Nos | 1.0 | [10 empty] | Ringlus Electro Controls & Automation PVT LTD | [18 empty] | CGST - RNG | 9.0
[120 empty] | SGST - RNG | 9.0
| 63A 2P A3 OESA/OS BS-type switch disconnector fuse ABB 1SCA022108R6380 | 63A 2P A3 OESA/OS BS-type switch disconnector fuse ABB 1SCA022108R6380 | ABBSFU | Nos |  | 63A 2P A3 OESA/OS BS-type switch disconnector fuse ABB 1SCA022108R6380 |  | 0 | 0 | 1 | 1 | 1 | 0.0 | 0.0 | 0.0 | 0 |  |  | 0.0 | Electrical Components | 63A 2P A3 OESA/OS BS-type switch disconnector fuse ABB 1SCA022108R6380 | 0 | 31-12-2099 | Material Transfer |  | 0.0 |  | 0 | 0 |  | 0 | 0 | 0 | 0 |  | 0 | Item Attribute | 1 | Nos | 0.0 | 0.0 | 0 | 0.0 | 0 | ABB | 1SCA022108R6380 | India |  |  | 0 | 0.0 |  | 0 | 0 |  | 0 | 0 | 0 | 0 |  |  | 0 | 0 | 0 |  | 0 | [5 empty] | 0 |  |  | 0 | [13 empty] | Nos | 1.0 | [10 empty] | Ringlus Electro Controls & Automation PVT LTD | [18 empty] | CGST - RNG | 9.0
[120 empty] | SGST - RNG | 9.0
| 100A 2P A4 OESA/OS BS-type switch disconnector fuse ABB 1SCA022087R7970 | 100A 2P A4 OESA/OS BS-type switch disconnector fuse ABB 1SCA022087R7970 | ABBSFU | Nos |  | 100A 2P A4 OESA/OS BS-type switch disconnector fuse ABB 1SCA022087R7970 |  | 0 | 0 | 1 | 1 | 1 | 0.0 | 0.0 | 0.0 | 0 |  |  | 0.0 | Electrical Components | 100A 2P A4 OESA/OS BS-type switch disconnector fuse ABB 1SCA022087R7970 | 0 | 31-12-2099 | Material Transfer |  | 0.0 |  | 0 | 0 |  | 0 | 0 | 0 | 0 |  | 0 | Item Attribute | 1 | Nos | 0.0 | 0.0 | 0 | 0.0 | 0 | ABB | 1SCA022087R7970 | India |  |  | 0 | 0.0 |  | 0 | 0 |  | 0 | 0 | 0 | 0 |  |  | 0 | 0 | 0 |  | 0 | [5 empty] | 0 |  |  | 0 | [13 empty] | Nos | 1.0 | [10 empty] | Ringlus Electro Controls & Automation PVT LTD | [18 empty] | CGST - RNG | 9.0
[120 empty] | SGST - RNG | 9.0
| 125A 2P A4 OESA/OS BS-type switch disconnector fuse ABB 1SYN833038R2012 | 125A 2P A4 OESA/OS BS-type switch disconnector fuse ABB 1SYN833038R2012 | ABBSFU | Nos |  | 125A 2P A4 OESA/OS BS-type switch disconnector fuse ABB 1SYN833038R2012 |  | 0 | 0 | 1 | 1 | 1 | 0.0 | 0.0 | 0.0 | 0 |  |  | 0.0 | Electrical Components | 125A 2P A4 OESA/OS BS-type switch disconnector fuse ABB 1SYN833038R2012 | 0 | 31-12-2099 | Material Transfer |  | 0.0 |  | 0 | 0 |  | 0 | 0 | 0 | 0 |  | 0 | Item Attribute | 1 | Nos | 0.0 | 0.0 | 0 | 0.0 | 0 | ABB | 1SYN833038R2012 | India |  |  | 0 | 0.0 |  | 0 | 0 |  | 0 | 0 | 0 | 0 |  |  | 0 | 0 | 0 |  | 0 | [5 empty] | 0 |  |  | 0 | [13 empty] | Nos | 1.0 | [10 empty] | Ringlus Electro Controls & Automation PVT LTD | [18 empty] | CGST - RNG | 9.0
[120 empty] | SGST - RNG | 9.0
| 160A 2P B2 OESA/OS BS-type switch disconnector fuse ABB 1SCA022082R6550 | 160A 2P B2 OESA/OS BS-type switch disconnector fuse ABB 1SCA022082R6550 | ABBSFU | Nos |  | 160A 2P B2 OESA/OS BS-type switch disconnector fuse ABB 1SCA022082R6550 |  | 0 | 0 | 1 | 1 | 1 | 0.0 | 0.0 | 0.0 | 0 |  |  | 0.0 | Electrical Components | 160A 2P B2 OESA/OS BS-type switch disconnector fuse ABB 1SCA022082R6550 | 0 | 31-12-2099 | Material Transfer |  | 0.0 |  | 0 | 0 |  | 0 | 0 | 0 | 0 |  | 0 | Item Attribute | 1 | Nos | 0.0 | 0.0 | 0 | 0.0 | 0 | ABB | 1SCA022082R6550 | India |  |  | 0 | 0.0 |  | 0 | 0 |  | 0 | 0 | 0 | 0 |  |  | 0 | 0 | 0 |  | 0 | [5 empty] | 0 |  |  | 0 | [13 empty] | Nos | 1.0 | [10 empty] | Ringlus Electro Controls & Automation PVT LTD | [18 empty] | CGST - RNG | 9.0
[120 empty] | SGST - RNG | 9.0
| 200A 2P B1-B2 OESA/OS BS-type switch disconnector fuse ABB 1SCA022769R7820 | 200A 2P B1-B2 OESA/OS BS-type switch disconnector fuse ABB 1SCA022769R7820 | ABBSFU | Nos |  | 200A 2P B1-B2 OESA/OS BS-type switch disconnector fuse ABB 1SCA022769R7820 |  | 0 | 0 | 1 | 1 | 1 | 0.0 | 0.0 | 0.0 | 0 |  |  | 0.0 | Electrical Components | 200A 2P B1-B2 OESA/OS BS-type switch disconnector fuse ABB 1SCA022769R7820 | 0 | 31-12-2099 | Material Transfer |  | 0.0 |  | 0 | 0 |  | 0 | 0 | 0 | 0 |  | 0 | Item Attribute | 1 | Nos | 0.0 | 0.0 | 0 | 0.0 | 0 | ABB | 1SCA022769R7820 | India |  |  | 0 | 0.0 |  | 0 | 0 |  | 0 | 0 | 0 | 0 |  |  | 0 | 0 | 0 |  | 0 | [5 empty] | 0 |  |  | 0 | [13 empty] | Nos | 1.0 | [10 empty] | Ringlus Electro Controls & Automation PVT LTD | [18 empty] | CGST - RNG | 9.0
[120 empty] | SGST - RNG | 9.0
| 250A 2P B1-B3 OESA/OS BS-type switch disconnector fuse ABB 1SCA022769R9440 | 250A 2P B1-B3 OESA/OS BS-type switch disconnector fuse ABB 1SCA022769R9440 | ABBSFU | Nos |  | 250A 2P B1-B3 OESA/OS BS-type switch disconnector fuse ABB 1SCA022769R9440 |  | 0 | 0 | 1 | 1 | 1 | 0.0 | 0.0 | 0.0 | 0 |  |  | 0.0 | Electrical Components | 250A 2P B1-B3 OESA/OS BS-type switch disconnector fuse ABB 1SCA022769R9440 | 0 | 31-12-2099 | Material Transfer |  | 0.0 |  | 0 | 0 |  | 0 | 0 | 0 | 0 |  | 0 | Item Attribute | 1 | Nos | 0.0 | 0.0 | 0 | 0.0 | 0 | ABB | 1SCA022769R9440 | India |  |  | 0 | 0.0 |  | 0 | 0 |  | 0 | 0 | 0 | 0 |  |  | 0 | 0 | 0 |  | 0 | [5 empty] | 0 |  |  | 0 | [13 empty] | Nos | 1.0 | [10 empty] | Ringlus Electro Controls & Automation PVT LTD | [18 empty] | CGST - RNG | 9.0
[120 empty] | SGST - RNG | 9.0
| 315A 2P B1-B4 OESA/OS BS-type switch disconnector fuse ABB 1SCA022817R3450 | 315A 2P B1-B4 OESA/OS BS-type switch disconnector fuse ABB 1SCA022817R3450 | ABBSFU | Nos |  | 315A 2P B1-B4 OESA/OS BS-type switch disconnector fuse ABB 1SCA022817R3450 |  | 0 | 0 | 1 | 1 | 1 | 0.0 | 0.0 | 0.0 | 0 |  |  | 0.0 | Electrical Components | 315A 2P B1-B4 OESA/OS BS-type switch disconnector fuse ABB 1SCA022817R3450 | 0 | 31-12-2099 | Material Transfer |  | 0.0 |  | 0 | 0 |  | 0 | 0 | 0 | 0 |  | 0 | Item Attribute | 1 | Nos | 0.0 | 0.0 | 0 | 0.0 | 0 | ABB | 1SCA022817R3450 | India |  |  | 0 | 0.0 |  | 0 | 0 |  | 0 | 0 | 0 | 0 |  |  | 0 | 0 | 0 |  | 0 | [5 empty] | 0 |  |  | 0 | [13 empty] | Nos | 1.0 | [10 empty] | Ringlus Electro Controls & Automation PVT LTD | [18 empty] | CGST - RNG | 9.0
[120 empty] | SGST - RNG | 9.0
| 400A 2P B1-B4 OESA/OS BS-type switch disconnector fuse ABB 1SCA022813R7220 | 400A 2P B1-B4 OESA/OS BS-type switch disconnector fuse ABB 1SCA022813R7220 | ABBSFU | Nos |  | 400A 2P B1-B4 OESA/OS BS-type switch disconnector fuse ABB 1SCA022813R7220 |  | 0 | 0 | 1 | 1 | 1 | 0.0 | 0.0 | 0.0 | 0 |  |  | 0.0 | Electrical Components | 400A 2P B1-B4 OESA/OS BS-type switch disconnector fuse ABB 1SCA022813R7220 | 0 | 31-12-2099 | Material Transfer |  | 0.0 |  | 0 | 0 |  | 0 | 0 | 0 | 0 |  | 0 | Item Attribute | 1 | Nos | 0.0 | 0.0 | 0 | 0.0 | 0 | ABB | 1SCA022813R7220 | India |  |  | 0 | 0.0 |  | 0 | 0 |  | 0 | 0 | 0 | 0 |  |  | 0 | 0 | 0 |  | 0 | [5 empty] | 0 |  |  | 0 | [13 empty] | Nos | 1.0 | [10 empty] | Ringlus Electro Controls & Automation PVT LTD | [18 empty] | CGST - RNG | 9.0
[120 empty] | SGST - RNG | 9.0
| 630A 2P C1-C2 OESA/OS BS-type switch disconnector fuse ABB 1SCA113529R1001 | 630A 2P C1-C2 OESA/OS BS-type switch disconnector fuse ABB 1SCA113529R1001 | ABBSFU | Nos |  | 630A 2P C1-C2 OESA/OS BS-type switch disconnector fuse ABB 1SCA113529R1001 |  | 0 | 0 | 1 | 1 | 1 | 0.0 | 0.0 | 0.0 | 0 |  |  | 0.0 | Electrical Components | 630A 2P C1-C2 OESA/OS BS-type switch disconnector fuse ABB 1SCA113529R1001 | 0 | 31-12-2099 | Material Transfer |  | 0.0 |  | 0 | 0 |  | 0 | 0 | 0 | 0 |  | 0 | Item Attribute | 1 | Nos | 0.0 | 0.0 | 0 | 0.0 | 0 | ABB | 1SCA113529R1001 | India |  |  | 0 | 0.0 |  | 0 | 0 |  | 0 | 0 | 0 | 0 |  |  | 0 | 0 | 0 |  | 0 | [5 empty] | 0 |  |  | 0 | [13 empty] | Nos | 1.0 | [10 empty] | Ringlus Electro Controls & Automation PVT LTD | [18 empty] | CGST - RNG | 9.0
[120 empty] | SGST - RNG | 9.0
| 800A 2P C1-C3 OESA/OS BS-type switch disconnector fuse ABB 1SCA022837R6480 | 800A 2P C1-C3 OESA/OS BS-type switch disconnector fuse ABB 1SCA022837R6480 | ABBSFU | Nos |  | 800A 2P C1-C3 OESA/OS BS-type switch disconnector fuse ABB 1SCA022837R6480 |  | 0 | 0 | 1 | 1 | 1 | 0.0 | 0.0 | 0.0 | 0 |  |  | 0.0 | Electrical Components | 800A 2P C1-C3 OESA/OS BS-type switch disconnector fuse ABB 1SCA022837R6480 | 0 | 31-12-2099 | Material Transfer |  | 0.0 |  | 0 | 0 |  | 0 | 0 | 0 | 0 |  | 0 | Item Attribute | 1 | Nos | 0.0 | 0.0 | 0 | 0.0 | 0 | ABB | 1SCA022837R6480 | India |  |  | 0 | 0.0 |  | 0 | 0 |  | 0 | 0 | 0 | 0 |  |  | 0 | 0 | 0 |  | 0 | [5 empty] | 0 |  |  | 0 | [13 empty] | Nos | 1.0 | [10 empty] | Ringlus Electro Controls & Automation PVT LTD | [18 empty] | CGST - RNG | 9.0
[120 empty] | SGST - RNG | 9.0
| 32A 3P A2 OESA/OS BS-type switch disconnector fuse ABB 1SCA022057R1540 | 32A 3P A2 OESA/OS BS-type switch disconnector fuse ABB 1SCA022057R1540 | ABBSFU | Nos |  | 32A 3P A2 OESA/OS BS-type switch disconnector fuse ABB 1SCA022057R1540 |  | 0 | 0 | 1 | 1 | 1 | 0.0 | 0.0 | 0.0 | 0 |  |  | 0.0 | Electrical Components | 32A 3P A2 OESA/OS BS-type switch disconnector fuse ABB 1SCA022057R1540 | 0 | 31-12-2099 | Material Transfer |  | 0.0 |  | 0 | 0 |  | 0 | 0 | 0 | 0 |  | 0 | Item Attribute | 1 | Nos | 0.0 | 0.0 | 0 | 0.0 | 0 | ABB | 1SCA022057R1540 | India |  |  | 0 | 0.0 |  | 0 | 0 |  | 0 | 0 | 0 | 0 |  |  | 0 | 0 | 0 |  | 0 | [5 empty] | 0 |  |  | 0 | [13 empty] | Nos | 1.0 | [10 empty] | Ringlus Electro Controls & Automation PVT LTD | [18 empty] | CGST - RNG | 9.0
[120 empty] | SGST - RNG | 9.0
| 63A 3P A3 OESA/OS BS-type switch disconnector fuse ABB 1SCA022057R0310 | 63A 3P A3 OESA/OS BS-type switch disconnector fuse ABB 1SCA022057R0310 | ABBSFU | Nos |  | 63A 3P A3 OESA/OS BS-type switch disconnector fuse ABB 1SCA022057R0310 |  | 0 | 0 | 1 | 1 | 1 | 0.0 | 0.0 | 0.0 | 0 |  |  | 0.0 | Electrical Components | 63A 3P A3 OESA/OS BS-type switch disconnector fuse ABB 1SCA022057R0310 | 0 | 31-12-2099 | Material Transfer |  | 0.0 |  | 0 | 0 |  | 0 | 0 | 0 | 0 |  | 0 | Item Attribute | 1 | Nos | 0.0 | 0.0 | 0 | 0.0 | 0 | ABB | 1SCA022057R0310 | India |  |  | 0 | 0.0 |  | 0 | 0 |  | 0 | 0 | 0 | 0 |  |  | 0 | 0 | 0 |  | 0 | [5 empty] | 0 |  |  | 0 | [13 empty] | Nos | 1.0 | [10 empty] | Ringlus Electro Controls & Automation PVT LTD | [18 empty] | CGST - RNG | 9.0
[120 empty] | SGST - RNG | 9.0
| 100A 3P A4 OESA/OS BS-type switch disconnector fuse ABB 1SCA022042R0920 | 100A 3P A4 OESA/OS BS-type switch disconnector fuse ABB 1SCA022042R0920 | ABBSFU | Nos |  | 100A 3P A4 OESA/OS BS-type switch disconnector fuse ABB 1SCA022042R0920 |  | 0 | 0 | 1 | 1 | 1 | 0.0 | 0.0 | 0.0 | 0 |  |  | 0.0 | Electrical Components | 100A 3P A4 OESA/OS BS-type switch disconnector fuse ABB 1SCA022042R0920 | 0 | 31-12-2099 | Material Transfer |  | 0.0 |  | 0 | 0 |  | 0 | 0 | 0 | 0 |  | 0 | Item Attribute | 1 | Nos | 0.0 | 0.0 | 0 | 0.0 | 0 | ABB | 1SCA022042R0920 | India |  |  | 0 | 0.0 |  | 0 | 0 |  | 0 | 0 | 0 | 0 |  |  | 0 | 0 | 0 |  | 0 | [5 empty] | 0 |  |  | 0 | [13 empty] | Nos | 1.0 | [10 empty] | Ringlus Electro Controls & Automation PVT LTD | [18 empty] | CGST - RNG | 9.0
[120 empty] | SGST - RNG | 9.0
| 125A 3P A4 OESA/OS BS-type switch disconnector fuse ABB OESA125G1 | 125A 3P A4 OESA/OS BS-type switch disconnector fuse ABB OESA125G1 | ABBSFU | Nos |  | 125A 3P A4 OESA/OS BS-type switch disconnector fuse ABB OESA125G1 |  | 0 | 0 | 1 | 1 | 1 | 0.0 | 0.0 | 0.0 | 0 |  |  | 0.0 | Electrical Components | 125A 3P A4 OESA/OS BS-type switch disconnector fuse ABB OESA125G1 | 0 | 31-12-2099 | Material Transfer |  | 0.0 |  | 0 | 0 |  | 0 | 0 | 0 | 0 |  | 0 | Item Attribute | 1 | Nos | 0.0 | 0.0 | 0 | 0.0 | 0 | ABB | OESA125G1 | India |  |  | 0 | 0.0 |  | 0 | 0 |  | 0 | 0 | 0 | 0 |  |  | 0 | 0 | 0 |  | 0 | [5 empty] | 0 |  |  | 0 | [13 empty] | Nos | 1.0 | [10 empty] | Ringlus Electro Controls & Automation PVT LTD | [18 empty] | CGST - RNG | 9.0
[120 empty] | SGST - RNG | 9.0
| 160A 3P B2 OESA/OS BS-type switch disconnector fuse ABB 1SCA022076R9570 | 160A 3P B2 OESA/OS BS-type switch disconnector fuse ABB 1SCA022076R9570 | ABBSFU | Nos |  | 160A 3P B2 OESA/OS BS-type switch disconnector fuse ABB 1SCA022076R9570 |  | 0 | 0 | 1 | 1 | 1 | 0.0 | 0.0 | 0.0 | 0 |  |  | 0.0 | Electrical Components | 160A 3P B2 OESA/OS BS-type switch disconnector fuse ABB 1SCA022076R9570 | 0 | 31-12-2099 | Material Transfer |  | 0.0 |  | 0 | 0 |  | 0 | 0 | 0 | 0 |  | 0 | Item Attribute | 1 | Nos | 0.0 | 0.0 | 0 | 0.0 | 0 | ABB | 1SCA022076R9570 | India |  |  | 0 | 0.0 |  | 0 | 0 |  | 0 | 0 | 0 | 0 |  |  | 0 | 0 | 0 |  | 0 | [5 empty] | 0 |  |  | 0 | [13 empty] | Nos | 1.0 | [10 empty] | Ringlus Electro Controls & Automation PVT LTD | [18 empty] | CGST - RNG | 9.0
[120 empty] | SGST - RNG | 9.0
| 200A 3P B1-B2 OESA/OS BS-type switch disconnector fuse ABB 1SYN022709R9330 | 200A 3P B1-B2 OESA/OS BS-type switch disconnector fuse ABB 1SYN022709R9330 | ABBSFU | Nos |  | 200A 3P B1-B2 OESA/OS BS-type switch disconnector fuse ABB 1SYN022709R9330 |  | 0 | 0 | 1 | 1 | 1 | 0.0 | 0.0 | 0.0 | 0 |  |  | 0.0 | Electrical Components | 200A 3P B1-B2 OESA/OS BS-type switch disconnector fuse ABB 1SYN022709R9330 | 0 | 31-12-2099 | Material Transfer |  | 0.0 |  | 0 | 0 |  | 0 | 0 | 0 | 0 |  | 0 | Item Attribute | 1 | Nos | 0.0 | 0.0 | 0 | 0.0 | 0 | ABB | 1SYN022709R9330 | India |  |  | 0 | 0.0 |  | 0 | 0 |  | 0 | 0 | 0 | 0 |  |  | 0 | 0 | 0 |  | 0 | [5 empty] | 0 |  |  | 0 | [13 empty] | Nos | 1.0 | [10 empty] | Ringlus Electro Controls & Automation PVT LTD | [18 empty] | CGST - RNG | 9.0
[120 empty] | SGST - RNG | 9.0
| 250A 3P B1-B3 OESA/OS BS-type switch disconnector fuse ABB 1SYN022750R6660 | 250A 3P B1-B3 OESA/OS BS-type switch disconnector fuse ABB 1SYN022750R6660 | ABBSFU | Nos |  | 250A 3P B1-B3 OESA/OS BS-type switch disconnector fuse ABB 1SYN022750R6660 |  | 0 | 0 | 1 | 1 | 1 | 0.0 | 0.0 | 0.0 | 0 |  |  | 0.0 | Electrical Components | 250A 3P B1-B3 OESA/OS BS-type switch disconnector fuse ABB 1SYN022750R6660 | 0 | 31-12-2099 | Material Transfer |  | 0.0 |  | 0 | 0 |  | 0 | 0 | 0 | 0 |  | 0 | Item Attribute | 1 | Nos | 0.0 | 0.0 | 0 | 0.0 | 0 | ABB | 1SYN022750R6660 | India |  |  | 0 | 0.0 |  | 0 | 0 |  | 0 | 0 | 0 | 0 |  |  | 0 | 0 | 0 |  | 0 | [5 empty] | 0 |  |  | 0 | [13 empty] | Nos | 1.0 | [10 empty] | Ringlus Electro Controls & Automation PVT LTD | [18 empty] | CGST - RNG | 9.0
[120 empty] | SGST - RNG | 9.0
| 315A 3P B1-B4 OESA/OS BS-type switch disconnector fuse ABB 1SYN022719R0680 | 315A 3P B1-B4 OESA/OS BS-type switch disconnector fuse ABB 1SYN022719R0680 | ABBSFU | Nos |  | 315A 3P B1-B4 OESA/OS BS-type switch disconnector fuse ABB 1SYN022719R0680 |  | 0 | 0 | 1 | 1 | 1 | 0.0 | 0.0 | 0.0 | 0 |  |  | 0.0 | Electrical Components | 315A 3P B1-B4 OESA/OS BS-type switch disconnector fuse ABB 1SYN022719R0680 | 0 | 31-12-2099 | Material Transfer |  | 0.0 |  | 0 | 0 |  | 0 | 0 | 0 | 0 |  | 0 | Item Attribute | 1 | Nos | 0.0 | 0.0 | 0 | 0.0 | 0 | ABB | 1SYN022719R0680 | India |  |  | 0 | 0.0 |  | 0 | 0 |  | 0 | 0 | 0 | 0 |  |  | 0 | 0 | 0 |  | 0 | [5 empty] | 0 |  |  | 0 | [13 empty] | Nos | 1.0 | [10 empty] | Ringlus Electro Controls & Automation PVT LTD | [18 empty] | CGST - RNG | 9.0
[120 empty] | SGST - RNG | 9.0
| 400A 3P B1-B4 OESA/OS BS-type switch disconnector fuse ABB 1SYN022719R0840 | 400A 3P B1-B4 OESA/OS BS-type switch disconnector fuse ABB 1SYN022719R0840 | ABBSFU | Nos |  | 400A 3P B1-B4 OESA/OS BS-type switch disconnector fuse ABB 1SYN022719R0840 |  | 0 | 0 | 1 | 1 | 1 | 0.0 | 0.0 | 0.0 | 0 |  |  | 0.0 | Electrical Components | 400A 3P B1-B4 OESA/OS BS-type switch disconnector fuse ABB 1SYN022719R0840 | 0 | 31-12-2099 | Material Transfer |  | 0.0 |  | 0 | 0 |  | 0 | 0 | 0 | 0 |  | 0 | Item Attribute | 1 | Nos | 0.0 | 0.0 | 0 | 0.0 | 0 | ABB | 1SYN022719R0840 | India |  |  | 0 | 0.0 |  | 0 | 0 |  | 0 | 0 | 0 | 0 |  |  | 0 | 0 | 0 |  | 0 | [5 empty] | 0 |  |  | 0 | [13 empty] | Nos | 1.0 | [10 empty] | Ringlus Electro Controls & Automation PVT LTD | [18 empty] | CGST - RNG | 9.0
[120 empty] | SGST - RNG | 9.0
| 630A 3P C1-C2 OESA/OS BS-type switch disconnector fuse ABB 1SYN022825R5850 | 630A 3P C1-C2 OESA/OS BS-type switch disconnector fuse ABB 1SYN022825R5850 | ABBSFU | Nos |  | 630A 3P C1-C2 OESA/OS BS-type switch disconnector fuse ABB 1SYN022825R5850 |  | 0 | 0 | 1 | 1 | 1 | 0.0 | 0.0 | 0.0 | 0 |  |  | 0.0 | Electrical Components | 630A 3P C1-C2 OESA/OS BS-type switch disconnector fuse ABB 1SYN022825R5850 | 0 | 31-12-2099 | Material Transfer |  | 0.0 |  | 0 | 0 |  | 0 | 0 | 0 | 0 |  | 0 | Item Attribute | 1 | Nos | 0.0 | 0.0 | 0 | 0.0 | 0 | ABB | 1SYN022825R5850 | India |  |  | 0 | 0.0 |  | 0 | 0 |  | 0 | 0 | 0 | 0 |  |  | 0 | 0 | 0 |  | 0 | [5 empty] | 0 |  |  | 0 | [13 empty] | Nos | 1.0 | [10 empty] | Ringlus Electro Controls & Automation PVT LTD | [18 empty] | CGST - RNG | 9.0
[120 empty] | SGST - RNG | 9.0
| 800A 3P C1-C3 OESA/OS BS-type switch disconnector fuse ABB 1SYN022825R7550 | 800A 3P C1-C3 OESA/OS BS-type switch disconnector fuse ABB 1SYN022825R7550 | ABBSFU | Nos |  | 800A 3P C1-C3 OESA/OS BS-type switch disconnector fuse ABB 1SYN022825R7550 |  | 0 | 0 | 1 | 1 | 1 | 0.0 | 0.0 | 0.0 | 0 |  |  | 0.0 | Electrical Components | 800A 3P C1-C3 OESA/OS BS-type switch disconnector fuse ABB 1SYN022825R7550 | 0 | 31-12-2099 | Material Transfer |  | 0.0 |  | 0 | 0 |  | 0 | 0 | 0 | 0 |  | 0 | Item Attribute | 1 | Nos | 0.0 | 0.0 | 0 | 0.0 | 0 | ABB | 1SYN022825R7550 | India |  |  | 0 | 0.0 |  | 0 | 0 |  | 0 | 0 | 0 | 0 |  |  | 0 | 0 | 0 |  | 0 | [5 empty] | 0 |  |  | 0 | [13 empty] | Nos | 1.0 | [10 empty] | Ringlus Electro Controls & Automation PVT LTD | [18 empty] | CGST - RNG | 9.0
[120 empty] | SGST - RNG | 9.0
| 32A TPN A2 OESA/OS BS-type switch disconnector fuse ABB OESA32G1N | 32A TPN A2 OESA/OS BS-type switch disconnector fuse ABB OESA32G1N | ABBSFU | Nos |  | 32A TPN A2 OESA/OS BS-type switch disconnector fuse ABB OESA32G1N |  | 0 | 0 | 1 | 1 | 1 | 0.0 | 0.0 | 0.0 | 0 |  |  | 0.0 | Electrical Components | 32A TPN A2 OESA/OS BS-type switch disconnector fuse ABB OESA32G1N | 0 | 31-12-2099 | Material Transfer |  | 0.0 |  | 0 | 0 |  | 0 | 0 | 0 | 0 |  | 0 | Item Attribute | 1 | Nos | 0.0 | 0.0 | 0 | 0.0 | 0 | ABB | OESA32G1N | India |  |  | 0 | 0.0 |  | 0 | 0 |  | 0 | 0 | 0 | 0 |  |  | 0 | 0 | 0 |  | 0 | [5 empty] | 0 |  |  | 0 | [13 empty] | Nos | 1.0 | [10 empty] | Ringlus Electro Controls & Automation PVT LTD | [18 empty] | CGST - RNG | 9.0
[120 empty] | SGST - RNG | 9.0
| 63A TPN A3 OESA/OS BS-type switch disconnector fuse ABB OESA63G1N | 63A TPN A3 OESA/OS BS-type switch disconnector fuse ABB OESA63G1N | ABBSFU | Nos |  | 63A TPN A3 OESA/OS BS-type switch disconnector fuse ABB OESA63G1N |  | 0 | 0 | 1 | 1 | 1 | 0.0 | 0.0 | 0.0 | 0 |  |  | 0.0 | Electrical Components | 63A TPN A3 OESA/OS BS-type switch disconnector fuse ABB OESA63G1N | 0 | 31-12-2099 | Material Transfer |  | 0.0 |  | 0 | 0 |  | 0 | 0 | 0 | 0 |  | 0 | Item Attribute | 1 | Nos | 0.0 | 0.0 | 0 | 0.0 | 0 | ABB | OESA63G1N | India |  |  | 0 | 0.0 |  | 0 | 0 |  | 0 | 0 | 0 | 0 |  |  | 0 | 0 | 0 |  | 0 | [5 empty] | 0 |  |  | 0 | [13 empty] | Nos | 1.0 | [10 empty] | Ringlus Electro Controls & Automation PVT LTD | [18 empty] | CGST - RNG | 9.0
[120 empty] | SGST - RNG | 9.0
| 100A TPN A4 OESA/OS BS-type switch disconnector fuse ABB OESA100G1N | 100A TPN A4 OESA/OS BS-type switch disconnector fuse ABB OESA100G1N | ABBSFU | Nos |  | 100A TPN A4 OESA/OS BS-type switch disconnector fuse ABB OESA100G1N |  | 0 | 0 | 1 | 1 | 1 | 0.0 | 0.0 | 0.0 | 0 |  |  | 0.0 | Electrical Components | 100A TPN A4 OESA/OS BS-type switch disconnector fuse ABB OESA100G1N | 0 | 31-12-2099 | Material Transfer |  | 0.0 |  | 0 | 0 |  | 0 | 0 | 0 | 0 |  | 0 | Item Attribute | 1 | Nos | 0.0 | 0.0 | 0 | 0.0 | 0 | ABB | OESA100G1N | India |  |  | 0 | 0.0 |  | 0 | 0 |  | 0 | 0 | 0 | 0 |  |  | 0 | 0 | 0 |  | 0 | [5 empty] | 0 |  |  | 0 | [13 empty] | Nos | 1.0 | [10 empty] | Ringlus Electro Controls & Automation PVT LTD | [18 empty] | CGST - RNG | 9.0
[120 empty] | SGST - RNG | 9.0
| 125A TPN A4 OESA/OS BS-type switch disconnector fuse ABB OESA125G1N | 125A TPN A4 OESA/OS BS-type switch disconnector fuse ABB OESA125G1N | ABBSFU | Nos |  | 125A TPN A4 OESA/OS BS-type switch disconnector fuse ABB OESA125G1N |  | 0 | 0 | 1 | 1 | 1 | 0.0 | 0.0 | 0.0 | 0 |  |  | 0.0 | Electrical Components | 125A TPN A4 OESA/OS BS-type switch disconnector fuse ABB OESA125G1N | 0 | 31-12-2099 | Material Transfer |  | 0.0 |  | 0 | 0 |  | 0 | 0 | 0 | 0 |  | 0 | Item Attribute | 1 | Nos | 0.0 | 0.0 | 0 | 0.0 | 0 | ABB | OESA125G1N | India |  |  | 0 | 0.0 |  | 0 | 0 |  | 0 | 0 | 0 | 0 |  |  | 0 | 0 | 0 |  | 0 | [5 empty] | 0 |  |  | 0 | [13 empty] | Nos | 1.0 | [10 empty] | Ringlus Electro Controls & Automation PVT LTD | [18 empty] | CGST - RNG | 9.0
[120 empty] | SGST - RNG | 9.0
| 160A TPN B2 OESA/OS BS-type switch disconnector fuse ABB OESA160G1N | 160A TPN B2 OESA/OS BS-type switch disconnector fuse ABB OESA160G1N | ABBSFU | Nos |  | 160A TPN B2 OESA/OS BS-type switch disconnector fuse ABB OESA160G1N |  | 0 | 0 | 1 | 1 | 1 | 0.0 | 0.0 | 0.0 | 0 |  |  | 0.0 | Electrical Components | 160A TPN B2 OESA/OS BS-type switch disconnector fuse ABB OESA160G1N | 0 | 31-12-2099 | Material Transfer |  | 0.0 |  | 0 | 0 |  | 0 | 0 | 0 | 0 |  | 0 | Item Attribute | 1 | Nos | 0.0 | 0.0 | 0 | 0.0 | 0 | ABB | OESA160G1N | India |  |  | 0 | 0.0 |  | 0 | 0 |  | 0 | 0 | 0 | 0 |  |  | 0 | 0 | 0 |  | 0 | [5 empty] | 0 |  |  | 0 | [13 empty] | Nos | 1.0 | [10 empty] | Ringlus Electro Controls & Automation PVT LTD | [18 empty] | CGST - RNG | 9.0
[120 empty] | SGST - RNG | 9.0
| 200A TPN B1-B2 OESA/OS BS-type switch disconnector fuse ABB YN022750R0620 | 200A TPN B1-B2 OESA/OS BS-type switch disconnector fuse ABB YN022750R0620 | ABBSFU | Nos |  | 200A TPN B1-B2 OESA/OS BS-type switch disconnector fuse ABB YN022750R0620 |  | 0 | 0 | 1 | 1 | 1 | 0.0 | 0.0 | 0.0 | 0 |  |  | 0.0 | Electrical Components | 200A TPN B1-B2 OESA/OS BS-type switch disconnector fuse ABB YN022750R0620 | 0 | 31-12-2099 | Material Transfer |  | 0.0 |  | 0 | 0 |  | 0 | 0 | 0 | 0 |  | 0 | Item Attribute | 1 | Nos | 0.0 | 0.0 | 0 | 0.0 | 0 | ABB | YN022750R0620 | India |  |  | 0 | 0.0 |  | 0 | 0 |  | 0 | 0 | 0 | 0 |  |  | 0 | 0 | 0 |  | 0 | [5 empty] | 0 |  |  | 0 | [13 empty] | Nos | 1.0 | [10 empty] | Ringlus Electro Controls & Automation PVT LTD | [18 empty] | CGST - RNG | 9.0
[120 empty] | SGST - RNG | 9.0
| 250A TPN B1-B3 OESA/OS BS-type switch disconnector fuse ABB 1SYN022750R8010 | 250A TPN B1-B3 OESA/OS BS-type switch disconnector fuse ABB 1SYN022750R8010 | ABBSFU | Nos |  | 250A TPN B1-B3 OESA/OS BS-type switch disconnector fuse ABB 1SYN022750R8010 |  | 0 | 0 | 1 | 1 | 1 | 0.0 | 0.0 | 0.0 | 0 |  |  | 0.0 | Electrical Components | 250A TPN B1-B3 OESA/OS BS-type switch disconnector fuse ABB 1SYN022750R8010 | 0 | 31-12-2099 | Material Transfer |  | 0.0 |  | 0 | 0 |  | 0 | 0 | 0 | 0 |  | 0 | Item Attribute | 1 | Nos | 0.0 | 0.0 | 0 | 0.0 | 0 | ABB | 1SYN022750R8010 | India |  |  | 0 | 0.0 |  | 0 | 0 |  | 0 | 0 | 0 | 0 |  |  | 0 | 0 | 0 |  | 0 | [5 empty] | 0 |  |  | 0 | [13 empty] | Nos | 1.0 | [10 empty] | Ringlus Electro Controls & Automation PVT LTD | [18 empty] | CGST - RNG | 9.0
[120 empty] | SGST - RNG | 9.0
| 315A TPN B1-B4 OESA/OS BS-type switch disconnector fuse ABB 1SYN022753R8940 | 315A TPN B1-B4 OESA/OS BS-type switch disconnector fuse ABB 1SYN022753R8940 | ABBSFU | Nos |  | 315A TPN B1-B4 OESA/OS BS-type switch disconnector fuse ABB 1SYN022753R8940 |  | 0 | 0 | 1 | 1 | 1 | 0.0 | 0.0 | 0.0 | 0 |  |  | 0.0 | Electrical Components | 315A TPN B1-B4 OESA/OS BS-type switch disconnector fuse ABB 1SYN022753R8940 | 0 | 31-12-2099 | Material Transfer |  | 0.0 |  | 0 | 0 |  | 0 | 0 | 0 | 0 |  | 0 | Item Attribute | 1 | Nos | 0.0 | 0.0 | 0 | 0.0 | 0 | ABB | 1SYN022753R8940 | India |  |  | 0 | 0.0 |  | 0 | 0 |  | 0 | 0 | 0 | 0 |  |  | 0 | 0 | 0 |  | 0 | [5 empty] | 0 |  |  | 0 | [13 empty] | Nos | 1.0 | [10 empty] | Ringlus Electro Controls & Automation PVT LTD | [18 empty] | CGST - RNG | 9.0
[120 empty] | SGST - RNG | 9.0
| 400A TPN B1-B4 OESA/OS BS-type switch disconnector fuse ABB 1SYN022753R9160 | 400A TPN B1-B4 OESA/OS BS-type switch disconnector fuse ABB 1SYN022753R9160 | ABBSFU | Nos |  | 400A TPN B1-B4 OESA/OS BS-type switch disconnector fuse ABB 1SYN022753R9160 |  | 0 | 0 | 1 | 1 | 1 | 0.0 | 0.0 | 0.0 | 0 |  |  | 0.0 | Electrical Components | 400A TPN B1-B4 OESA/OS BS-type switch disconnector fuse ABB 1SYN022753R9160 | 0 | 31-12-2099 | Material Transfer |  | 0.0 |  | 0 | 0 |  | 0 | 0 | 0 | 0 |  | 0 | Item Attribute | 1 | Nos | 0.0 | 0.0 | 0 | 0.0 | 0 | ABB | 1SYN022753R9160 | India |  |  | 0 | 0.0 |  | 0 | 0 |  | 0 | 0 | 0 | 0 |  |  | 0 | 0 | 0 |  | 0 | [5 empty] | 0 |  |  | 0 | [13 empty] | Nos | 1.0 | [10 empty] | Ringlus Electro Controls & Automation PVT LTD | [18 empty] | CGST - RNG | 9.0
[120 empty] | SGST - RNG | 9.0
| 630A TPN C1-C2 OESA/OS BS-type switch disconnector fuse ABB 1SYN100860R1001 | 630A TPN C1-C2 OESA/OS BS-type switch disconnector fuse ABB 1SYN100860R1001 | ABBSFU | Nos |  | 630A TPN C1-C2 OESA/OS BS-type switch disconnector fuse ABB 1SYN100860R1001 |  | 0 | 0 | 1 | 1 | 1 | 0.0 | 0.0 | 0.0 | 0 |  |  | 0.0 | Electrical Components | 630A TPN C1-C2 OESA/OS BS-type switch disconnector fuse ABB 1SYN100860R1001 | 0 | 31-12-2099 | Material Transfer |  | 0.0 |  | 0 | 0 |  | 0 | 0 | 0 | 0 |  | 0 | Item Attribute | 1 | Nos | 0.0 | 0.0 | 0 | 0.0 | 0 | ABB | 1SYN100860R1001 | India |  |  | 0 | 0.0 |  | 0 | 0 |  | 0 | 0 | 0 | 0 |  |  | 0 | 0 | 0 |  | 0 | [5 empty] | 0 |  |  | 0 | [13 empty] | Nos | 1.0 | [10 empty] | Ringlus Electro Controls & Automation PVT LTD | [18 empty] | CGST - RNG | 9.0
[120 empty] | SGST - RNG | 9.0
| 800A TPN C1-C3 OESA/OS BS-type switch disconnector fuse ABB 1SYN100861R1001 | 800A TPN C1-C3 OESA/OS BS-type switch disconnector fuse ABB 1SYN100861R1001 | ABBSFU | Nos |  | 800A TPN C1-C3 OESA/OS BS-type switch disconnector fuse ABB 1SYN100861R1001 |  | 0 | 0 | 1 | 1 | 1 | 0.0 | 0.0 | 0.0 | 0 |  |  | 0.0 | Electrical Components | 800A TPN C1-C3 OESA/OS BS-type switch disconnector fuse ABB 1SYN100861R1001 | 0 | 31-12-2099 | Material Transfer |  | 0.0 |  | 0 | 0 |  | 0 | 0 | 0 | 0 |  | 0 | Item Attribute | 1 | Nos | 0.0 | 0.0 | 0 | 0.0 | 0 | ABB | 1SYN100861R1001 | India |  |  | 0 | 0.0 |  | 0 | 0 |  | 0 | 0 | 0 | 0 |  |  | 0 | 0 | 0 |  | 0 | [5 empty] | 0 |  |  | 0 | [13 empty] | Nos | 1.0 | [10 empty] | Ringlus Electro Controls & Automation PVT LTD | [18 empty] | CGST - RNG | 9.0
[120 empty] | SGST - RNG | 9.0
| 32A 4P A2 OESA/OS BS-type switch disconnector fuse ABB 1SCA022059R9040 | 32A 4P A2 OESA/OS BS-type switch disconnector fuse ABB 1SCA022059R9040 | ABBSFU | Nos |  | 32A 4P A2 OESA/OS BS-type switch disconnector fuse ABB 1SCA022059R9040 |  | 0 | 0 | 1 | 1 | 1 | 0.0 | 0.0 | 0.0 | 0 |  |  | 0.0 | Electrical Components | 32A 4P A2 OESA/OS BS-type switch disconnector fuse ABB 1SCA022059R9040 | 0 | 31-12-2099 | Material Transfer |  | 0.0 |  | 0 | 0 |  | 0 | 0 | 0 | 0 |  | 0 | Item Attribute | 1 | Nos | 0.0 | 0.0 | 0 | 0.0 | 0 | ABB | 1SCA022059R9040 | India |  |  | 0 | 0.0 |  | 0 | 0 |  | 0 | 0 | 0 | 0 |  |  | 0 | 0 | 0 |  | 0 | [5 empty] | 0 |  |  | 0 | [13 empty] | Nos | 1.0 | [10 empty] | Ringlus Electro Controls & Automation PVT LTD | [18 empty] | CGST - RNG | 9.0
[120 empty] | SGST - RNG | 9.0
| 63A 4P A3 OESA/OS BS-type switch disconnector fuse ABB 1SCA022057R1110 | 63A 4P A3 OESA/OS BS-type switch disconnector fuse ABB 1SCA022057R1110 | ABBSFU | Nos |  | 63A 4P A3 OESA/OS BS-type switch disconnector fuse ABB 1SCA022057R1110 |  | 0 | 0 | 1 | 1 | 1 | 0.0 | 0.0 | 0.0 | 0 |  |  | 0.0 | Electrical Components | 63A 4P A3 OESA/OS BS-type switch disconnector fuse ABB 1SCA022057R1110 | 0 | 31-12-2099 | Material Transfer |  | 0.0 |  | 0 | 0 |  | 0 | 0 | 0 | 0 |  | 0 | Item Attribute | 1 | Nos | 0.0 | 0.0 | 0 | 0.0 | 0 | ABB | 1SCA022057R1110 | India |  |  | 0 | 0.0 |  | 0 | 0 |  | 0 | 0 | 0 | 0 |  |  | 0 | 0 | 0 |  | 0 | [5 empty] | 0 |  |  | 0 | [13 empty] | Nos | 1.0 | [10 empty] | Ringlus Electro Controls & Automation PVT LTD | [18 empty] | CGST - RNG | 9.0
[120 empty] | SGST - RNG | 9.0
| 100A 4P A4 OESA/OS BS-type switch disconnector fuse ABB 1SCA022043R7570 | 100A 4P A4 OESA/OS BS-type switch disconnector fuse ABB 1SCA022043R7570 | ABBSFU | Nos |  | 100A 4P A4 OESA/OS BS-type switch disconnector fuse ABB 1SCA022043R7570 |  | 0 | 0 | 1 | 1 | 1 | 0.0 | 0.0 | 0.0 | 0 |  |  | 0.0 | Electrical Components | 100A 4P A4 OESA/OS BS-type switch disconnector fuse ABB 1SCA022043R7570 | 0 | 31-12-2099 | Material Transfer |  | 0.0 |  | 0 | 0 |  | 0 | 0 | 0 | 0 |  | 0 | Item Attribute | 1 | Nos | 0.0 | 0.0 | 0 | 0.0 | 0 | ABB | 1SCA022043R7570 | India |  |  | 0 | 0.0 |  | 0 | 0 |  | 0 | 0 | 0 | 0 |  |  | 0 | 0 | 0 |  | 0 | [5 empty] | 0 |  |  | 0 | [13 empty] | Nos | 1.0 | [10 empty] | Ringlus Electro Controls & Automation PVT LTD | [18 empty] | CGST - RNG | 9.0
[120 empty] | SGST - RNG | 9.0
| 125A 4P A4 OESA/OS BS-type switch disconnector fuse ABB OESA125G4 | 125A 4P A4 OESA/OS BS-type switch disconnector fuse ABB OESA125G4 | ABBSFU | Nos |  | 125A 4P A4 OESA/OS BS-type switch disconnector fuse ABB OESA125G4 |  | 0 | 0 | 1 | 1 | 1 | 0.0 | 0.0 | 0.0 | 0 |  |  | 0.0 | Electrical Components | 125A 4P A4 OESA/OS BS-type switch disconnector fuse ABB OESA125G4 | 0 | 31-12-2099 | Material Transfer |  | 0.0 |  | 0 | 0 |  | 0 | 0 | 0 | 0 |  | 0 | Item Attribute | 1 | Nos | 0.0 | 0.0 | 0 | 0.0 | 0 | ABB | OESA125G4 | India |  |  | 0 | 0.0 |  | 0 | 0 |  | 0 | 0 | 0 | 0 |  |  | 0 | 0 | 0 |  | 0 | [5 empty] | 0 |  |  | 0 | [13 empty] | Nos | 1.0 | [10 empty] | Ringlus Electro Controls & Automation PVT LTD | [18 empty] | CGST - RNG | 9.0
[120 empty] | SGST - RNG | 9.0
| 160A 4P B2 OESA/OS BS-type switch disconnector fuse ABB 1SCA022080R3690 | 160A 4P B2 OESA/OS BS-type switch disconnector fuse ABB 1SCA022080R3690 | ABBSFU | Nos |  | 160A 4P B2 OESA/OS BS-type switch disconnector fuse ABB 1SCA022080R3690 |  | 0 | 0 | 1 | 1 | 1 | 0.0 | 0.0 | 0.0 | 0 |  |  | 0.0 | Electrical Components | 160A 4P B2 OESA/OS BS-type switch disconnector fuse ABB 1SCA022080R3690 | 0 | 31-12-2099 | Material Transfer |  | 0.0 |  | 0 | 0 |  | 0 | 0 | 0 | 0 |  | 0 | Item Attribute | 1 | Nos | 0.0 | 0.0 | 0 | 0.0 | 0 | ABB | 1SCA022080R3690 | India |  |  | 0 | 0.0 |  | 0 | 0 |  | 0 | 0 | 0 | 0 |  |  | 0 | 0 | 0 |  | 0 | [5 empty] | 0 |  |  | 0 | [13 empty] | Nos | 1.0 | [10 empty] | Ringlus Electro Controls & Automation PVT LTD | [18 empty] | CGST - RNG | 9.0
[120 empty] | SGST - RNG | 9.0
| 200A 4P B1-B2 OESA/OS BS-type switch disconnector fuse ABB 1SYN022709R9410 | 200A 4P B1-B2 OESA/OS BS-type switch disconnector fuse ABB 1SYN022709R9410 | ABBSFU | Nos |  | 200A 4P B1-B2 OESA/OS BS-type switch disconnector fuse ABB 1SYN022709R9410 |  | 0 | 0 | 1 | 1 | 1 | 0.0 | 0.0 | 0.0 | 0 |  |  | 0.0 | Electrical Components | 200A 4P B1-B2 OESA/OS BS-type switch disconnector fuse ABB 1SYN022709R9410 | 0 | 31-12-2099 | Material Transfer |  | 0.0 |  | 0 | 0 |  | 0 | 0 | 0 | 0 |  | 0 | Item Attribute | 1 | Nos | 0.0 | 0.0 | 0 | 0.0 | 0 | ABB | 1SYN022709R9410 | India |  |  | 0 | 0.0 |  | 0 | 0 |  | 0 | 0 | 0 | 0 |  |  | 0 | 0 | 0 |  | 0 | [5 empty] | 0 |  |  | 0 | [13 empty] | Nos | 1.0 | [10 empty] | Ringlus Electro Controls & Automation PVT LTD | [18 empty] | CGST - RNG | 9.0
[120 empty] | SGST - RNG | 9.0
| 250A 4P B1-B3 OESA/OS BS-type switch disconnector fuse ABB 1SYN022750R7800 | 250A 4P B1-B3 OESA/OS BS-type switch disconnector fuse ABB 1SYN022750R7800 | ABBSFU | Nos |  | 250A 4P B1-B3 OESA/OS BS-type switch disconnector fuse ABB 1SYN022750R7800 |  | 0 | 0 | 1 | 1 | 1 | 0.0 | 0.0 | 0.0 | 0 |  |  | 0.0 | Electrical Components | 250A 4P B1-B3 OESA/OS BS-type switch disconnector fuse ABB 1SYN022750R7800 | 0 | 31-12-2099 | Material Transfer |  | 0.0 |  | 0 | 0 |  | 0 | 0 | 0 | 0 |  | 0 | Item Attribute | 1 | Nos | 0.0 | 0.0 | 0 | 0.0 | 0 | ABB | 1SYN022750R7800 | India |  |  | 0 | 0.0 |  | 0 | 0 |  | 0 | 0 | 0 | 0 |  |  | 0 | 0 | 0 |  | 0 | [5 empty] | 0 |  |  | 0 | [13 empty] | Nos | 1.0 | [10 empty] | Ringlus Electro Controls & Automation PVT LTD | [18 empty] | CGST - RNG | 9.0
[120 empty] | SGST - RNG | 9.0
| 315A 4P B1-B4 OESA/OS BS-type switch disconnector fuse ABB 1SYN022719R2710 | 315A 4P B1-B4 OESA/OS BS-type switch disconnector fuse ABB 1SYN022719R2710 | ABBSFU | Nos |  | 315A 4P B1-B4 OESA/OS BS-type switch disconnector fuse ABB 1SYN022719R2710 |  | 0 | 0 | 1 | 1 | 1 | 0.0 | 0.0 | 0.0 | 0 |  |  | 0.0 | Electrical Components | 315A 4P B1-B4 OESA/OS BS-type switch disconnector fuse ABB 1SYN022719R2710 | 0 | 31-12-2099 | Material Transfer |  | 0.0 |  | 0 | 0 |  | 0 | 0 | 0 | 0 |  | 0 | Item Attribute | 1 | Nos | 0.0 | 0.0 | 0 | 0.0 | 0 | ABB | 1SYN022719R2710 | India |  |  | 0 | 0.0 |  | 0 | 0 |  | 0 | 0 | 0 | 0 |  |  | 0 | 0 | 0 |  | 0 | [5 empty] | 0 |  |  | 0 | [13 empty] | Nos | 1.0 | [10 empty] | Ringlus Electro Controls & Automation PVT LTD | [18 empty] | CGST - RNG | 9.0
[120 empty] | SGST - RNG | 9.0
| 400A 4P B1-B4 OESA/OS BS-type switch disconnector fuse ABB 1SYN022719R2890 | 400A 4P B1-B4 OESA/OS BS-type switch disconnector fuse ABB 1SYN022719R2890 | ABBSFU | Nos |  | 400A 4P B1-B4 OESA/OS BS-type switch disconnector fuse ABB 1SYN022719R2890 |  | 0 | 0 | 1 | 1 | 1 | 0.0 | 0.0 | 0.0 | 0 |  |  | 0.0 | Electrical Components | 400A 4P B1-B4 OESA/OS BS-type switch disconnector fuse ABB 1SYN022719R2890 | 0 | 31-12-2099 | Material Transfer |  | 0.0 |  | 0 | 0 |  | 0 | 0 | 0 | 0 |  | 0 | Item Attribute | 1 | Nos | 0.0 | 0.0 | 0 | 0.0 | 0 | ABB | 1SYN022719R2890 | India |  |  | 0 | 0.0 |  | 0 | 0 |  | 0 | 0 | 0 | 0 |  |  | 0 | 0 | 0 |  | 0 | [5 empty] | 0 |  |  | 0 | [13 empty] | Nos | 1.0 | [10 empty] | Ringlus Electro Controls & Automation PVT LTD | [18 empty] | CGST - RNG | 9.0
[120 empty] | SGST - RNG | 9.0
| 630A 4P C1-C2 OESA/OS BS-type switch disconnector fuse ABB 1SYN022825R6230 | 630A 4P C1-C2 OESA/OS BS-type switch disconnector fuse ABB 1SYN022825R6230 | ABBSFU | Nos |  | 630A 4P C1-C2 OESA/OS BS-type switch disconnector fuse ABB 1SYN022825R6230 |  | 0 | 0 | 1 | 1 | 1 | 0.0 | 0.0 | 0.0 | 0 |  |  | 0.0 | Electrical Components | 630A 4P C1-C2 OESA/OS BS-type switch disconnector fuse ABB 1SYN022825R6230 | 0 | 31-12-2099 | Material Transfer |  | 0.0 |  | 0 | 0 |  | 0 | 0 | 0 | 0 |  | 0 | Item Attribute | 1 | Nos | 0.0 | 0.0 | 0 | 0.0 | 0 | ABB | 1SYN022825R6230 | India |  |  | 0 | 0.0 |  | 0 | 0 |  | 0 | 0 | 0 | 0 |  |  | 0 | 0 | 0 |  | 0 | [5 empty] | 0 |  |  | 0 | [13 empty] | Nos | 1.0 | [10 empty] | Ringlus Electro Controls & Automation PVT LTD | [18 empty] | CGST - RNG | 9.0
[120 empty] | SGST - RNG | 9.0
| 800A 4P C1-C3 OESA/OS BS-type switch disconnector fuse ABB 1SYN022825R8010 | 800A 4P C1-C3 OESA/OS BS-type switch disconnector fuse ABB 1SYN022825R8010 | ABBSFU | Nos |  | 800A 4P C1-C3 OESA/OS BS-type switch disconnector fuse ABB 1SYN022825R8010 |  | 0 | 0 | 1 | 1 | 1 | 0.0 | 0.0 | 0.0 | 0 |  |  | 0.0 | Electrical Components | 800A 4P C1-C3 OESA/OS BS-type switch disconnector fuse ABB 1SYN022825R8010 | 0 | 31-12-2099 | Material Transfer |  | 0.0 |  | 0 | 0 |  | 0 | 0 | 0 | 0 |  | 0 | Item Attribute | 1 | Nos | 0.0 | 0.0 | 0 | 0.0 | 0 | ABB | 1SYN022825R8010 | India |  |  | 0 | 0.0 |  | 0 | 0 |  | 0 | 0 | 0 | 0 |  |  | 0 | 0 | 0 |  | 0 | [5 empty] | 0 |  |  | 0 | [13 empty] | Nos | 1.0 | [10 empty] | Ringlus Electro Controls & Automation PVT LTD | [18 empty] | CGST - RNG | 9.0
[120 empty] | SGST - RNG | 9.0
| 160A 2P OT switch disconnectors ABB 1SCA120508R1001 | 160A 2P OT switch disconnectors ABB 1SCA120508R1001 | ABBSFU | Nos |  | 160A 2P OT switch disconnectors ABB 1SCA120508R1001 |  | 0 | 0 | 1 | 1 | 1 | 0.0 | 0.0 | 0.0 | 0 |  |  | 0.0 | Electrical Components | 160A 2P OT switch disconnectors ABB 1SCA120508R1001 | 0 | 31-12-2099 | Material Transfer |  | 0.0 |  | 0 | 0 |  | 0 | 0 | 0 | 0 |  | 0 | Item Attribute | 1 | Nos | 0.0 | 0.0 | 0 | 0.0 | 0 | ABB | 1SCA120508R1001 | India |  |  | 0 | 0.0 |  | 0 | 0 |  | 0 | 0 | 0 | 0 |  |  | 0 | 0 | 0 |  | 0 | [5 empty] | 0 |  |  | 0 | [13 empty] | Nos | 1.0 | [10 empty] | Ringlus Electro Controls & Automation PVT LTD | [18 empty] | CGST - RNG | 9.0
[120 empty] | SGST - RNG | 9.0
| 200A 2P OT switch disconnectors ABB 1SCA022751R1400 | 200A 2P OT switch disconnectors ABB 1SCA022751R1400 | ABBSFU | Nos |  | 200A 2P OT switch disconnectors ABB 1SCA022751R1400 |  | 0 | 0 | 1 | 1 | 1 | 0.0 | 0.0 | 0.0 | 0 |  |  | 0.0 | Electrical Components | 200A 2P OT switch disconnectors ABB 1SCA022751R1400 | 0 | 31-12-2099 | Material Transfer |  | 0.0 |  | 0 | 0 |  | 0 | 0 | 0 | 0 |  | 0 | Item Attribute | 1 | Nos | 0.0 | 0.0 | 0 | 0.0 | 0 | ABB | 1SCA022751R1400 | India |  |  | 0 | 0.0 |  | 0 | 0 |  | 0 | 0 | 0 | 0 |  |  | 0 | 0 | 0 |  | 0 | [5 empty] | 0 |  |  | 0 | [13 empty] | Nos | 1.0 | [10 empty] | Ringlus Electro Controls & Automation PVT LTD | [18 empty] | CGST - RNG | 9.0
[120 empty] | SGST - RNG | 9.0
| 250A 2P OT switch disconnectors ABB 1SCA022735R2500 | 250A 2P OT switch disconnectors ABB 1SCA022735R2500 | ABBSFU | Nos |  | 250A 2P OT switch disconnectors ABB 1SCA022735R2500 |  | 0 | 0 | 1 | 1 | 1 | 0.0 | 0.0 | 0.0 | 0 |  |  | 0.0 | Electrical Components | 250A 2P OT switch disconnectors ABB 1SCA022735R2500 | 0 | 31-12-2099 | Material Transfer |  | 0.0 |  | 0 | 0 |  | 0 | 0 | 0 | 0 |  | 0 | Item Attribute | 1 | Nos | 0.0 | 0.0 | 0 | 0.0 | 0 | ABB | 1SCA022735R2500 | India |  |  | 0 | 0.0 |  | 0 | 0 |  | 0 | 0 | 0 | 0 |  |  | 0 | 0 | 0 |  | 0 | [5 empty] | 0 |  |  | 0 | [13 empty] | Nos | 1.0 | [10 empty] | Ringlus Electro Controls & Automation PVT LTD | [18 empty] | CGST - RNG | 9.0
[120 empty] | SGST - RNG | 9.0
| 315A 2P OT switch disconnectors ABB 1SCA022866R5590 | 315A 2P OT switch disconnectors ABB 1SCA022866R5590 | ABBSFU | Nos |  | 315A 2P OT switch disconnectors ABB 1SCA022866R5590 |  | 0 | 0 | 1 | 1 | 1 | 0.0 | 0.0 | 0.0 | 0 |  |  | 0.0 | Electrical Components | 315A 2P OT switch disconnectors ABB 1SCA022866R5590 | 0 | 31-12-2099 | Material Transfer |  | 0.0 |  | 0 | 0 |  | 0 | 0 | 0 | 0 |  | 0 | Item Attribute | 1 | Nos | 0.0 | 0.0 | 0 | 0.0 | 0 | ABB | 1SCA022866R5590 | India |  |  | 0 | 0.0 |  | 0 | 0 |  | 0 | 0 | 0 | 0 |  |  | 0 | 0 | 0 |  | 0 | [5 empty] | 0 |  |  | 0 | [13 empty] | Nos | 1.0 | [10 empty] | Ringlus Electro Controls & Automation PVT LTD | [18 empty] | CGST - RNG | 9.0
[120 empty] | SGST - RNG | 9.0
| 400A 2P OT switch disconnectors ABB 1SCA022741R7210 | 400A 2P OT switch disconnectors ABB 1SCA022741R7210 | ABBSFU | Nos |  | 400A 2P OT switch disconnectors ABB 1SCA022741R7210 |  | 0 | 0 | 1 | 1 | 1 | 0.0 | 0.0 | 0.0 | 0 |  |  | 0.0 | Electrical Components | 400A 2P OT switch disconnectors ABB 1SCA022741R7210 | 0 | 31-12-2099 | Material Transfer |  | 0.0 |  | 0 | 0 |  | 0 | 0 | 0 | 0 |  | 0 | Item Attribute | 1 | Nos | 0.0 | 0.0 | 0 | 0.0 | 0 | ABB | 1SCA022741R7210 | India |  |  | 0 | 0.0 |  | 0 | 0 |  | 0 | 0 | 0 | 0 |  |  | 0 | 0 | 0 |  | 0 | [5 empty] | 0 |  |  | 0 | [13 empty] | Nos | 1.0 | [10 empty] | Ringlus Electro Controls & Automation PVT LTD | [18 empty] | CGST - RNG | 9.0
[120 empty] | SGST - RNG | 9.0
| 630A 2P OT switch disconnectors ABB 1SCA022866R5670 | 630A 2P OT switch disconnectors ABB 1SCA022866R5670 | ABBSFU | Nos |  | 630A 2P OT switch disconnectors ABB 1SCA022866R5670 |  | 0 | 0 | 1 | 1 | 1 | 0.0 | 0.0 | 0.0 | 0 |  |  | 0.0 | Electrical Components | 630A 2P OT switch disconnectors ABB 1SCA022866R5670 | 0 | 31-12-2099 | Material Transfer |  | 0.0 |  | 0 | 0 |  | 0 | 0 | 0 | 0 |  | 0 | Item Attribute | 1 | Nos | 0.0 | 0.0 | 0 | 0.0 | 0 | ABB | 1SCA022866R5670 | India |  |  | 0 | 0.0 |  | 0 | 0 |  | 0 | 0 | 0 | 0 |  |  | 0 | 0 | 0 |  | 0 | [5 empty] | 0 |  |  | 0 | [13 empty] | Nos | 1.0 | [10 empty] | Ringlus Electro Controls & Automation PVT LTD | [18 empty] | CGST - RNG | 9.0
[120 empty] | SGST - RNG | 9.0
| 800A 2P OT switch disconnectors ABB 1SCA022835R4830 | 800A 2P OT switch disconnectors ABB 1SCA022835R4830 | ABBSFU | Nos |  | 800A 2P OT switch disconnectors ABB 1SCA022835R4830 |  | 0 | 0 | 1 | 1 | 1 | 0.0 | 0.0 | 0.0 | 0 |  |  | 0.0 | Electrical Components | 800A 2P OT switch disconnectors ABB 1SCA022835R4830 | 0 | 31-12-2099 | Material Transfer |  | 0.0 |  | 0 | 0 |  | 0 | 0 | 0 | 0 |  | 0 | Item Attribute | 1 | Nos | 0.0 | 0.0 | 0 | 0.0 | 0 | ABB | 1SCA022835R4830 | India |  |  | 0 | 0.0 |  | 0 | 0 |  | 0 | 0 | 0 | 0 |  |  | 0 | 0 | 0 |  | 0 | [5 empty] | 0 |  |  | 0 | [13 empty] | Nos | 1.0 | [10 empty] | Ringlus Electro Controls & Automation PVT LTD | [18 empty] | CGST - RNG | 9.0
[120 empty] | SGST - RNG | 9.0
| 1000A 2P OT switch disconnectors ABB 1SCA105795R1001 | 1000A 2P OT switch disconnectors ABB 1SCA105795R1001 | ABBSFU | Nos |  | 1000A 2P OT switch disconnectors ABB 1SCA105795R1001 |  | 0 | 0 | 1 | 1 | 1 | 0.0 | 0.0 | 0.0 | 0 |  |  | 0.0 | Electrical Components | 1000A 2P OT switch disconnectors ABB 1SCA105795R1001 | 0 | 31-12-2099 | Material Transfer |  | 0.0 |  | 0 | 0 |  | 0 | 0 | 0 | 0 |  | 0 | Item Attribute | 1 | Nos | 0.0 | 0.0 | 0 | 0.0 | 0 | ABB | 1SCA105795R1001 | India |  |  | 0 | 0.0 |  | 0 | 0 |  | 0 | 0 | 0 | 0 |  |  | 0 | 0 | 0 |  | 0 | [5 empty] | 0 |  |  | 0 | [13 empty] | Nos | 1.0 | [10 empty] | Ringlus Electro Controls & Automation PVT LTD | [18 empty] | CGST - RNG | 9.0
[120 empty] | SGST - RNG | 9.0
| 1250A 2P OT switch disconnectors ABB 1SCA106136R1001 | 1250A 2P OT switch disconnectors ABB 1SCA106136R1001 | ABBSFU | Nos |  | 1250A 2P OT switch disconnectors ABB 1SCA106136R1001 |  | 0 | 0 | 1 | 1 | 1 | 0.0 | 0.0 | 0.0 | 0 |  |  | 0.0 | Electrical Components | 1250A 2P OT switch disconnectors ABB 1SCA106136R1001 | 0 | 31-12-2099 | Material Transfer |  | 0.0 |  | 0 | 0 |  | 0 | 0 | 0 | 0 |  | 0 | Item Attribute | 1 | Nos | 0.0 | 0.0 | 0 | 0.0 | 0 | ABB | 1SCA106136R1001 | India |  |  | 0 | 0.0 |  | 0 | 0 |  | 0 | 0 | 0 | 0 |  |  | 0 | 0 | 0 |  | 0 | [5 empty] | 0 |  |  | 0 | [13 empty] | Nos | 1.0 | [10 empty] | Ringlus Electro Controls & Automation PVT LTD | [18 empty] | CGST - RNG | 9.0
[120 empty] | SGST - RNG | 9.0
| 1600A 2P OT switch disconnectors ABB 1SCA106142R1001 | 1600A 2P OT switch disconnectors ABB 1SCA106142R1001 | ABBSFU | Nos |  | 1600A 2P OT switch disconnectors ABB 1SCA106142R1001 |  | 0 | 0 | 1 | 1 | 1 | 0.0 | 0.0 | 0.0 | 0 |  |  | 0.0 | Electrical Components | 1600A 2P OT switch disconnectors ABB 1SCA106142R1001 | 0 | 31-12-2099 | Material Transfer |  | 0.0 |  | 0 | 0 |  | 0 | 0 | 0 | 0 |  | 0 | Item Attribute | 1 | Nos | 0.0 | 0.0 | 0 | 0.0 | 0 | ABB | 1SCA106142R1001 | India |  |  | 0 | 0.0 |  | 0 | 0 |  | 0 | 0 | 0 | 0 |  |  | 0 | 0 | 0 |  | 0 | [5 empty] | 0 |  |  | 0 | [13 empty] | Nos | 1.0 | [10 empty] | Ringlus Electro Controls & Automation PVT LTD | [18 empty] | CGST - RNG | 9.0
[120 empty] | SGST - RNG | 9.0
| 2000A 2P OT switch disconnectors ABB 1SCA120025R1001 | 2000A 2P OT switch disconnectors ABB 1SCA120025R1001 | ABBSFU | Nos |  | 2000A 2P OT switch disconnectors ABB 1SCA120025R1001 |  | 0 | 0 | 1 | 1 | 1 | 0.0 | 0.0 | 0.0 | 0 |  |  | 0.0 | Electrical Components | 2000A 2P OT switch disconnectors ABB 1SCA120025R1001 | 0 | 31-12-2099 | Material Transfer |  | 0.0 |  | 0 | 0 |  | 0 | 0 | 0 | 0 |  | 0 | Item Attribute | 1 | Nos | 0.0 | 0.0 | 0 | 0.0 | 0 | ABB | 1SCA120025R1001 | India |  |  | 0 | 0.0 |  | 0 | 0 |  | 0 | 0 | 0 | 0 |  |  | 0 | 0 | 0 |  | 0 | [5 empty] | 0 |  |  | 0 | [13 empty] | Nos | 1.0 | [10 empty] | Ringlus Electro Controls & Automation PVT LTD | [18 empty] | CGST - RNG | 9.0
[120 empty] | SGST - RNG | 9.0
| 2500A 2P OT switch disconnectors ABB 1SCA113956R1001 | 2500A 2P OT switch disconnectors ABB 1SCA113956R1001 | ABBSFU | Nos |  | 2500A 2P OT switch disconnectors ABB 1SCA113956R1001 |  | 0 | 0 | 1 | 1 | 1 | 0.0 | 0.0 | 0.0 | 0 |  |  | 0.0 | Electrical Components | 2500A 2P OT switch disconnectors ABB 1SCA113956R1001 | 0 | 31-12-2099 | Material Transfer |  | 0.0 |  | 0 | 0 |  | 0 | 0 | 0 | 0 |  | 0 | Item Attribute | 1 | Nos | 0.0 | 0.0 | 0 | 0.0 | 0 | ABB | 1SCA113956R1001 | India |  |  | 0 | 0.0 |  | 0 | 0 |  | 0 | 0 | 0 | 0 |  |  | 0 | 0 | 0 |  | 0 | [5 empty] | 0 |  |  | 0 | [13 empty] | Nos | 1.0 | [10 empty] | Ringlus Electro Controls & Automation PVT LTD | [18 empty] | CGST - RNG | 9.0
[120 empty] | SGST - RNG | 9.0
| 3200A 2P OT switch disconnectors ABB 1SCA128581R1001 | 3200A 2P OT switch disconnectors ABB 1SCA128581R1001 | ABBSFU | Nos |  | 3200A 2P OT switch disconnectors ABB 1SCA128581R1001 |  | 0 | 0 | 1 | 1 | 1 | 0.0 | 0.0 | 0.0 | 0 |  |  | 0.0 | Electrical Components | 3200A 2P OT switch disconnectors ABB 1SCA128581R1001 | 0 | 31-12-2099 | Material Transfer |  | 0.0 |  | 0 | 0 |  | 0 | 0 | 0 | 0 |  | 0 | Item Attribute | 1 | Nos | 0.0 | 0.0 | 0 | 0.0 | 0 | ABB | 1SCA128581R1001 | India |  |  | 0 | 0.0 |  | 0 | 0 |  | 0 | 0 | 0 | 0 |  |  | 0 | 0 | 0 |  | 0 | [5 empty] | 0 |  |  | 0 | [13 empty] | Nos | 1.0 | [10 empty] | Ringlus Electro Controls & Automation PVT LTD | [18 empty] | CGST - RNG | 9.0
[120 empty] | SGST - RNG | 9.0
| 4000A 2P OT switch disconnectors ABB 1SCA128595R1001 | 4000A 2P OT switch disconnectors ABB 1SCA128595R1001 | ABBSFU | Nos |  | 4000A 2P OT switch disconnectors ABB 1SCA128595R1001 |  | 0 | 0 | 1 | 1 | 1 | 0.0 | 0.0 | 0.0 | 0 |  |  | 0.0 | Electrical Components | 4000A 2P OT switch disconnectors ABB 1SCA128595R1001 | 0 | 31-12-2099 | Material Transfer |  | 0.0 |  | 0 | 0 |  | 0 | 0 | 0 | 0 |  | 0 | Item Attribute | 1 | Nos | 0.0 | 0.0 | 0 | 0.0 | 0 | ABB | 1SCA128595R1001 | India |  |  | 0 | 0.0 |  | 0 | 0 |  | 0 | 0 | 0 | 0 |  |  | 0 | 0 | 0 |  | 0 | [5 empty] | 0 |  |  | 0 | [13 empty] | Nos | 1.0 | [10 empty] | Ringlus Electro Controls & Automation PVT LTD | [18 empty] | CGST - RNG | 9.0
[120 empty] | SGST - RNG | 9.0
| 16A 3P OT switch disconnectors ABB 1SYN104811R1001 | 16A 3P OT switch disconnectors ABB 1SYN104811R1001 | ABBSFU | Nos |  | 16A 3P OT switch disconnectors ABB 1SYN104811R1001 |  | 0 | 0 | 1 | 1 | 1 | 0.0 | 0.0 | 0.0 | 0 |  |  | 0.0 | Electrical Components | 16A 3P OT switch disconnectors ABB 1SYN104811R1001 | 0 | 31-12-2099 | Material Transfer |  | 0.0 |  | 0 | 0 |  | 0 | 0 | 0 | 0 |  | 0 | Item Attribute | 1 | Nos | 0.0 | 0.0 | 0 | 0.0 | 0 | ABB | 1SYN104811R1001 | India |  |  | 0 | 0.0 |  | 0 | 0 |  | 0 | 0 | 0 | 0 |  |  | 0 | 0 | 0 |  | 0 | [5 empty] | 0 |  |  | 0 | [13 empty] | Nos | 1.0 | [10 empty] | Ringlus Electro Controls & Automation PVT LTD | [18 empty] | CGST - RNG | 9.0
[120 empty] | SGST - RNG | 9.0
| 25A 3P OT switch disconnectors ABB 1SYN104857R1001 | 25A 3P OT switch disconnectors ABB 1SYN104857R1001 | ABBSFU | Nos |  | 25A 3P OT switch disconnectors ABB 1SYN104857R1001 |  | 0 | 0 | 1 | 1 | 1 | 0.0 | 0.0 | 0.0 | 0 |  |  | 0.0 | Electrical Components | 25A 3P OT switch disconnectors ABB 1SYN104857R1001 | 0 | 31-12-2099 | Material Transfer |  | 0.0 |  | 0 | 0 |  | 0 | 0 | 0 | 0 |  | 0 | Item Attribute | 1 | Nos | 0.0 | 0.0 | 0 | 0.0 | 0 | ABB | 1SYN104857R1001 | India |  |  | 0 | 0.0 |  | 0 | 0 |  | 0 | 0 | 0 | 0 |  |  | 0 | 0 | 0 |  | 0 | [5 empty] | 0 |  |  | 0 | [13 empty] | Nos | 1.0 | [10 empty] | Ringlus Electro Controls & Automation PVT LTD | [18 empty] | CGST - RNG | 9.0
[120 empty] | SGST - RNG | 9.0
| 40A 3P OT switch disconnectors ABB 1SYN104902R1001 | 40A 3P OT switch disconnectors ABB 1SYN104902R1001 | ABBSFU | Nos |  | 40A 3P OT switch disconnectors ABB 1SYN104902R1001 |  | 0 | 0 | 1 | 1 | 1 | 0.0 | 0.0 | 0.0 | 0 |  |  | 0.0 | Electrical Components | 40A 3P OT switch disconnectors ABB 1SYN104902R1001 | 0 | 31-12-2099 | Material Transfer |  | 0.0 |  | 0 | 0 |  | 0 | 0 | 0 | 0 |  | 0 | Item Attribute | 1 | Nos | 0.0 | 0.0 | 0 | 0.0 | 0 | ABB | 1SYN104902R1001 | India |  |  | 0 | 0.0 |  | 0 | 0 |  | 0 | 0 | 0 | 0 |  |  | 0 | 0 | 0 |  | 0 | [5 empty] | 0 |  |  | 0 | [13 empty] | Nos | 1.0 | [10 empty] | Ringlus Electro Controls & Automation PVT LTD | [18 empty] | CGST - RNG | 9.0
[120 empty] | SGST - RNG | 9.0
| 63A 3P OT switch disconnectors ABB 1SYN105332R1001 | 63A 3P OT switch disconnectors ABB 1SYN105332R1001 | ABBSFU | Nos |  | 63A 3P OT switch disconnectors ABB 1SYN105332R1001 |  | 0 | 0 | 1 | 1 | 1 | 0.0 | 0.0 | 0.0 | 0 |  |  | 0.0 | Electrical Components | 63A 3P OT switch disconnectors ABB 1SYN105332R1001 | 0 | 31-12-2099 | Material Transfer |  | 0.0 |  | 0 | 0 |  | 0 | 0 | 0 | 0 |  | 0 | Item Attribute | 1 | Nos | 0.0 | 0.0 | 0 | 0.0 | 0 | ABB | 1SYN105332R1001 | India |  |  | 0 | 0.0 |  | 0 | 0 |  | 0 | 0 | 0 | 0 |  |  | 0 | 0 | 0 |  | 0 | [5 empty] | 0 |  |  | 0 | [13 empty] | Nos | 1.0 | [10 empty] | Ringlus Electro Controls & Automation PVT LTD | [18 empty] | CGST - RNG | 9.0
[120 empty] | SGST - RNG | 9.0
| 80A 3P OT switch disconnectors ABB 1SYN105798R1001 | 80A 3P OT switch disconnectors ABB 1SYN105798R1001 | ABBSFU | Nos |  | 80A 3P OT switch disconnectors ABB 1SYN105798R1001 |  | 0 | 0 | 1 | 1 | 1 | 0.0 | 0.0 | 0.0 | 0 |  |  | 0.0 | Electrical Components | 80A 3P OT switch disconnectors ABB 1SYN105798R1001 | 0 | 31-12-2099 | Material Transfer |  | 0.0 |  | 0 | 0 |  | 0 | 0 | 0 | 0 |  | 0 | Item Attribute | 1 | Nos | 0.0 | 0.0 | 0 | 0.0 | 0 | ABB | 1SYN105798R1001 | India |  |  | 0 | 0.0 |  | 0 | 0 |  | 0 | 0 | 0 | 0 |  |  | 0 | 0 | 0 |  | 0 | [5 empty] | 0 |  |  | 0 | [13 empty] | Nos | 1.0 | [10 empty] | Ringlus Electro Controls & Automation PVT LTD | [18 empty] | CGST - RNG | 9.0
[120 empty] | SGST - RNG | 9.0
| 100A 3P OT switch disconnectors ABB 1SYN105004R1001 | 100A 3P OT switch disconnectors ABB 1SYN105004R1001 | ABBSFU | Nos |  | 100A 3P OT switch disconnectors ABB 1SYN105004R1001 |  | 0 | 0 | 1 | 1 | 1 | 0.0 | 0.0 | 0.0 | 0 |  |  | 0.0 | Electrical Components | 100A 3P OT switch disconnectors ABB 1SYN105004R1001 | 0 | 31-12-2099 | Material Transfer |  | 0.0 |  | 0 | 0 |  | 0 | 0 | 0 | 0 |  | 0 | Item Attribute | 1 | Nos | 0.0 | 0.0 | 0 | 0.0 | 0 | ABB | 1SYN105004R1001 | India |  |  | 0 | 0.0 |  | 0 | 0 |  | 0 | 0 | 0 | 0 |  |  | 0 | 0 | 0 |  | 0 | [5 empty] | 0 |  |  | 0 | [13 empty] | Nos | 1.0 | [10 empty] | Ringlus Electro Controls & Automation PVT LTD | [18 empty] | CGST - RNG | 9.0
[120 empty] | SGST - RNG | 9.0
| 125A 3P OT switch disconnectors ABB 1SYN105033R1001 | 125A 3P OT switch disconnectors ABB 1SYN105033R1001 | ABBSFU | Nos |  | 125A 3P OT switch disconnectors ABB 1SYN105033R1001 |  | 0 | 0 | 1 | 1 | 1 | 0.0 | 0.0 | 0.0 | 0 |  |  | 0.0 | Electrical Components | 125A 3P OT switch disconnectors ABB 1SYN105033R1001 | 0 | 31-12-2099 | Material Transfer |  | 0.0 |  | 0 | 0 |  | 0 | 0 | 0 | 0 |  | 0 | Item Attribute | 1 | Nos | 0.0 | 0.0 | 0 | 0.0 | 0 | ABB | 1SYN105033R1001 | India |  |  | 0 | 0.0 |  | 0 | 0 |  | 0 | 0 | 0 | 0 |  |  | 0 | 0 | 0 |  | 0 | [5 empty] | 0 |  |  | 0 | [13 empty] | Nos | 1.0 | [10 empty] | Ringlus Electro Controls & Automation PVT LTD | [18 empty] | CGST - RNG | 9.0
[120 empty] | SGST - RNG | 9.0
| 160A 3P OT switch disconnectors ABB 1SCA135139R1001 | 160A 3P OT switch disconnectors ABB 1SCA135139R1001 | ABBSFU | Nos |  | 160A 3P OT switch disconnectors ABB 1SCA135139R1001 |  | 0 | 0 | 1 | 1 | 1 | 0.0 | 0.0 | 0.0 | 0 |  |  | 0.0 | Electrical Components | 160A 3P OT switch disconnectors ABB 1SCA135139R1001 | 0 | 31-12-2099 | Material Transfer |  | 0.0 |  | 0 | 0 |  | 0 | 0 | 0 | 0 |  | 0 | Item Attribute | 1 | Nos | 0.0 | 0.0 | 0 | 0.0 | 0 | ABB | 1SCA135139R1001 | India |  |  | 0 | 0.0 |  | 0 | 0 |  | 0 | 0 | 0 | 0 |  |  | 0 | 0 | 0 |  | 0 | [5 empty] | 0 |  |  | 0 | [13 empty] | Nos | 1.0 | [10 empty] | Ringlus Electro Controls & Automation PVT LTD | [18 empty] | CGST - RNG | 9.0
[120 empty] | SGST - RNG | 9.0
| 16A 4P OT switch disconnectors ABB 1SYN104829R1001 | 16A 4P OT switch disconnectors ABB 1SYN104829R1001 | ABBSFU | Nos |  | 16A 4P OT switch disconnectors ABB 1SYN104829R1001 |  | 0 | 0 | 1 | 1 | 1 | 0.0 | 0.0 | 0.0 | 0 |  |  | 0.0 | Electrical Components | 16A 4P OT switch disconnectors ABB 1SYN104829R1001 | 0 | 31-12-2099 | Material Transfer |  | 0.0 |  | 0 | 0 |  | 0 | 0 | 0 | 0 |  | 0 | Item Attribute | 1 | Nos | 0.0 | 0.0 | 0 | 0.0 | 0 | ABB | 1SYN104829R1001 | India |  |  | 0 | 0.0 |  | 0 | 0 |  | 0 | 0 | 0 | 0 |  |  | 0 | 0 | 0 |  | 0 | [5 empty] | 0 |  |  | 0 | [13 empty] | Nos | 1.0 | [10 empty] | Ringlus Electro Controls & Automation PVT LTD | [18 empty] | CGST - RNG | 9.0
[120 empty] | SGST - RNG | 9.0
| 25A 4P OT switch disconnectors ABB 1SYN104886R1001 | 25A 4P OT switch disconnectors ABB 1SYN104886R1001 | ABBSFU | Nos |  | 25A 4P OT switch disconnectors ABB 1SYN104886R1001 |  | 0 | 0 | 1 | 1 | 1 | 0.0 | 0.0 | 0.0 | 0 |  |  | 0.0 | Electrical Components | 25A 4P OT switch disconnectors ABB 1SYN104886R1001 | 0 | 31-12-2099 | Material Transfer |  | 0.0 |  | 0 | 0 |  | 0 | 0 | 0 | 0 |  | 0 | Item Attribute | 1 | Nos | 0.0 | 0.0 | 0 | 0.0 | 0 | ABB | 1SYN104886R1001 | India |  |  | 0 | 0.0 |  | 0 | 0 |  | 0 | 0 | 0 | 0 |  |  | 0 | 0 | 0 |  | 0 | [5 empty] | 0 |  |  | 0 | [13 empty] | Nos | 1.0 | [10 empty] | Ringlus Electro Controls & Automation PVT LTD | [18 empty] | CGST - RNG | 9.0
[120 empty] | SGST - RNG | 9.0
| 40A 4P OT switch disconnectors ABB 1SYN104932R1001 | 40A 4P OT switch disconnectors ABB 1SYN104932R1001 | ABBSFU | Nos |  | 40A 4P OT switch disconnectors ABB 1SYN104932R1001 |  | 0 | 0 | 1 | 1 | 1 | 0.0 | 0.0 | 0.0 | 0 |  |  | 0.0 | Electrical Components | 40A 4P OT switch disconnectors ABB 1SYN104932R1001 | 0 | 31-12-2099 | Material Transfer |  | 0.0 |  | 0 | 0 |  | 0 | 0 | 0 | 0 |  | 0 | Item Attribute | 1 | Nos | 0.0 | 0.0 | 0 | 0.0 | 0 | ABB | 1SYN104932R1001 | India |  |  | 0 | 0.0 |  | 0 | 0 |  | 0 | 0 | 0 | 0 |  |  | 0 | 0 | 0 |  | 0 | [5 empty] | 0 |  |  | 0 | [13 empty] | Nos | 1.0 | [10 empty] | Ringlus Electro Controls & Automation PVT LTD | [18 empty] | CGST - RNG | 9.0
[120 empty] | SGST - RNG | 9.0
| 63A 4P OT switch disconnectors ABB 1SYN105365R1001 | 63A 4P OT switch disconnectors ABB 1SYN105365R1001 | ABBSFU | Nos |  | 63A 4P OT switch disconnectors ABB 1SYN105365R1001 |  | 0 | 0 | 1 | 1 | 1 | 0.0 | 0.0 | 0.0 | 0 |  |  | 0.0 | Electrical Components | 63A 4P OT switch disconnectors ABB 1SYN105365R1001 | 0 | 31-12-2099 | Material Transfer |  | 0.0 |  | 0 | 0 |  | 0 | 0 | 0 | 0 |  | 0 | Item Attribute | 1 | Nos | 0.0 | 0.0 | 0 | 0.0 | 0 | ABB | 1SYN105365R1001 | India |  |  | 0 | 0.0 |  | 0 | 0 |  | 0 | 0 | 0 | 0 |  |  | 0 | 0 | 0 |  | 0 | [5 empty] | 0 |  |  | 0 | [13 empty] | Nos | 1.0 | [10 empty] | Ringlus Electro Controls & Automation PVT LTD | [18 empty] | CGST - RNG | 9.0
[120 empty] | SGST - RNG | 9.0
| 80A 4P OT switch disconnectors ABB 1SYN105413R1001 | 80A 4P OT switch disconnectors ABB 1SYN105413R1001 | ABBSFU | Nos |  | 80A 4P OT switch disconnectors ABB 1SYN105413R1001 |  | 0 | 0 | 1 | 1 | 1 | 0.0 | 0.0 | 0.0 | 0 |  |  | 0.0 | Electrical Components | 80A 4P OT switch disconnectors ABB 1SYN105413R1001 | 0 | 31-12-2099 | Material Transfer |  | 0.0 |  | 0 | 0 |  | 0 | 0 | 0 | 0 |  | 0 | Item Attribute | 1 | Nos | 0.0 | 0.0 | 0 | 0.0 | 0 | ABB | 1SYN105413R1001 | India |  |  | 0 | 0.0 |  | 0 | 0 |  | 0 | 0 | 0 | 0 |  |  | 0 | 0 | 0 |  | 0 | [5 empty] | 0 |  |  | 0 | [13 empty] | Nos | 1.0 | [10 empty] | Ringlus Electro Controls & Automation PVT LTD | [18 empty] | CGST - RNG | 9.0
[120 empty] | SGST - RNG | 9.0
| 100A 4P OT switch disconnectors ABB 1SYN105018R1001 | 100A 4P OT switch disconnectors ABB 1SYN105018R1001 | ABBSFU | Nos |  | 100A 4P OT switch disconnectors ABB 1SYN105018R1001 |  | 0 | 0 | 1 | 1 | 1 | 0.0 | 0.0 | 0.0 | 0 |  |  | 0.0 | Electrical Components | 100A 4P OT switch disconnectors ABB 1SYN105018R1001 | 0 | 31-12-2099 | Material Transfer |  | 0.0 |  | 0 | 0 |  | 0 | 0 | 0 | 0 |  | 0 | Item Attribute | 1 | Nos | 0.0 | 0.0 | 0 | 0.0 | 0 | ABB | 1SYN105018R1001 | India |  |  | 0 | 0.0 |  | 0 | 0 |  | 0 | 0 | 0 | 0 |  |  | 0 | 0 | 0 |  | 0 | [5 empty] | 0 |  |  | 0 | [13 empty] | Nos | 1.0 | [10 empty] | Ringlus Electro Controls & Automation PVT LTD | [18 empty] | CGST - RNG | 9.0
[120 empty] | SGST - RNG | 9.0
| 125A 4P OT switch disconnectors ABB 1SYN105051R1001 | 125A 4P OT switch disconnectors ABB 1SYN105051R1001 | ABBSFU | Nos |  | 125A 4P OT switch disconnectors ABB 1SYN105051R1001 |  | 0 | 0 | 1 | 1 | 1 | 0.0 | 0.0 | 0.0 | 0 |  |  | 0.0 | Electrical Components | 125A 4P OT switch disconnectors ABB 1SYN105051R1001 | 0 | 31-12-2099 | Material Transfer |  | 0.0 |  | 0 | 0 |  | 0 | 0 | 0 | 0 |  | 0 | Item Attribute | 1 | Nos | 0.0 | 0.0 | 0 | 0.0 | 0 | ABB | 1SYN105051R1001 | India |  |  | 0 | 0.0 |  | 0 | 0 |  | 0 | 0 | 0 | 0 |  |  | 0 | 0 | 0 |  | 0 | [5 empty] | 0 |  |  | 0 | [13 empty] | Nos | 1.0 | [10 empty] | Ringlus Electro Controls & Automation PVT LTD | [18 empty] | CGST - RNG | 9.0
[120 empty] | SGST - RNG | 9.0
| 160A 4P OT switch disconnectors ABB 1SCA135140R1001 | 160A 4P OT switch disconnectors ABB 1SCA135140R1001 | ABBSFU | Nos |  | 160A 4P OT switch disconnectors ABB 1SCA135140R1001 |  | 0 | 0 | 1 | 1 | 1 | 0.0 | 0.0 | 0.0 | 0 |  |  | 0.0 | Electrical Components | 160A 4P OT switch disconnectors ABB 1SCA135140R1001 | 0 | 31-12-2099 | Material Transfer |  | 0.0 |  | 0 | 0 |  | 0 | 0 | 0 | 0 |  | 0 | Item Attribute | 1 | Nos | 0.0 | 0.0 | 0 | 0.0 | 0 | ABB | 1SCA135140R1001 | India |  |  | 0 | 0.0 |  | 0 | 0 |  | 0 | 0 | 0 | 0 |  |  | 0 | 0 | 0 |  | 0 | [5 empty] | 0 |  |  | 0 | [13 empty] | Nos | 1.0 | [10 empty] | Ringlus Electro Controls & Automation PVT LTD | [18 empty] | CGST - RNG | 9.0
[120 empty] | SGST - RNG | 9.0
| 160A 3P OT switch disconnectors ABB 1SCA12051R1001 | 160A 3P OT switch disconnectors ABB 1SCA12051R1001 | ABBSFU | Nos |  | 160A 3P OT switch disconnectors ABB 1SCA12051R1001 |  | 0 | 0 | 1 | 1 | 1 | 0.0 | 0.0 | 0.0 | 0 |  |  | 0.0 | Electrical Components | 160A 3P OT switch disconnectors ABB 1SCA12051R1001 | 0 | 31-12-2099 | Material Transfer |  | 0.0 |  | 0 | 0 |  | 0 | 0 | 0 | 0 |  | 0 | Item Attribute | 1 | Nos | 0.0 | 0.0 | 0 | 0.0 | 0 | ABB | 1SCA12051R1001 | India |  |  | 0 | 0.0 |  | 0 | 0 |  | 0 | 0 | 0 | 0 |  |  | 0 | 0 | 0 |  | 0 | [5 empty] | 0 |  |  | 0 | [13 empty] | Nos | 1.0 | [10 empty] | Ringlus Electro Controls & Automation PVT LTD | [18 empty] | CGST - RNG | 9.0
[120 empty] | SGST - RNG | 9.0
| 200A 3P OT switch disconnectors ABB 1SCA022712R0800 | 200A 3P OT switch disconnectors ABB 1SCA022712R0800 | ABBSFU | Nos |  | 200A 3P OT switch disconnectors ABB 1SCA022712R0800 |  | 0 | 0 | 1 | 1 | 1 | 0.0 | 0.0 | 0.0 | 0 |  |  | 0.0 | Electrical Components | 200A 3P OT switch disconnectors ABB 1SCA022712R0800 | 0 | 31-12-2099 | Material Transfer |  | 0.0 |  | 0 | 0 |  | 0 | 0 | 0 | 0 |  | 0 | Item Attribute | 1 | Nos | 0.0 | 0.0 | 0 | 0.0 | 0 | ABB | 1SCA022712R0800 | India |  |  | 0 | 0.0 |  | 0 | 0 |  | 0 | 0 | 0 | 0 |  |  | 0 | 0 | 0 |  | 0 | [5 empty] | 0 |  |  | 0 | [13 empty] | Nos | 1.0 | [10 empty] | Ringlus Electro Controls & Automation PVT LTD | [18 empty] | CGST - RNG | 9.0
[120 empty] | SGST - RNG | 9.0
| 250A 3P OT switch disconnectors ABB 1SCA022710R0100 | 250A 3P OT switch disconnectors ABB 1SCA022710R0100 | ABBSFU | Nos |  | 250A 3P OT switch disconnectors ABB 1SCA022710R0100 |  | 0 | 0 | 1 | 1 | 1 | 0.0 | 0.0 | 0.0 | 0 |  |  | 0.0 | Electrical Components | 250A 3P OT switch disconnectors ABB 1SCA022710R0100 | 0 | 31-12-2099 | Material Transfer |  | 0.0 |  | 0 | 0 |  | 0 | 0 | 0 | 0 |  | 0 | Item Attribute | 1 | Nos | 0.0 | 0.0 | 0 | 0.0 | 0 | ABB | 1SCA022710R0100 | India |  |  | 0 | 0.0 |  | 0 | 0 |  | 0 | 0 | 0 | 0 |  |  | 0 | 0 | 0 |  | 0 | [5 empty] | 0 |  |  | 0 | [13 empty] | Nos | 1.0 | [10 empty] | Ringlus Electro Controls & Automation PVT LTD | [18 empty] | CGST - RNG | 9.0
[120 empty] | SGST - RNG | 9.0
| 315A 3P OT switch disconnectors ABB 1SCA022718R8510 | 315A 3P OT switch disconnectors ABB 1SCA022718R8510 | ABBSFU | Nos |  | 315A 3P OT switch disconnectors ABB 1SCA022718R8510 |  | 0 | 0 | 1 | 1 | 1 | 0.0 | 0.0 | 0.0 | 0 |  |  | 0.0 | Electrical Components | 315A 3P OT switch disconnectors ABB 1SCA022718R8510 | 0 | 31-12-2099 | Material Transfer |  | 0.0 |  | 0 | 0 |  | 0 | 0 | 0 | 0 |  | 0 | Item Attribute | 1 | Nos | 0.0 | 0.0 | 0 | 0.0 | 0 | ABB | 1SCA022718R8510 | India |  |  | 0 | 0.0 |  | 0 | 0 |  | 0 | 0 | 0 | 0 |  |  | 0 | 0 | 0 |  | 0 | [5 empty] | 0 |  |  | 0 | [13 empty] | Nos | 1.0 | [10 empty] | Ringlus Electro Controls & Automation PVT LTD | [18 empty] | CGST - RNG | 9.0
[120 empty] | SGST - RNG | 9.0
| 400A 3P OT switch disconnectors ABB 1SCA022718R8780 | 400A 3P OT switch disconnectors ABB 1SCA022718R8780 | ABBSFU | Nos |  | 400A 3P OT switch disconnectors ABB 1SCA022718R8780 |  | 0 | 0 | 1 | 1 | 1 | 0.0 | 0.0 | 0.0 | 0 |  |  | 0.0 | Electrical Components | 400A 3P OT switch disconnectors ABB 1SCA022718R8780 | 0 | 31-12-2099 | Material Transfer |  | 0.0 |  | 0 | 0 |  | 0 | 0 | 0 | 0 |  | 0 | Item Attribute | 1 | Nos | 0.0 | 0.0 | 0 | 0.0 | 0 | ABB | 1SCA022718R8780 | India |  |  | 0 | 0.0 |  | 0 | 0 |  | 0 | 0 | 0 | 0 |  |  | 0 | 0 | 0 |  | 0 | [5 empty] | 0 |  |  | 0 | [13 empty] | Nos | 1.0 | [10 empty] | Ringlus Electro Controls & Automation PVT LTD | [18 empty] | CGST - RNG | 9.0
[120 empty] | SGST - RNG | 9.0
| 630A 3P OT switch disconnectors ABB 1SCA022718R8940 | 630A 3P OT switch disconnectors ABB 1SCA022718R8940 | ABBSFU | Nos |  | 630A 3P OT switch disconnectors ABB 1SCA022718R8940 |  | 0 | 0 | 1 | 1 | 1 | 0.0 | 0.0 | 0.0 | 0 |  |  | 0.0 | Electrical Components | 630A 3P OT switch disconnectors ABB 1SCA022718R8940 | 0 | 31-12-2099 | Material Transfer |  | 0.0 |  | 0 | 0 |  | 0 | 0 | 0 | 0 |  | 0 | Item Attribute | 1 | Nos | 0.0 | 0.0 | 0 | 0.0 | 0 | ABB | 1SCA022718R8940 | India |  |  | 0 | 0.0 |  | 0 | 0 |  | 0 | 0 | 0 | 0 |  |  | 0 | 0 | 0 |  | 0 | [5 empty] | 0 |  |  | 0 | [13 empty] | Nos | 1.0 | [10 empty] | Ringlus Electro Controls & Automation PVT LTD | [18 empty] | CGST - RNG | 9.0
[120 empty] | SGST - RNG | 9.0
| 800A 3P OT switch disconnectors ABB 1SCA022718R9410 | 800A 3P OT switch disconnectors ABB 1SCA022718R9410 | ABBSFU | Nos |  | 800A 3P OT switch disconnectors ABB 1SCA022718R9410 |  | 0 | 0 | 1 | 1 | 1 | 0.0 | 0.0 | 0.0 | 0 |  |  | 0.0 | Electrical Components | 800A 3P OT switch disconnectors ABB 1SCA022718R9410 | 0 | 31-12-2099 | Material Transfer |  | 0.0 |  | 0 | 0 |  | 0 | 0 | 0 | 0 |  | 0 | Item Attribute | 1 | Nos | 0.0 | 0.0 | 0 | 0.0 | 0 | ABB | 1SCA022718R9410 | India |  |  | 0 | 0.0 |  | 0 | 0 |  | 0 | 0 | 0 | 0 |  |  | 0 | 0 | 0 |  | 0 | [5 empty] | 0 |  |  | 0 | [13 empty] | Nos | 1.0 | [10 empty] | Ringlus Electro Controls & Automation PVT LTD | [18 empty] | CGST - RNG | 9.0
[120 empty] | SGST - RNG | 9.0
| 1000A 3P OT switch disconnectors ABB 1SCA022860R5930 | 1000A 3P OT switch disconnectors ABB 1SCA022860R5930 | ABBSFU | Nos |  | 1000A 3P OT switch disconnectors ABB 1SCA022860R5930 |  | 0 | 0 | 1 | 1 | 1 | 0.0 | 0.0 | 0.0 | 0 |  |  | 0.0 | Electrical Components | 1000A 3P OT switch disconnectors ABB 1SCA022860R5930 | 0 | 31-12-2099 | Material Transfer |  | 0.0 |  | 0 | 0 |  | 0 | 0 | 0 | 0 |  | 0 | Item Attribute | 1 | Nos | 0.0 | 0.0 | 0 | 0.0 | 0 | ABB | 1SCA022860R5930 | India |  |  | 0 | 0.0 |  | 0 | 0 |  | 0 | 0 | 0 | 0 |  |  | 0 | 0 | 0 |  | 0 | [5 empty] | 0 |  |  | 0 | [13 empty] | Nos | 1.0 | [10 empty] | Ringlus Electro Controls & Automation PVT LTD | [18 empty] | CGST - RNG | 9.0
[120 empty] | SGST - RNG | 9.0
| 1250A 3P OT switch disconnectors ABB 1SCA022860R5230 | 1250A 3P OT switch disconnectors ABB 1SCA022860R5230 | ABBSFU | Nos |  | 1250A 3P OT switch disconnectors ABB 1SCA022860R5230 |  | 0 | 0 | 1 | 1 | 1 | 0.0 | 0.0 | 0.0 | 0 |  |  | 0.0 | Electrical Components | 1250A 3P OT switch disconnectors ABB 1SCA022860R5230 | 0 | 31-12-2099 | Material Transfer |  | 0.0 |  | 0 | 0 |  | 0 | 0 | 0 | 0 |  | 0 | Item Attribute | 1 | Nos | 0.0 | 0.0 | 0 | 0.0 | 0 | ABB | 1SCA022860R5230 | India |  |  | 0 | 0.0 |  | 0 | 0 |  | 0 | 0 | 0 | 0 |  |  | 0 | 0 | 0 |  | 0 | [5 empty] | 0 |  |  | 0 | [13 empty] | Nos | 1.0 | [10 empty] | Ringlus Electro Controls & Automation PVT LTD | [18 empty] | CGST - RNG | 9.0
[120 empty] | SGST - RNG | 9.0
| 1600A 3P OT switch disconnectors ABB 1SCA022860R6580 | 1600A 3P OT switch disconnectors ABB 1SCA022860R6580 | ABBSFU | Nos |  | 1600A 3P OT switch disconnectors ABB 1SCA022860R6580 |  | 0 | 0 | 1 | 1 | 1 | 0.0 | 0.0 | 0.0 | 0 |  |  | 0.0 | Electrical Components | 1600A 3P OT switch disconnectors ABB 1SCA022860R6580 | 0 | 31-12-2099 | Material Transfer |  | 0.0 |  | 0 | 0 |  | 0 | 0 | 0 | 0 |  | 0 | Item Attribute | 1 | Nos | 0.0 | 0.0 | 0 | 0.0 | 0 | ABB | 1SCA022860R6580 | India |  |  | 0 | 0.0 |  | 0 | 0 |  | 0 | 0 | 0 | 0 |  |  | 0 | 0 | 0 |  | 0 | [5 empty] | 0 |  |  | 0 | [13 empty] | Nos | 1.0 | [10 empty] | Ringlus Electro Controls & Automation PVT LTD | [18 empty] | CGST - RNG | 9.0
[120 empty] | SGST - RNG | 9.0
| 2000A 3P OT switch disconnectors ABB 1SCA108036R1001 | 2000A 3P OT switch disconnectors ABB 1SCA108036R1001 | ABBSFU | Nos |  | 2000A 3P OT switch disconnectors ABB 1SCA108036R1001 |  | 0 | 0 | 1 | 1 | 1 | 0.0 | 0.0 | 0.0 | 0 |  |  | 0.0 | Electrical Components | 2000A 3P OT switch disconnectors ABB 1SCA108036R1001 | 0 | 31-12-2099 | Material Transfer |  | 0.0 |  | 0 | 0 |  | 0 | 0 | 0 | 0 |  | 0 | Item Attribute | 1 | Nos | 0.0 | 0.0 | 0 | 0.0 | 0 | ABB | 1SCA108036R1001 | India |  |  | 0 | 0.0 |  | 0 | 0 |  | 0 | 0 | 0 | 0 |  |  | 0 | 0 | 0 |  | 0 | [5 empty] | 0 |  |  | 0 | [13 empty] | Nos | 1.0 | [10 empty] | Ringlus Electro Controls & Automation PVT LTD | [18 empty] | CGST - RNG | 9.0
[120 empty] | SGST - RNG | 9.0
| 2500A 3P OT switch disconnectors ABB 1SCA12484R1001 | 2500A 3P OT switch disconnectors ABB 1SCA12484R1001 | ABBSFU | Nos |  | 2500A 3P OT switch disconnectors ABB 1SCA12484R1001 |  | 0 | 0 | 1 | 1 | 1 | 0.0 | 0.0 | 0.0 | 0 |  |  | 0.0 | Electrical Components | 2500A 3P OT switch disconnectors ABB 1SCA12484R1001 | 0 | 31-12-2099 | Material Transfer |  | 0.0 |  | 0 | 0 |  | 0 | 0 | 0 | 0 |  | 0 | Item Attribute | 1 | Nos | 0.0 | 0.0 | 0 | 0.0 | 0 | ABB | 1SCA12484R1001 | India |  |  | 0 | 0.0 |  | 0 | 0 |  | 0 | 0 | 0 | 0 |  |  | 0 | 0 | 0 |  | 0 | [5 empty] | 0 |  |  | 0 | [13 empty] | Nos | 1.0 | [10 empty] | Ringlus Electro Controls & Automation PVT LTD | [18 empty] | CGST - RNG | 9.0
[120 empty] | SGST - RNG | 9.0
| 3200A 3P OT switch disconnectors ABB 1SCA120521R1001 | 3200A 3P OT switch disconnectors ABB 1SCA120521R1001 | ABBSFU | Nos |  | 3200A 3P OT switch disconnectors ABB 1SCA120521R1001 |  | 0 | 0 | 1 | 1 | 1 | 0.0 | 0.0 | 0.0 | 0 |  |  | 0.0 | Electrical Components | 3200A 3P OT switch disconnectors ABB 1SCA120521R1001 | 0 | 31-12-2099 | Material Transfer |  | 0.0 |  | 0 | 0 |  | 0 | 0 | 0 | 0 |  | 0 | Item Attribute | 1 | Nos | 0.0 | 0.0 | 0 | 0.0 | 0 | ABB | 1SCA128481R1001 | India |  |  | 0 | 0.0 |  | 0 | 0 |  | 0 | 0 | 0 | 0 |  |  | 0 | 0 | 0 |  | 0 | [5 empty] | 0 |  |  | 0 | [13 empty] | Nos | 1.0 | [10 empty] | Ringlus Electro Controls & Automation PVT LTD | [18 empty] | CGST - RNG | 9.0
[120 empty] | SGST - RNG | 9.0
| 4000A 3P OT switch disconnectors ABB 1SCA120521R1001 | 4000A 3P OT switch disconnectors ABB 1SCA120521R1001 | ABBSFU | Nos |  | 4000A 3P OT switch disconnectors ABB 1SCA120521R1001 |  | 0 | 0 | 1 | 1 | 1 | 0.0 | 0.0 | 0.0 | 0 |  |  | 0.0 | Electrical Components | 4000A 3P OT switch disconnectors ABB 1SCA120521R1001 | 0 | 31-12-2099 | Material Transfer |  | 0.0 |  | 0 | 0 |  | 0 | 0 | 0 | 0 |  | 0 | Item Attribute | 1 | Nos | 0.0 | 0.0 | 0 | 0.0 | 0 | ABB | 1SCA128484R1001 | India |  |  | 0 | 0.0 |  | 0 | 0 |  | 0 | 0 | 0 | 0 |  |  | 0 | 0 | 0 |  | 0 | [5 empty] | 0 |  |  | 0 | [13 empty] | Nos | 1.0 | [10 empty] | Ringlus Electro Controls & Automation PVT LTD | [18 empty] | CGST - RNG | 9.0
[120 empty] | SGST - RNG | 9.0
| 160A 4P OT switch disconnectors ABB 1SCA12521R1001 | 160A 4P OT switch disconnectors ABB 1SCA12521R1001 | ABBSFU | Nos |  | 160A 4P OT switch disconnectors ABB 1SCA12521R1001 |  | 0 | 0 | 1 | 1 | 1 | 0.0 | 0.0 | 0.0 | 0 |  |  | 0.0 | Electrical Components | 160A 4P OT switch disconnectors ABB 1SCA12521R1001 | 0 | 31-12-2099 | Material Transfer |  | 0.0 |  | 0 | 0 |  | 0 | 0 | 0 | 0 |  | 0 | Item Attribute | 1 | Nos | 0.0 | 0.0 | 0 | 0.0 | 0 | ABB | 1SCA120521R1002 | India |  |  | 0 | 0.0 |  | 0 | 0 |  | 0 | 0 | 0 | 0 |  |  | 0 | 0 | 0 |  | 0 | [5 empty] | 0 |  |  | 0 | [13 empty] | Nos | 1.0 | [10 empty] | Ringlus Electro Controls & Automation PVT LTD | [18 empty] | CGST - RNG | 9.0
[120 empty] | SGST - RNG | 9.0
| 200A 4P OT switch disconnectors ABB 1SCA022713R4930 | 200A 4P OT switch disconnectors ABB 1SCA022713R4930 | ABBSFU | Nos |  | 200A 4P OT switch disconnectors ABB 1SCA022713R4930 |  | 0 | 0 | 1 | 1 | 1 | 0.0 | 0.0 | 0.0 | 0 |  |  | 0.0 | Electrical Components | 200A 4P OT switch disconnectors ABB 1SCA022713R4930 | 0 | 31-12-2099 | Material Transfer |  | 0.0 |  | 0 | 0 |  | 0 | 0 | 0 | 0 |  | 0 | Item Attribute | 1 | Nos | 0.0 | 0.0 | 0 | 0.0 | 0 | ABB | 1SCA022713R4930 | India |  |  | 0 | 0.0 |  | 0 | 0 |  | 0 | 0 | 0 | 0 |  |  | 0 | 0 | 0 |  | 0 | [5 empty] | 0 |  |  | 0 | [13 empty] | Nos | 1.0 | [10 empty] | Ringlus Electro Controls & Automation PVT LTD | [18 empty] | CGST - RNG | 9.0
[120 empty] | SGST - RNG | 9.0
| 250A 4P OT switch disconnectors ABB 1SCA022710R0520 | 250A 4P OT switch disconnectors ABB 1SCA022710R0520 | ABBSFU | Nos |  | 250A 4P OT switch disconnectors ABB 1SCA022710R0520 |  | 0 | 0 | 1 | 1 | 1 | 0.0 | 0.0 | 0.0 | 0 |  |  | 0.0 | Electrical Components | 250A 4P OT switch disconnectors ABB 1SCA022710R0520 | 0 | 31-12-2099 | Material Transfer |  | 0.0 |  | 0 | 0 |  | 0 | 0 | 0 | 0 |  | 0 | Item Attribute | 1 | Nos | 0.0 | 0.0 | 0 | 0.0 | 0 | ABB | 1SCA022710R0520 | India |  |  | 0 | 0.0 |  | 0 | 0 |  | 0 | 0 | 0 | 0 |  |  | 0 | 0 | 0 |  | 0 | [5 empty] | 0 |  |  | 0 | [13 empty] | Nos | 1.0 | [10 empty] | Ringlus Electro Controls & Automation PVT LTD | [18 empty] | CGST - RNG | 9.0
[120 empty] | SGST - RNG | 9.0
| 315A 4P OT switch disconnectors ABB 1SCA022719R1730 | 315A 4P OT switch disconnectors ABB 1SCA022719R1730 | ABBSFU | Nos |  | 315A 4P OT switch disconnectors ABB 1SCA022719R1730 |  | 0 | 0 | 1 | 1 | 1 | 0.0 | 0.0 | 0.0 | 0 |  |  | 0.0 | Electrical Components | 315A 4P OT switch disconnectors ABB 1SCA022719R1730 | 0 | 31-12-2099 | Material Transfer |  | 0.0 |  | 0 | 0 |  | 0 | 0 | 0 | 0 |  | 0 | Item Attribute | 1 | Nos | 0.0 | 0.0 | 0 | 0.0 | 0 | ABB | 1SCA022719R1730 | India |  |  | 0 | 0.0 |  | 0 | 0 |  | 0 | 0 | 0 | 0 |  |  | 0 | 0 | 0 |  | 0 | [5 empty] | 0 |  |  | 0 | [13 empty] | Nos | 1.0 | [10 empty] | Ringlus Electro Controls & Automation PVT LTD | [18 empty] | CGST - RNG | 9.0
[120 empty] | SGST - RNG | 9.0
| 400A 4P OT switch disconnectors ABB 1SCA022719R1810 | 400A 4P OT switch disconnectors ABB 1SCA022719R1810 | ABBSFU | Nos |  | 400A 4P OT switch disconnectors ABB 1SCA022719R1810 |  | 0 | 0 | 1 | 1 | 1 | 0.0 | 0.0 | 0.0 | 0 |  |  | 0.0 | Electrical Components | 400A 4P OT switch disconnectors ABB 1SCA022719R1810 | 0 | 31-12-2099 | Material Transfer |  | 0.0 |  | 0 | 0 |  | 0 | 0 | 0 | 0 |  | 0 | Item Attribute | 1 | Nos | 0.0 | 0.0 | 0 | 0.0 | 0 | ABB | 1SCA022719R1810 | India |  |  | 0 | 0.0 |  | 0 | 0 |  | 0 | 0 | 0 | 0 |  |  | 0 | 0 | 0 |  | 0 | [5 empty] | 0 |  |  | 0 | [13 empty] | Nos | 1.0 | [10 empty] | Ringlus Electro Controls & Automation PVT LTD | [18 empty] | CGST - RNG | 9.0
[120 empty] | SGST - RNG | 9.0
| 630A 4P OT switch disconnectors ABB 1SCA022719R2030 | 630A 4P OT switch disconnectors ABB 1SCA022719R2030 | ABBSFU | Nos |  | 630A 4P OT switch disconnectors ABB 1SCA022719R2030 |  | 0 | 0 | 1 | 1 | 1 | 0.0 | 0.0 | 0.0 | 0 |  |  | 0.0 | Electrical Components | 630A 4P OT switch disconnectors ABB 1SCA022719R2030 | 0 | 31-12-2099 | Material Transfer |  | 0.0 |  | 0 | 0 |  | 0 | 0 | 0 | 0 |  | 0 | Item Attribute | 1 | Nos | 0.0 | 0.0 | 0 | 0.0 | 0 | ABB | 1SCA022719R2030 | India |  |  | 0 | 0.0 |  | 0 | 0 |  | 0 | 0 | 0 | 0 |  |  | 0 | 0 | 0 |  | 0 | [5 empty] | 0 |  |  | 0 | [13 empty] | Nos | 1.0 | [10 empty] | Ringlus Electro Controls & Automation PVT LTD | [18 empty] | CGST - RNG | 9.0
[120 empty] | SGST - RNG | 9.0
| 800A 4P OT switch disconnectors ABB 1SCA022719R2110 | 800A 4P OT switch disconnectors ABB 1SCA022719R2110 | ABBSFU | Nos |  | 800A 4P OT switch disconnectors ABB 1SCA022719R2110 |  | 0 | 0 | 1 | 1 | 1 | 0.0 | 0.0 | 0.0 | 0 |  |  | 0.0 | Electrical Components | 800A 4P OT switch disconnectors ABB 1SCA022719R2110 | 0 | 31-12-2099 | Material Transfer |  | 0.0 |  | 0 | 0 |  | 0 | 0 | 0 | 0 |  | 0 | Item Attribute | 1 | Nos | 0.0 | 0.0 | 0 | 0.0 | 0 | ABB | 1SCA022719R2110 | India |  |  | 0 | 0.0 |  | 0 | 0 |  | 0 | 0 | 0 | 0 |  |  | 0 | 0 | 0 |  | 0 | [5 empty] | 0 |  |  | 0 | [13 empty] | Nos | 1.0 | [10 empty] | Ringlus Electro Controls & Automation PVT LTD | [18 empty] | CGST - RNG | 9.0
[120 empty] | SGST - RNG | 9.0
| 1000A 4P OT switch disconnectors ABB 1SCA022860R6150 | 1000A 4P OT switch disconnectors ABB 1SCA022860R6150 | ABBSFU | Nos |  | 1000A 4P OT switch disconnectors ABB 1SCA022860R6150 |  | 0 | 0 | 1 | 1 | 1 | 0.0 | 0.0 | 0.0 | 0 |  |  | 0.0 | Electrical Components | 1000A 4P OT switch disconnectors ABB 1SCA022860R6150 | 0 | 31-12-2099 | Material Transfer |  | 0.0 |  | 0 | 0 |  | 0 | 0 | 0 | 0 |  | 0 | Item Attribute | 1 | Nos | 0.0 | 0.0 | 0 | 0.0 | 0 | ABB | 1SCA022860R6150 | India |  |  | 0 | 0.0 |  | 0 | 0 |  | 0 | 0 | 0 | 0 |  |  | 0 | 0 | 0 |  | 0 | [5 empty] | 0 |  |  | 0 | [13 empty] | Nos | 1.0 | [10 empty] | Ringlus Electro Controls & Automation PVT LTD | [18 empty] | CGST - RNG | 9.0
[120 empty] | SGST - RNG | 9.0
| 1250A 4P OT switch disconnectors ABB 1SCA022860R6310 | 1250A 4P OT switch disconnectors ABB 1SCA022860R6310 | ABBSFU | Nos |  | 1250A 4P OT switch disconnectors ABB 1SCA022860R6310 |  | 0 | 0 | 1 | 1 | 1 | 0.0 | 0.0 | 0.0 | 0 |  |  | 0.0 | Electrical Components | 1250A 4P OT switch disconnectors ABB 1SCA022860R6310 | 0 | 31-12-2099 | Material Transfer |  | 0.0 |  | 0 | 0 |  | 0 | 0 | 0 | 0 |  | 0 | Item Attribute | 1 | Nos | 0.0 | 0.0 | 0 | 0.0 | 0 | ABB | 1SCA022860R6310 | India |  |  | 0 | 0.0 |  | 0 | 0 |  | 0 | 0 | 0 | 0 |  |  | 0 | 0 | 0 |  | 0 | [5 empty] | 0 |  |  | 0 | [13 empty] | Nos | 1.0 | [10 empty] | Ringlus Electro Controls & Automation PVT LTD | [18 empty] | CGST - RNG | 9.0
[120 empty] | SGST - RNG | 9.0
| 1600A 4P OT switch disconnectors ABB 1SCA022860R6740 | 1600A 4P OT switch disconnectors ABB 1SCA022860R6740 | ABBSFU | Nos |  | 1600A 4P OT switch disconnectors ABB 1SCA022860R6740 |  | 0 | 0 | 1 | 1 | 1 | 0.0 | 0.0 | 0.0 | 0 |  |  | 0.0 | Electrical Components | 1600A 4P OT switch disconnectors ABB 1SCA022860R6740 | 0 | 31-12-2099 | Material Transfer |  | 0.0 |  | 0 | 0 |  | 0 | 0 | 0 | 0 |  | 0 | Item Attribute | 1 | Nos | 0.0 | 0.0 | 0 | 0.0 | 0 | ABB | 1SCA022860R6740 | India |  |  | 0 | 0.0 |  | 0 | 0 |  | 0 | 0 | 0 | 0 |  |  | 0 | 0 | 0 |  | 0 | [5 empty] | 0 |  |  | 0 | [13 empty] | Nos | 1.0 | [10 empty] | Ringlus Electro Controls & Automation PVT LTD | [18 empty] | CGST - RNG | 9.0
[120 empty] | SGST - RNG | 9.0
| 2000A 4P OT switch disconnectors ABB 1SCA108038R1001 | 2000A 4P OT switch disconnectors ABB 1SCA108038R1001 | ABBSFU | Nos |  | 2000A 4P OT switch disconnectors ABB 1SCA108038R1001 |  | 0 | 0 | 1 | 1 | 1 | 0.0 | 0.0 | 0.0 | 0 |  |  | 0.0 | Electrical Components | 2000A 4P OT switch disconnectors ABB 1SCA108038R1001 | 0 | 31-12-2099 | Material Transfer |  | 0.0 |  | 0 | 0 |  | 0 | 0 | 0 | 0 |  | 0 | Item Attribute | 1 | Nos | 0.0 | 0.0 | 0 | 0.0 | 0 | ABB | 1SCA108038R1001 | India |  |  | 0 | 0.0 |  | 0 | 0 |  | 0 | 0 | 0 | 0 |  |  | 0 | 0 | 0 |  | 0 | [5 empty] | 0 |  |  | 0 | [13 empty] | Nos | 1.0 | [10 empty] | Ringlus Electro Controls & Automation PVT LTD | [18 empty] | CGST - RNG | 9.0
[120 empty] | SGST - RNG | 9.0
| 2500A 4P OT switch disconnectors ABB 1SCA105140R1001 | 2500A 4P OT switch disconnectors ABB 1SCA105140R1001 | ABBSFU | Nos |  | 2500A 4P OT switch disconnectors ABB 1SCA105140R1001 |  | 0 | 0 | 1 | 1 | 1 | 0.0 | 0.0 | 0.0 | 0 |  |  | 0.0 | Electrical Components | 2500A 4P OT switch disconnectors ABB 1SCA105140R1001 | 0 | 31-12-2099 | Material Transfer |  | 0.0 |  | 0 | 0 |  | 0 | 0 | 0 | 0 |  | 0 | Item Attribute | 1 | Nos | 0.0 | 0.0 | 0 | 0.0 | 0 | ABB | 1SCA105140R1001 | India |  |  | 0 | 0.0 |  | 0 | 0 |  | 0 | 0 | 0 | 0 |  |  | 0 | 0 | 0 |  | 0 | [5 empty] | 0 |  |  | 0 | [13 empty] | Nos | 1.0 | [10 empty] | Ringlus Electro Controls & Automation PVT LTD | [18 empty] | CGST - RNG | 9.0
[120 empty] | SGST - RNG | 9.0
| 3200A 4P OT switch disconnectors ABB 1SCA128482R1001 | 3200A 4P OT switch disconnectors ABB 1SCA128482R1001 | ABBSFU | Nos |  | 3200A 4P OT switch disconnectors ABB 1SCA128482R1001 |  | 0 | 0 | 1 | 1 | 1 | 0.0 | 0.0 | 0.0 | 0 |  |  | 0.0 | Electrical Components | 3200A 4P OT switch disconnectors ABB 1SCA128482R1001 | 0 | 31-12-2099 | Material Transfer |  | 0.0 |  | 0 | 0 |  | 0 | 0 | 0 | 0 |  | 0 | Item Attribute | 1 | Nos | 0.0 | 0.0 | 0 | 0.0 | 0 | ABB | 1SCA128482R1001 | India |  |  | 0 | 0.0 |  | 0 | 0 |  | 0 | 0 | 0 | 0 |  |  | 0 | 0 | 0 |  | 0 | [5 empty] | 0 |  |  | 0 | [13 empty] | Nos | 1.0 | [10 empty] | Ringlus Electro Controls & Automation PVT LTD | [18 empty] | CGST - RNG | 9.0
[120 empty] | SGST - RNG | 9.0
| 4000A 4P OT switch disconnectors ABB 1SCA124856R1001 | 4000A 4P OT switch disconnectors ABB 1SCA124856R1001 | ABBSFU | Nos |  | 4000A 4P OT switch disconnectors ABB 1SCA124856R1001 |  | 0 | 0 | 1 | 1 | 1 | 0.0 | 0.0 | 0.0 | 0 |  |  | 0.0 | Electrical Components | 4000A 4P OT switch disconnectors ABB 1SCA124856R1001 | 0 | 31-12-2099 | Material Transfer |  | 0.0 |  | 0 | 0 |  | 0 | 0 | 0 | 0 |  | 0 | Item Attribute | 1 | Nos | 0.0 | 0.0 | 0 | 0.0 | 0 | ABB | 1SCA124856R1001 | India |  |  | 0 | 0.0 |  | 0 | 0 |  | 0 | 0 | 0 | 0 |  |  | 0 | 0 | 0 |  | 0 | [5 empty] | 0 |  |  | 0 | [13 empty] | Nos | 1.0 | [10 empty] | Ringlus Electro Controls & Automation PVT LTD | [18 empty] | CGST - RNG | 9.0
[120 empty] | SGST - RNG | 9.0
| 16A 3P 18kA TMD MCCB XT1 160 ABB | 16A 3P 18kA TMD MCCB XT1 160 ABB | ABBMCCB | Nos |  | 16A 3P 18kA TMD MCCB XT1 160 ABB |  | 0 | 0 | 1 | 1 | 1 | 0.0 | 0.0 | 0.0 | 0 |  |  | 0.0 | Electrical Components | 16A 3P 18kA TMD MCCB XT1 160 ABB | 0 | 31-12-2099 | Material Transfer |  | 0.0 |  | 0 | 0 |  | 0 | 0 | 0 | 0 |  | 0 | Item Attribute | 1 | Nos | 0.0 | 0.0 | 0 | 0.0 | 0 | ABB | 1SDA066799R1 | India |  |  | 0 | 0.0 |  | 0 | 0 |  | 0 | 0 | 0 | 0 |  |  | 0 | 0 | 0 |  | 0 | [5 empty] | 0 |  |  | 0 | [13 empty] | Nos | 1.0 | [10 empty] | Ringlus Electro Controls & Automation PVT LTD | [18 empty] | CGST - RNG | 9.0
[120 empty] | SGST - RNG | 9.0
| 20A 3P 18kA TMD MCCB XT1 160 ABB | 20A 3P 18kA TMD MCCB XT1 160 ABB | ABBMCCB | Nos |  | 20A 3P 18kA TMD MCCB XT1 160 ABB |  | 0 | 0 | 1 | 1 | 1 | 0.0 | 0.0 | 0.0 | 0 |  |  | 0.0 | Electrical Components | 20A 3P 18kA TMD MCCB XT1 160 ABB | 0 | 31-12-2099 | Material Transfer |  | 0.0 |  | 0 | 0 |  | 0 | 0 | 0 | 0 |  | 0 | Item Attribute | 1 | Nos | 0.0 | 0.0 | 0 | 0.0 | 0 | ABB | 1SDA066800R1 | India |  |  | 0 | 0.0 |  | 0 | 0 |  | 0 | 0 | 0 | 0 |  |  | 0 | 0 | 0 |  | 0 | [5 empty] | 0 |  |  | 0 | [13 empty] | Nos | 1.0 | [10 empty] | Ringlus Electro Controls & Automation PVT LTD | [18 empty] | CGST - RNG | 9.0
[120 empty] | SGST - RNG | 9.0
| 25A 3P 18kA TMD MCCB XT1 160 ABB | 25A 3P 18kA TMD MCCB XT1 160 ABB | ABBMCCB | Nos |  | 25A 3P 18kA TMD MCCB XT1 160 ABB |  | 0 | 0 | 1 | 1 | 1 | 0.0 | 0.0 | 0.0 | 0 |  |  | 0.0 | Electrical Components | 25A 3P 18kA TMD MCCB XT1 160 ABB | 0 | 31-12-2099 | Material Transfer |  | 0.0 |  | 0 | 0 |  | 0 | 0 | 0 | 0 |  | 0 | Item Attribute | 1 | Nos | 0.0 | 0.0 | 0 | 0.0 | 0 | ABB | 1SDA066801R1 | India |  |  | 0 | 0.0 |  | 0 | 0 |  | 0 | 0 | 0 | 0 |  |  | 0 | 0 | 0 |  | 0 | [5 empty] | 0 |  |  | 0 | [13 empty] | Nos | 1.0 | [10 empty] | Ringlus Electro Controls & Automation PVT LTD | [18 empty] | CGST - RNG | 9.0
[120 empty] | SGST - RNG | 9.0
| 32A 3P 18kA TMD MCCB XT1 160 ABB | 32A 3P 18kA TMD MCCB XT1 160 ABB | ABBMCCB | Nos |  | 32A 3P 18kA TMD MCCB XT1 160 ABB |  | 0 | 0 | 1 | 1 | 1 | 0.0 | 0.0 | 0.0 | 0 |  |  | 0.0 | Electrical Components | 32A 3P 18kA TMD MCCB XT1 160 ABB | 0 | 31-12-2099 | Material Transfer |  | 0.0 |  | 0 | 0 |  | 0 | 0 | 0 | 0 |  | 0 | Item Attribute | 1 | Nos | 0.0 | 0.0 | 0 | 0.0 | 0 | ABB | 1SDA066802R1 | India |  |  | 0 | 0.0 |  | 0 | 0 |  | 0 | 0 | 0 | 0 |  |  | 0 | 0 | 0 |  | 0 | [5 empty] | 0 |  |  | 0 | [13 empty] | Nos | 1.0 | [10 empty] | Ringlus Electro Controls & Automation PVT LTD | [18 empty] | CGST - RNG | 9.0
[120 empty] | SGST - RNG | 9.0
| 40A 3P 18kA TMD MCCB XT1 160 ABB | 40A 3P 18kA TMD MCCB XT1 160 ABB | ABBMCCB | Nos |  | 40A 3P 18kA TMD MCCB XT1 160 ABB |  | 0 | 0 | 1 | 1 | 1 | 0.0 | 0.0 | 0.0 | 0 |  |  | 0.0 | Electrical Components | 40A 3P 18kA TMD MCCB XT1 160 ABB | 0 | 31-12-2099 | Material Transfer |  | 0.0 |  | 0 | 0 |  | 0 | 0 | 0 | 0 |  | 0 | Item Attribute | 1 | Nos | 0.0 | 0.0 | 0 | 0.0 | 0 | ABB | 1SDA066803R1 | India |  |  | 0 | 0.0 |  | 0 | 0 |  | 0 | 0 | 0 | 0 |  |  | 0 | 0 | 0 |  | 0 | [5 empty] | 0 |  |  | 0 | [13 empty] | Nos | 1.0 | [10 empty] | Ringlus Electro Controls & Automation PVT LTD | [18 empty] | CGST - RNG | 9.0
[120 empty] | SGST - RNG | 9.0
| 50A 3P 18kA TMD MCCB XT1 160 ABB | 50A 3P 18kA TMD MCCB XT1 160 ABB | ABBMCCB | Nos |  | 50A 3P 18kA TMD MCCB XT1 160 ABB |  | 0 | 0 | 1 | 1 | 1 | 0.0 | 0.0 | 0.0 | 0 |  |  | 0.0 | Electrical Components | 50A 3P 18kA TMD MCCB XT1 160 ABB | 0 | 31-12-2099 | Material Transfer |  | 0.0 |  | 0 | 0 |  | 0 | 0 | 0 | 0 |  | 0 | Item Attribute | 1 | Nos | 0.0 | 0.0 | 0 | 0.0 | 0 | ABB | 1SDA066804R1 | India |  |  | 0 | 0.0 |  | 0 | 0 |  | 0 | 0 | 0 | 0 |  |  | 0 | 0 | 0 |  | 0 | [5 empty] | 0 |  |  | 0 | [13 empty] | Nos | 1.0 | [10 empty] | Ringlus Electro Controls & Automation PVT LTD | [18 empty] | CGST - RNG | 9.0
[120 empty] | SGST - RNG | 9.0
| 63A 3P 18kA TMD MCCB XT1 160 ABB | 63A 3P 18kA TMD MCCB XT1 160 ABB | ABBMCCB | Nos |  | 63A 3P 18kA TMD MCCB XT1 160 ABB |  | 0 | 0 | 1 | 1 | 1 | 0.0 | 0.0 | 0.0 | 0 |  |  | 0.0 | Electrical Components | 63A 3P 18kA TMD MCCB XT1 160 ABB | 0 | 31-12-2099 | Material Transfer |  | 0.0 |  | 0 | 0 |  | 0 | 0 | 0 | 0 |  | 0 | Item Attribute | 1 | Nos | 0.0 | 0.0 | 0 | 0.0 | 0 | ABB | 1SDA066805R1 | India |  |  | 0 | 0.0 |  | 0 | 0 |  | 0 | 0 | 0 | 0 |  |  | 0 | 0 | 0 |  | 0 | [5 empty] | 0 |  |  | 0 | [13 empty] | Nos | 1.0 | [10 empty] | Ringlus Electro Controls & Automation PVT LTD | [18 empty] | CGST - RNG | 9.0
[120 empty] | SGST - RNG | 9.0
| 80A 3P 18kA TMD MCCB XT1 160 ABB | 80A 3P 18kA TMD MCCB XT1 160 ABB | ABBMCCB | Nos |  | 80A 3P 18kA TMD MCCB XT1 160 ABB |  | 0 | 0 | 1 | 1 | 1 | 0.0 | 0.0 | 0.0 | 0 |  |  | 0.0 | Electrical Components | 80A 3P 18kA TMD MCCB XT1 160 ABB | 0 | 31-12-2099 | Material Transfer |  | 0.0 |  | 0 | 0 |  | 0 | 0 | 0 | 0 |  | 0 | Item Attribute | 1 | Nos | 0.0 | 0.0 | 0 | 0.0 | 0 | ABB | 1SDA066806R1 | India |  |  | 0 | 0.0 |  | 0 | 0 |  | 0 | 0 | 0 | 0 |  |  | 0 | 0 | 0 |  | 0 | [5 empty] | 0 |  |  | 0 | [13 empty] | Nos | 1.0 | [10 empty] | Ringlus Electro Controls & Automation PVT LTD | [18 empty] | CGST - RNG | 9.0
[120 empty] | SGST - RNG | 9.0
| 100A 3P 18kA TMD MCCB XT1 160 ABB | 100A 3P 18kA TMD MCCB XT1 160 ABB | ABBMCCB | Nos |  | 100A 3P 18kA TMD MCCB XT1 160 ABB |  | 0 | 0 | 1 | 1 | 1 | 0.0 | 0.0 | 0.0 | 0 |  |  | 0.0 | Electrical Components | 100A 3P 18kA TMD MCCB XT1 160 ABB | 0 | 31-12-2099 | Material Transfer |  | 0.0 |  | 0 | 0 |  | 0 | 0 | 0 | 0 |  | 0 | Item Attribute | 1 | Nos | 0.0 | 0.0 | 0 | 0.0 | 0 | ABB | 1SDA066807R1 | India |  |  | 0 | 0.0 |  | 0 | 0 |  | 0 | 0 | 0 | 0 |  |  | 0 | 0 | 0 |  | 0 | [5 empty] | 0 |  |  | 0 | [13 empty] | Nos | 1.0 | [10 empty] | Ringlus Electro Controls & Automation PVT LTD | [18 empty] | CGST - RNG | 9.0
[120 empty] | SGST - RNG | 9.0
| 125A 3P 18kA TMD MCCB XT1 160 ABB | 125A 3P 18kA TMD MCCB XT1 160 ABB | ABBMCCB | Nos |  | 125A 3P 18kA TMD MCCB XT1 160 ABB |  | 0 | 0 | 1 | 1 | 1 | 0.0 | 0.0 | 0.0 | 0 |  |  | 0.0 | Electrical Components | 125A 3P 18kA TMD MCCB XT1 160 ABB | 0 | 31-12-2099 | Material Transfer |  | 0.0 |  | 0 | 0 |  | 0 | 0 | 0 | 0 |  | 0 | Item Attribute | 1 | Nos | 0.0 | 0.0 | 0 | 0.0 | 0 | ABB | 1SDA066808R1 | India |  |  | 0 | 0.0 |  | 0 | 0 |  | 0 | 0 | 0 | 0 |  |  | 0 | 0 | 0 |  | 0 | [5 empty] | 0 |  |  | 0 | [13 empty] | Nos | 1.0 | [10 empty] | Ringlus Electro Controls & Automation PVT LTD | [18 empty] | CGST - RNG | 9.0
[120 empty] | SGST - RNG | 9.0
| 160A 3P 18kA TMD MCCB XT1 160 ABB | 160A 3P 18kA TMD MCCB XT1 160 ABB | ABBMCCB | Nos |  | 160A 3P 18kA TMD MCCB XT1 160 ABB |  | 0 | 0 | 1 | 1 | 1 | 0.0 | 0.0 | 0.0 | 0 |  |  | 0.0 | Electrical Components | 160A 3P 18kA TMD MCCB XT1 160 ABB | 0 | 31-12-2099 | Material Transfer |  | 0.0 |  | 0 | 0 |  | 0 | 0 | 0 | 0 |  | 0 | Item Attribute | 1 | Nos | 0.0 | 0.0 | 0 | 0.0 | 0 | ABB | 1SDA066809R1 | India |  |  | 0 | 0.0 |  | 0 | 0 |  | 0 | 0 | 0 | 0 |  |  | 0 | 0 | 0 |  | 0 | [5 empty] | 0 |  |  | 0 | [13 empty] | Nos | 1.0 | [10 empty] | Ringlus Electro Controls & Automation PVT LTD | [18 empty] | CGST - RNG | 9.0
[120 empty] | SGST - RNG | 9.0
| 16A 4P 18kA TMD MCCB XT1 160 ABB | 16A 4P 18kA TMD MCCB XT1 160 ABB | ABBMCCB | Nos |  | 16A 4P 18kA TMD MCCB XT1 160 ABB |  | 0 | 0 | 1 | 1 | 1 | 0.0 | 0.0 | 0.0 | 0 |  |  | 0.0 | Electrical Components | 16A 4P 18kA TMD MCCB XT1 160 ABB | 0 | 31-12-2099 | Material Transfer |  | 0.0 |  | 0 | 0 |  | 0 | 0 | 0 | 0 |  | 0 | Item Attribute | 1 | Nos | 0.0 | 0.0 | 0 | 0.0 | 0 | ABB | 1SDA066810R1 | India |  |  | 0 | 0.0 |  | 0 | 0 |  | 0 | 0 | 0 | 0 |  |  | 0 | 0 | 0 |  | 0 | [5 empty] | 0 |  |  | 0 | [13 empty] | Nos | 1.0 | [10 empty] | Ringlus Electro Controls & Automation PVT LTD | [18 empty] | CGST - RNG | 9.0
[120 empty] | SGST - RNG | 9.0
| 20A 4P 18kA TMD MCCB XT1 160 ABB | 20A 4P 18kA TMD MCCB XT1 160 ABB | ABBMCCB | Nos |  | 20A 4P 18kA TMD MCCB XT1 160 ABB |  | 0 | 0 | 1 | 1 | 1 | 0.0 | 0.0 | 0.0 | 0 |  |  | 0.0 | Electrical Components | 20A 4P 18kA TMD MCCB XT1 160 ABB | 0 | 31-12-2099 | Material Transfer |  | 0.0 |  | 0 | 0 |  | 0 | 0 | 0 | 0 |  | 0 | Item Attribute | 1 | Nos | 0.0 | 0.0 | 0 | 0.0 | 0 | ABB | 1SDA066811R1 | India |  |  | 0 | 0.0 |  | 0 | 0 |  | 0 | 0 | 0 | 0 |  |  | 0 | 0 | 0 |  | 0 | [5 empty] | 0 |  |  | 0 | [13 empty] | Nos | 1.0 | [10 empty] | Ringlus Electro Controls & Automation PVT LTD | [18 empty] | CGST - RNG | 9.0
[120 empty] | SGST - RNG | 9.0
| 25A 4P 18kA TMD MCCB XT1 160 ABB | 25A 4P 18kA TMD MCCB XT1 160 ABB | ABBMCCB | Nos |  | 25A 4P 18kA TMD MCCB XT1 160 ABB |  | 0 | 0 | 1 | 1 | 1 | 0.0 | 0.0 | 0.0 | 0 |  |  | 0.0 | Electrical Components | 25A 4P 18kA TMD MCCB XT1 160 ABB | 0 | 31-12-2099 | Material Transfer |  | 0.0 |  | 0 | 0 |  | 0 | 0 | 0 | 0 |  | 0 | Item Attribute | 1 | Nos | 0.0 | 0.0 | 0 | 0.0 | 0 | ABB | 1SDA066812R1 | India |  |  | 0 | 0.0 |  | 0 | 0 |  | 0 | 0 | 0 | 0 |  |  | 0 | 0 | 0 |  | 0 | [5 empty] | 0 |  |  | 0 | [13 empty] | Nos | 1.0 | [10 empty] | Ringlus Electro Controls & Automation PVT LTD | [18 empty] | CGST - RNG | 9.0
[120 empty] | SGST - RNG | 9.0
| 32A 4P 18kA TMD MCCB XT1 160 ABB | 32A 4P 18kA TMD MCCB XT1 160 ABB | ABBMCCB | Nos |  | 32A 4P 18kA TMD MCCB XT1 160 ABB |  | 0 | 0 | 1 | 1 | 1 | 0.0 | 0.0 | 0.0 | 0 |  |  | 0.0 | Electrical Components | 32A 4P 18kA TMD MCCB XT1 160 ABB | 0 | 31-12-2099 | Material Transfer |  | 0.0 |  | 0 | 0 |  | 0 | 0 | 0 | 0 |  | 0 | Item Attribute | 1 | Nos | 0.0 | 0.0 | 0 | 0.0 | 0 | ABB | 1SDA066813R1 | India |  |  | 0 | 0.0 |  | 0 | 0 |  | 0 | 0 | 0 | 0 |  |  | 0 | 0 | 0 |  | 0 | [5 empty] | 0 |  |  | 0 | [13 empty] | Nos | 1.0 | [10 empty] | Ringlus Electro Controls & Automation PVT LTD | [18 empty] | CGST - RNG | 9.0
[120 empty] | SGST - RNG | 9.0
| 40A 4P 18kA TMD MCCB XT1 160 ABB | 40A 4P 18kA TMD MCCB XT1 160 ABB | ABBMCCB | Nos |  | 40A 4P 18kA TMD MCCB XT1 160 ABB |  | 0 | 0 | 1 | 1 | 1 | 0.0 | 0.0 | 0.0 | 0 |  |  | 0.0 | Electrical Components | 40A 4P 18kA TMD MCCB XT1 160 ABB | 0 | 31-12-2099 | Material Transfer |  | 0.0 |  | 0 | 0 |  | 0 | 0 | 0 | 0 |  | 0 | Item Attribute | 1 | Nos | 0.0 | 0.0 | 0 | 0.0 | 0 | ABB | 1SDA066814R1 | India |  |  | 0 | 0.0 |  | 0 | 0 |  | 0 | 0 | 0 | 0 |  |  | 0 | 0 | 0 |  | 0 | [5 empty] | 0 |  |  | 0 | [13 empty] | Nos | 1.0 | [10 empty] | Ringlus Electro Controls & Automation PVT LTD | [18 empty] | CGST - RNG | 9.0
[120 empty] | SGST - RNG | 9.0
| 50A 4P 18kA TMD MCCB XT1 160 ABB | 50A 4P 18kA TMD MCCB XT1 160 ABB | ABBMCCB | Nos |  | 50A 4P 18kA TMD MCCB XT1 160 ABB |  | 0 | 0 | 1 | 1 | 1 | 0.0 | 0.0 | 0.0 | 0 |  |  | 0.0 | Electrical Components | 50A 4P 18kA TMD MCCB XT1 160 ABB | 0 | 31-12-2099 | Material Transfer |  | 0.0 |  | 0 | 0 |  | 0 | 0 | 0 | 0 |  | 0 | Item Attribute | 1 | Nos | 0.0 | 0.0 | 0 | 0.0 | 0 | ABB | 1SDA066815R1 | India |  |  | 0 | 0.0 |  | 0 | 0 |  | 0 | 0 | 0 | 0 |  |  | 0 | 0 | 0 |  | 0 | [5 empty] | 0 |  |  | 0 | [13 empty] | Nos | 1.0 | [10 empty] | Ringlus Electro Controls & Automation PVT LTD | [18 empty] | CGST - RNG | 9.0
[120 empty] | SGST - RNG | 9.0
| 63A 4P 18kA TMD MCCB XT1 160 ABB | 63A 4P 18kA TMD MCCB XT1 160 ABB | ABBMCCB | Nos |  | 63A 4P 18kA TMD MCCB XT1 160 ABB |  | 0 | 0 | 1 | 1 | 1 | 0.0 | 0.0 | 0.0 | 0 |  |  | 0.0 | Electrical Components | 63A 4P 18kA TMD MCCB XT1 160 ABB | 0 | 31-12-2099 | Material Transfer |  | 0.0 |  | 0 | 0 |  | 0 | 0 | 0 | 0 |  | 0 | Item Attribute | 1 | Nos | 0.0 | 0.0 | 0 | 0.0 | 0 | ABB | 1SDA066816R1 | India |  |  | 0 | 0.0 |  | 0 | 0 |  | 0 | 0 | 0 | 0 |  |  | 0 | 0 | 0 |  | 0 | [5 empty] | 0 |  |  | 0 | [13 empty] | Nos | 1.0 | [10 empty] | Ringlus Electro Controls & Automation PVT LTD | [18 empty] | CGST - RNG | 9.0
[120 empty] | SGST - RNG | 9.0
| 80A 4P 18kA TMD MCCB XT1 160 ABB | 80A 4P 18kA TMD MCCB XT1 160 ABB | ABBMCCB | Nos |  | 80A 4P 18kA TMD MCCB XT1 160 ABB |  | 0 | 0 | 1 | 1 | 1 | 0.0 | 0.0 | 0.0 | 0 |  |  | 0.0 | Electrical Components | 80A 4P 18kA TMD MCCB XT1 160 ABB | 0 | 31-12-2099 | Material Transfer |  | 0.0 |  | 0 | 0 |  | 0 | 0 | 0 | 0 |  | 0 | Item Attribute | 1 | Nos | 0.0 | 0.0 | 0 | 0.0 | 0 | ABB | 1SDA066817R1 | India |  |  | 0 | 0.0 |  | 0 | 0 |  | 0 | 0 | 0 | 0 |  |  | 0 | 0 | 0 |  | 0 | [5 empty] | 0 |  |  | 0 | [13 empty] | Nos | 1.0 | [10 empty] | Ringlus Electro Controls & Automation PVT LTD | [18 empty] | CGST - RNG | 9.0
[120 empty] | SGST - RNG | 9.0
| 100A 4P 18kA TMD MCCB XT1 160 ABB | 100A 4P 18kA TMD MCCB XT1 160 ABB | ABBMCCB | Nos |  | 100A 4P 18kA TMD MCCB XT1 160 ABB |  | 0 | 0 | 1 | 1 | 1 | 0.0 | 0.0 | 0.0 | 0 |  |  | 0.0 | Electrical Components | 100A 4P 18kA TMD MCCB XT1 160 ABB | 0 | 31-12-2099 | Material Transfer |  | 0.0 |  | 0 | 0 |  | 0 | 0 | 0 | 0 |  | 0 | Item Attribute | 1 | Nos | 0.0 | 0.0 | 0 | 0.0 | 0 | ABB | 1SDA066818R1 | India |  |  | 0 | 0.0 |  | 0 | 0 |  | 0 | 0 | 0 | 0 |  |  | 0 | 0 | 0 |  | 0 | [5 empty] | 0 |  |  | 0 | [13 empty] | Nos | 1.0 | [10 empty] | Ringlus Electro Controls & Automation PVT LTD | [18 empty] | CGST - RNG | 9.0
[120 empty] | SGST - RNG | 9.0
| 125A 4P 18kA TMD MCCB XT1 160 ABB | 125A 4P 18kA TMD MCCB XT1 160 ABB | ABBMCCB | Nos |  | 125A 4P 18kA TMD MCCB XT1 160 ABB |  | 0 | 0 | 1 | 1 | 1 | 0.0 | 0.0 | 0.0 | 0 |  |  | 0.0 | Electrical Components | 125A 4P 18kA TMD MCCB XT1 160 ABB | 0 | 31-12-2099 | Material Transfer |  | 0.0 |  | 0 | 0 |  | 0 | 0 | 0 | 0 |  | 0 | Item Attribute | 1 | Nos | 0.0 | 0.0 | 0 | 0.0 | 0 | ABB | 1SDA066888R1 | India |  |  | 0 | 0.0 |  | 0 | 0 |  | 0 | 0 | 0 | 0 |  |  | 0 | 0 | 0 |  | 0 | [5 empty] | 0 |  |  | 0 | [13 empty] | Nos | 1.0 | [10 empty] | Ringlus Electro Controls & Automation PVT LTD | [18 empty] | CGST - RNG | 9.0
[120 empty] | SGST - RNG | 9.0
| 160A 4P 18kA TMD MCCB XT1 160 ABB | 160A 4P 18kA TMD MCCB XT1 160 ABB | ABBMCCB | Nos |  | 160A 4P 18kA TMD MCCB XT1 160 ABB |  | 0 | 0 | 1 | 1 | 1 | 0.0 | 0.0 | 0.0 | 0 |  |  | 0.0 | Electrical Components | 160A 4P 18kA TMD MCCB XT1 160 ABB | 0 | 31-12-2099 | Material Transfer |  | 0.0 |  | 0 | 0 |  | 0 | 0 | 0 | 0 |  | 0 | Item Attribute | 1 | Nos | 0.0 | 0.0 | 0 | 0.0 | 0 | ABB | 1SDA066821R1 | India |  |  | 0 | 0.0 |  | 0 | 0 |  | 0 | 0 | 0 | 0 |  |  | 0 | 0 | 0 |  | 0 | [5 empty] | 0 |  |  | 0 | [13 empty] | Nos | 1.0 | [10 empty] | Ringlus Electro Controls & Automation PVT LTD | [18 empty] | CGST - RNG | 9.0
[120 empty] | SGST - RNG | 9.0
| 16A 3P 25kA TMD MCCB XT1 160 ABB | 16A 3P 25kA TMD MCCB XT1 160 ABB | ABBMCCB | Nos |  | 16A 3P 25kA TMD MCCB XT1 160 ABB |  | 0 | 0 | 1 | 1 | 1 | 0.0 | 0.0 | 0.0 | 0 |  |  | 0.0 | Electrical Components | 16A 3P 25kA TMD MCCB XT1 160 ABB | 0 | 31-12-2099 | Material Transfer |  | 0.0 |  | 0 | 0 |  | 0 | 0 | 0 | 0 |  | 0 | Item Attribute | 1 | Nos | 0.0 | 0.0 | 0 | 0.0 | 0 | ABB | 1SDA080825R1 | India |  |  | 0 | 0.0 |  | 0 | 0 |  | 0 | 0 | 0 | 0 |  |  | 0 | 0 | 0 |  | 0 | [5 empty] | 0 |  |  | 0 | [13 empty] | Nos | 1.0 | [10 empty] | Ringlus Electro Controls & Automation PVT LTD | [18 empty] | CGST - RNG | 9.0
[120 empty] | SGST - RNG | 9.0
| 20A 3P 25kA TMD MCCB XT1 160 ABB | 20A 3P 25kA TMD MCCB XT1 160 ABB | ABBMCCB | Nos |  | 20A 3P 25kA TMD MCCB XT1 160 ABB |  | 0 | 0 | 1 | 1 | 1 | 0.0 | 0.0 | 0.0 | 0 |  |  | 0.0 | Electrical Components | 20A 3P 25kA TMD MCCB XT1 160 ABB | 0 | 31-12-2099 | Material Transfer |  | 0.0 |  | 0 | 0 |  | 0 | 0 | 0 | 0 |  | 0 | Item Attribute | 1 | Nos | 0.0 | 0.0 | 0 | 0.0 | 0 | ABB | 1SDA080826R1 | India |  |  | 0 | 0.0 |  | 0 | 0 |  | 0 | 0 | 0 | 0 |  |  | 0 | 0 | 0 |  | 0 | [5 empty] | 0 |  |  | 0 | [13 empty] | Nos | 1.0 | [10 empty] | Ringlus Electro Controls & Automation PVT LTD | [18 empty] | CGST - RNG | 9.0
[120 empty] | SGST - RNG | 9.0
| 25A 3P 25kA TMD MCCB XT1 160 ABB | 25A 3P 25kA TMD MCCB XT1 160 ABB | ABBMCCB | Nos |  | 25A 3P 25kA TMD MCCB XT1 160 ABB |  | 0 | 0 | 1 | 1 | 1 | 0.0 | 0.0 | 0.0 | 0 |  |  | 0.0 | Electrical Components | 25A 3P 25kA TMD MCCB XT1 160 ABB | 0 | 31-12-2099 | Material Transfer |  | 0.0 |  | 0 | 0 |  | 0 | 0 | 0 | 0 |  | 0 | Item Attribute | 1 | Nos | 0.0 | 0.0 | 0 | 0.0 | 0 | ABB | 1SDA067391R1 | India |  |  | 0 | 0.0 |  | 0 | 0 |  | 0 | 0 | 0 | 0 |  |  | 0 | 0 | 0 |  | 0 | [5 empty] | 0 |  |  | 0 | [13 empty] | Nos | 1.0 | [10 empty] | Ringlus Electro Controls & Automation PVT LTD | [18 empty] | CGST - RNG | 9.0
[120 empty] | SGST - RNG | 9.0
| 32A 3P 25kA TMD MCCB XT1 160 ABB | 32A 3P 25kA TMD MCCB XT1 160 ABB | ABBMCCB | Nos |  | 32A 3P 25kA TMD MCCB XT1 160 ABB |  | 0 | 0 | 1 | 1 | 1 | 0.0 | 0.0 | 0.0 | 0 |  |  | 0.0 | Electrical Components | 32A 3P 25kA TMD MCCB XT1 160 ABB | 0 | 31-12-2099 | Material Transfer |  | 0.0 |  | 0 | 0 |  | 0 | 0 | 0 | 0 |  | 0 | Item Attribute | 1 | Nos | 0.0 | 0.0 | 0 | 0.0 | 0 | ABB | 1SDA067392R1 | India |  |  | 0 | 0.0 |  | 0 | 0 |  | 0 | 0 | 0 | 0 |  |  | 0 | 0 | 0 |  | 0 | [5 empty] | 0 |  |  | 0 | [13 empty] | Nos | 1.0 | [10 empty] | Ringlus Electro Controls & Automation PVT LTD | [18 empty] | CGST - RNG | 9.0
[120 empty] | SGST - RNG | 9.0
| 40A 3P 25kA TMD MCCB XT1 160 ABB | 40A 3P 25kA TMD MCCB XT1 160 ABB | ABBMCCB | Nos |  | 40A 3P 25kA TMD MCCB XT1 160 ABB |  | 0 | 0 | 1 | 1 | 1 | 0.0 | 0.0 | 0.0 | 0 |  |  | 0.0 | Electrical Components | 40A 3P 25kA TMD MCCB XT1 160 ABB | 0 | 31-12-2099 | Material Transfer |  | 0.0 |  | 0 | 0 |  | 0 | 0 | 0 | 0 |  | 0 | Item Attribute | 1 | Nos | 0.0 | 0.0 | 0 | 0.0 | 0 | ABB | 1SDA067393R1 | India |  |  | 0 | 0.0 |  | 0 | 0 |  | 0 | 0 | 0 | 0 |  |  | 0 | 0 | 0 |  | 0 | [5 empty] | 0 |  |  | 0 | [13 empty] | Nos | 1.0 | [10 empty] | Ringlus Electro Controls & Automation PVT LTD | [18 empty] | CGST - RNG | 9.0
[120 empty] | SGST - RNG | 9.0
| 50A 3P 25kA TMD MCCB XT1 160 ABB | 50A 3P 25kA TMD MCCB XT1 160 ABB | ABBMCCB | Nos |  | 50A 3P 25kA TMD MCCB XT1 160 ABB |  | 0 | 0 | 1 | 1 | 1 | 0.0 | 0.0 | 0.0 | 0 |  |  | 0.0 | Electrical Components | 50A 3P 25kA TMD MCCB XT1 160 ABB | 0 | 31-12-2099 | Material Transfer |  | 0.0 |  | 0 | 0 |  | 0 | 0 | 0 | 0 |  | 0 | Item Attribute | 1 | Nos | 0.0 | 0.0 | 0 | 0.0 | 0 | ABB | 1SDA067394R1 | India |  |  | 0 | 0.0 |  | 0 | 0 |  | 0 | 0 | 0 | 0 |  |  | 0 | 0 | 0 |  | 0 | [5 empty] | 0 |  |  | 0 | [13 empty] | Nos | 1.0 | [10 empty] | Ringlus Electro Controls & Automation PVT LTD | [18 empty] | CGST - RNG | 9.0
[120 empty] | SGST - RNG | 9.0
| 63A 3P 25kA TMD MCCB XT1 160 ABB | 63A 3P 25kA TMD MCCB XT1 160 ABB | ABBMCCB | Nos |  | 63A 3P 25kA TMD MCCB XT1 160 ABB |  | 0 | 0 | 1 | 1 | 1 | 0.0 | 0.0 | 0.0 | 0 |  |  | 0.0 | Electrical Components | 63A 3P 25kA TMD MCCB XT1 160 ABB | 0 | 31-12-2099 | Material Transfer |  | 0.0 |  | 0 | 0 |  | 0 | 0 | 0 | 0 |  | 0 | Item Attribute | 1 | Nos | 0.0 | 0.0 | 0 | 0.0 | 0 | ABB | 1SDA067395R1 | India |  |  | 0 | 0.0 |  | 0 | 0 |  | 0 | 0 | 0 | 0 |  |  | 0 | 0 | 0 |  | 0 | [5 empty] | 0 |  |  | 0 | [13 empty] | Nos | 1.0 | [10 empty] | Ringlus Electro Controls & Automation PVT LTD | [18 empty] | CGST - RNG | 9.0
[120 empty] | SGST - RNG | 9.0
| 80A 3P 25kA TMD MCCB XT1 160 ABB | 80A 3P 25kA TMD MCCB XT1 160 ABB | ABBMCCB | Nos |  | 80A 3P 25kA TMD MCCB XT1 160 ABB |  | 0 | 0 | 1 | 1 | 1 | 0.0 | 0.0 | 0.0 | 0 |  |  | 0.0 | Electrical Components | 80A 3P 25kA TMD MCCB XT1 160 ABB | 0 | 31-12-2099 | Material Transfer |  | 0.0 |  | 0 | 0 |  | 0 | 0 | 0 | 0 |  | 0 | Item Attribute | 1 | Nos | 0.0 | 0.0 | 0 | 0.0 | 0 | ABB | 1SDA067396R1 | India |  |  | 0 | 0.0 |  | 0 | 0 |  | 0 | 0 | 0 | 0 |  |  | 0 | 0 | 0 |  | 0 | [5 empty] | 0 |  |  | 0 | [13 empty] | Nos | 1.0 | [10 empty] | Ringlus Electro Controls & Automation PVT LTD | [18 empty] | CGST - RNG | 9.0
[120 empty] | SGST - RNG | 9.0
| 100A 3P 25kA TMD MCCB XT1 160 ABB | 100A 3P 25kA TMD MCCB XT1 160 ABB | ABBMCCB | Nos |  | 100A 3P 25kA TMD MCCB XT1 160 ABB |  | 0 | 0 | 1 | 1 | 1 | 0.0 | 0.0 | 0.0 | 0 |  |  | 0.0 | Electrical Components | 100A 3P 25kA TMD MCCB XT1 160 ABB | 0 | 31-12-2099 | Material Transfer |  | 0.0 |  | 0 | 0 |  | 0 | 0 | 0 | 0 |  | 0 | Item Attribute | 1 | Nos | 0.0 | 0.0 | 0 | 0.0 | 0 | ABB | 1SDA067397R1 | India |  |  | 0 | 0.0 |  | 0 | 0 |  | 0 | 0 | 0 | 0 |  |  | 0 | 0 | 0 |  | 0 | [5 empty] | 0 |  |  | 0 | [13 empty] | Nos | 1.0 | [10 empty] | Ringlus Electro Controls & Automation PVT LTD | [18 empty] | CGST - RNG | 9.0
[120 empty] | SGST - RNG | 9.0
| 125A 3P 25kA TMD MCCB XT1 160 ABB | 125A 3P 25kA TMD MCCB XT1 160 ABB | ABBMCCB | Nos |  | 125A 3P 25kA TMD MCCB XT1 160 ABB |  | 0 | 0 | 1 | 1 | 1 | 0.0 | 0.0 | 0.0 | 0 |  |  | 0.0 | Electrical Components | 125A 3P 25kA TMD MCCB XT1 160 ABB | 0 | 31-12-2099 | Material Transfer |  | 0.0 |  | 0 | 0 |  | 0 | 0 | 0 | 0 |  | 0 | Item Attribute | 1 | Nos | 0.0 | 0.0 | 0 | 0.0 | 0 | ABB | 1SDA067398R1 | India |  |  | 0 | 0.0 |  | 0 | 0 |  | 0 | 0 | 0 | 0 |  |  | 0 | 0 | 0 |  | 0 | [5 empty] | 0 |  |  | 0 | [13 empty] | Nos | 1.0 | [10 empty] | Ringlus Electro Controls & Automation PVT LTD | [18 empty] | CGST - RNG | 9.0
[120 empty] | SGST - RNG | 9.0
| 160A 3P 25kA TMD MCCB XT1 160 ABB | 160A 3P 25kA TMD MCCB XT1 160 ABB | ABBMCCB | Nos |  | 160A 3P 25kA TMD MCCB XT1 160 ABB |  | 0 | 0 | 1 | 1 | 1 | 0.0 | 0.0 | 0.0 | 0 |  |  | 0.0 | Electrical Components | 160A 3P 25kA TMD MCCB XT1 160 ABB | 0 | 31-12-2099 | Material Transfer |  | 0.0 |  | 0 | 0 |  | 0 | 0 | 0 | 0 |  | 0 | Item Attribute | 1 | Nos | 0.0 | 0.0 | 0 | 0.0 | 0 | ABB | 1SDA067399R1 | India |  |  | 0 | 0.0 |  | 0 | 0 |  | 0 | 0 | 0 | 0 |  |  | 0 | 0 | 0 |  | 0 | [5 empty] | 0 |  |  | 0 | [13 empty] | Nos | 1.0 | [10 empty] | Ringlus Electro Controls & Automation PVT LTD | [18 empty] | CGST - RNG | 9.0
[120 empty] | SGST - RNG | 9.0
| 16A 4P 25kA TMD MCCB XT1 160 ABB | 16A 4P 25kA TMD MCCB XT1 160 ABB | ABBMCCB | Nos |  | 16A 4P 25kA TMD MCCB XT1 160 ABB |  | 0 | 0 | 1 | 1 | 1 | 0.0 | 0.0 | 0.0 | 0 |  |  | 0.0 | Electrical Components | 16A 4P 25kA TMD MCCB XT1 160 ABB | 0 | 31-12-2099 | Material Transfer |  | 0.0 |  | 0 | 0 |  | 0 | 0 | 0 | 0 |  | 0 | Item Attribute | 1 | Nos | 0.0 | 0.0 | 0 | 0.0 | 0 | ABB | 1SDA080840R1 | India |  |  | 0 | 0.0 |  | 0 | 0 |  | 0 | 0 | 0 | 0 |  |  | 0 | 0 | 0 |  | 0 | [5 empty] | 0 |  |  | 0 | [13 empty] | Nos | 1.0 | [10 empty] | Ringlus Electro Controls & Automation PVT LTD | [18 empty] | CGST - RNG | 9.0
[120 empty] | SGST - RNG | 9.0
| 20A 4P 25kA TMD MCCB XT1 160 ABB | 20A 4P 25kA TMD MCCB XT1 160 ABB | ABBMCCB | Nos |  | 20A 4P 25kA TMD MCCB XT1 160 ABB |  | 0 | 0 | 1 | 1 | 1 | 0.0 | 0.0 | 0.0 | 0 |  |  | 0.0 | Electrical Components | 20A 4P 25kA TMD MCCB XT1 160 ABB | 0 | 31-12-2099 | Material Transfer |  | 0.0 |  | 0 | 0 |  | 0 | 0 | 0 | 0 |  | 0 | Item Attribute | 1 | Nos | 0.0 | 0.0 | 0 | 0.0 | 0 | ABB | 1SDA080841R1 | India |  |  | 0 | 0.0 |  | 0 | 0 |  | 0 | 0 | 0 | 0 |  |  | 0 | 0 | 0 |  | 0 | [5 empty] | 0 |  |  | 0 | [13 empty] | Nos | 1.0 | [10 empty] | Ringlus Electro Controls & Automation PVT LTD | [18 empty] | CGST - RNG | 9.0
[120 empty] | SGST - RNG | 9.0
| 25A 4P 25kA TMD MCCB XT1 160 ABB | 25A 4P 25kA TMD MCCB XT1 160 ABB | ABBMCCB | Nos |  | 25A 4P 25kA TMD MCCB XT1 160 ABB |  | 0 | 0 | 1 | 1 | 1 | 0.0 | 0.0 | 0.0 | 0 |  |  | 0.0 | Electrical Components | 25A 4P 25kA TMD MCCB XT1 160 ABB | 0 | 31-12-2099 | Material Transfer |  | 0.0 |  | 0 | 0 |  | 0 | 0 | 0 | 0 |  | 0 | Item Attribute | 1 | Nos | 0.0 | 0.0 | 0 | 0.0 | 0 | ABB | 1SDA067400R1 | India |  |  | 0 | 0.0 |  | 0 | 0 |  | 0 | 0 | 0 | 0 |  |  | 0 | 0 | 0 |  | 0 | [5 empty] | 0 |  |  | 0 | [13 empty] | Nos | 1.0 | [10 empty] | Ringlus Electro Controls & Automation PVT LTD | [18 empty] | CGST - RNG | 9.0
[120 empty] | SGST - RNG | 9.0
| 32A 4P 25kA TMD MCCB XT1 160 ABB | 32A 4P 25kA TMD MCCB XT1 160 ABB | ABBMCCB | Nos |  | 32A 4P 25kA TMD MCCB XT1 160 ABB |  | 0 | 0 | 1 | 1 | 1 | 0.0 | 0.0 | 0.0 | 0 |  |  | 0.0 | Electrical Components | 32A 4P 25kA TMD MCCB XT1 160 ABB | 0 | 31-12-2099 | Material Transfer |  | 0.0 |  | 0 | 0 |  | 0 | 0 | 0 | 0 |  | 0 | Item Attribute | 1 | Nos | 0.0 | 0.0 | 0 | 0.0 | 0 | ABB | 1SDA067401R1 | India |  |  | 0 | 0.0 |  | 0 | 0 |  | 0 | 0 | 0 | 0 |  |  | 0 | 0 | 0 |  | 0 | [5 empty] | 0 |  |  | 0 | [13 empty] | Nos | 1.0 | [10 empty] | Ringlus Electro Controls & Automation PVT LTD | [18 empty] | CGST - RNG | 9.0
[120 empty] | SGST - RNG | 9.0
| 40A 4P 25kA TMD MCCB XT1 160 ABB | 40A 4P 25kA TMD MCCB XT1 160 ABB | ABBMCCB | Nos |  | 40A 4P 25kA TMD MCCB XT1 160 ABB |  | 0 | 0 | 1 | 1 | 1 | 0.0 | 0.0 | 0.0 | 0 |  |  | 0.0 | Electrical Components | 40A 4P 25kA TMD MCCB XT1 160 ABB | 0 | 31-12-2099 | Material Transfer |  | 0.0 |  | 0 | 0 |  | 0 | 0 | 0 | 0 |  | 0 | Item Attribute | 1 | Nos | 0.0 | 0.0 | 0 | 0.0 | 0 | ABB | 1SDA067402R1 | India |  |  | 0 | 0.0 |  | 0 | 0 |  | 0 | 0 | 0 | 0 |  |  | 0 | 0 | 0 |  | 0 | [5 empty] | 0 |  |  | 0 | [13 empty] | Nos | 1.0 | [10 empty] | Ringlus Electro Controls & Automation PVT LTD | [18 empty] | CGST - RNG | 9.0
[120 empty] | SGST - RNG | 9.0
| 50A 4P 25kA TMD MCCB XT1 160 ABB | 50A 4P 25kA TMD MCCB XT1 160 ABB | ABBMCCB | Nos |  | 50A 4P 25kA TMD MCCB XT1 160 ABB |  | 0 | 0 | 1 | 1 | 1 | 0.0 | 0.0 | 0.0 | 0 |  |  | 0.0 | Electrical Components | 50A 4P 25kA TMD MCCB XT1 160 ABB | 0 | 31-12-2099 | Material Transfer |  | 0.0 |  | 0 | 0 |  | 0 | 0 | 0 | 0 |  | 0 | Item Attribute | 1 | Nos | 0.0 | 0.0 | 0 | 0.0 | 0 | ABB | 1SDA067403R1 | India |  |  | 0 | 0.0 |  | 0 | 0 |  | 0 | 0 | 0 | 0 |  |  | 0 | 0 | 0 |  | 0 | [5 empty] | 0 |  |  | 0 | [13 empty] | Nos | 1.0 | [10 empty] | Ringlus Electro Controls & Automation PVT LTD | [18 empty] | CGST - RNG | 9.0
[120 empty] | SGST - RNG | 9.0
| 63A 4P 25kA TMD MCCB XT1 160 ABB | 63A 4P 25kA TMD MCCB XT1 160 ABB | ABBMCCB | Nos |  | 63A 4P 25kA TMD MCCB XT1 160 ABB |  | 0 | 0 | 1 | 1 | 1 | 0.0 | 0.0 | 0.0 | 0 |  |  | 0.0 | Electrical Components | 63A 4P 25kA TMD MCCB XT1 160 ABB | 0 | 31-12-2099 | Material Transfer |  | 0.0 |  | 0 | 0 |  | 0 | 0 | 0 | 0 |  | 0 | Item Attribute | 1 | Nos | 0.0 | 0.0 | 0 | 0.0 | 0 | ABB | 1SDA067404R1 | India |  |  | 0 | 0.0 |  | 0 | 0 |  | 0 | 0 | 0 | 0 |  |  | 0 | 0 | 0 |  | 0 | [5 empty] | 0 |  |  | 0 | [13 empty] | Nos | 1.0 | [10 empty] | Ringlus Electro Controls & Automation PVT LTD | [18 empty] | CGST - RNG | 9.0
[120 empty] | SGST - RNG | 9.0
| 80A 4P 25kA TMD MCCB XT1 160 ABB | 80A 4P 25kA TMD MCCB XT1 160 ABB | ABBMCCB | Nos |  | 80A 4P 25kA TMD MCCB XT1 160 ABB |  | 0 | 0 | 1 | 1 | 1 | 0.0 | 0.0 | 0.0 | 0 |  |  | 0.0 | Electrical Components | 80A 4P 25kA TMD MCCB XT1 160 ABB | 0 | 31-12-2099 | Material Transfer |  | 0.0 |  | 0 | 0 |  | 0 | 0 | 0 | 0 |  | 0 | Item Attribute | 1 | Nos | 0.0 | 0.0 | 0 | 0.0 | 0 | ABB | 1SDA067405R1 | India |  |  | 0 | 0.0 |  | 0 | 0 |  | 0 | 0 | 0 | 0 |  |  | 0 | 0 | 0 |  | 0 | [5 empty] | 0 |  |  | 0 | [13 empty] | Nos | 1.0 | [10 empty] | Ringlus Electro Controls & Automation PVT LTD | [18 empty] | CGST - RNG | 9.0
[120 empty] | SGST - RNG | 9.0
| 100A 4P 25kA TMD MCCB XT1 160 ABB | 100A 4P 25kA TMD MCCB XT1 160 ABB | ABBMCCB | Nos |  | 100A 4P 25kA TMD MCCB XT1 160 ABB |  | 0 | 0 | 1 | 1 | 1 | 0.0 | 0.0 | 0.0 | 0 |  |  | 0.0 | Electrical Components | 100A 4P 25kA TMD MCCB XT1 160 ABB | 0 | 31-12-2099 | Material Transfer |  | 0.0 |  | 0 | 0 |  | 0 | 0 | 0 | 0 |  | 0 | Item Attribute | 1 | Nos | 0.0 | 0.0 | 0 | 0.0 | 0 | ABB | 1SDA067406R1 | India |  |  | 0 | 0.0 |  | 0 | 0 |  | 0 | 0 | 0 | 0 |  |  | 0 | 0 | 0 |  | 0 | [5 empty] | 0 |  |  | 0 | [13 empty] | Nos | 1.0 | [10 empty] | Ringlus Electro Controls & Automation PVT LTD | [18 empty] | CGST - RNG | 9.0
[120 empty] | SGST - RNG | 9.0
| 125A 4P 25kA TMD MCCB XT1 160 ABB | 125A 4P 25kA TMD MCCB XT1 160 ABB | ABBMCCB | Nos |  | 125A 4P 25kA TMD MCCB XT1 160 ABB |  | 0 | 0 | 1 | 1 | 1 | 0.0 | 0.0 | 0.0 | 0 |  |  | 0.0 | Electrical Components | 125A 4P 25kA TMD MCCB XT1 160 ABB | 0 | 31-12-2099 | Material Transfer |  | 0.0 |  | 0 | 0 |  | 0 | 0 | 0 | 0 |  | 0 | Item Attribute | 1 | Nos | 0.0 | 0.0 | 0 | 0.0 | 0 | ABB | 1SDA067409R1 | India |  |  | 0 | 0.0 |  | 0 | 0 |  | 0 | 0 | 0 | 0 |  |  | 0 | 0 | 0 |  | 0 | [5 empty] | 0 |  |  | 0 | [13 empty] | Nos | 1.0 | [10 empty] | Ringlus Electro Controls & Automation PVT LTD | [18 empty] | CGST - RNG | 9.0
[120 empty] | SGST - RNG | 9.0
| 160A 4P 25kA TMD MCCB XT1 160 ABB | 160A 4P 25kA TMD MCCB XT1 160 ABB | ABBMCCB | Nos |  | 160A 4P 25kA TMD MCCB XT1 160 ABB |  | 0 | 0 | 1 | 1 | 1 | 0.0 | 0.0 | 0.0 | 0 |  |  | 0.0 | Electrical Components | 160A 4P 25kA TMD MCCB XT1 160 ABB | 0 | 31-12-2099 | Material Transfer |  | 0.0 |  | 0 | 0 |  | 0 | 0 | 0 | 0 |  | 0 | Item Attribute | 1 | Nos | 0.0 | 0.0 | 0 | 0.0 | 0 | ABB | 1SDA067410R1 | India |  |  | 0 | 0.0 |  | 0 | 0 |  | 0 | 0 | 0 | 0 |  |  | 0 | 0 | 0 |  | 0 | [5 empty] | 0 |  |  | 0 | [13 empty] | Nos | 1.0 | [10 empty] | Ringlus Electro Controls & Automation PVT LTD | [18 empty] | CGST - RNG | 9.0
[120 empty] | SGST - RNG | 9.0
| 16A 3P 36kA TMD MCCB XT1 160 ABB | 16A 3P 36kA TMD MCCB XT1 160 ABB | ABBMCCB | Nos |  | 16A 3P 36kA TMD MCCB XT1 160 ABB |  | 0 | 0 | 1 | 1 | 1 | 0.0 | 0.0 | 0.0 | 0 |  |  | 0.0 | Electrical Components | 16A 3P 36kA TMD MCCB XT1 160 ABB | 0 | 31-12-2099 | Material Transfer |  | 0.0 |  | 0 | 0 |  | 0 | 0 | 0 | 0 |  | 0 | Item Attribute | 1 | Nos | 0.0 | 0.0 | 0 | 0.0 | 0 | ABB | 1SDA080827R1 | India |  |  | 0 | 0.0 |  | 0 | 0 |  | 0 | 0 | 0 | 0 |  |  | 0 | 0 | 0 |  | 0 | [5 empty] | 0 |  |  | 0 | [13 empty] | Nos | 1.0 | [10 empty] | Ringlus Electro Controls & Automation PVT LTD | [18 empty] | CGST - RNG | 9.0
[120 empty] | SGST - RNG | 9.0
| 20A 3P 36kA TMD MCCB XT1 160 ABB | 20A 3P 36kA TMD MCCB XT1 160 ABB | ABBMCCB | Nos |  | 20A 3P 36kA TMD MCCB XT1 160 ABB |  | 0 | 0 | 1 | 1 | 1 | 0.0 | 0.0 | 0.0 | 0 |  |  | 0.0 | Electrical Components | 20A 3P 36kA TMD MCCB XT1 160 ABB | 0 | 31-12-2099 | Material Transfer |  | 0.0 |  | 0 | 0 |  | 0 | 0 | 0 | 0 |  | 0 | Item Attribute | 1 | Nos | 0.0 | 0.0 | 0 | 0.0 | 0 | ABB | 1SDA080828R1 | India |  |  | 0 | 0.0 |  | 0 | 0 |  | 0 | 0 | 0 | 0 |  |  | 0 | 0 | 0 |  | 0 | [5 empty] | 0 |  |  | 0 | [13 empty] | Nos | 1.0 | [10 empty] | Ringlus Electro Controls & Automation PVT LTD | [18 empty] | CGST - RNG | 9.0
[120 empty] | SGST - RNG | 9.0
| 25A 3P 36kA TMD MCCB XT1 160 ABB | 25A 3P 36kA TMD MCCB XT1 160 ABB | ABBMCCB | Nos |  | 25A 3P 36kA TMD MCCB XT1 160 ABB |  | 0 | 0 | 1 | 1 | 1 | 0.0 | 0.0 | 0.0 | 0 |  |  | 0.0 | Electrical Components | 25A 3P 36kA TMD MCCB XT1 160 ABB | 0 | 31-12-2099 | Material Transfer |  | 0.0 |  | 0 | 0 |  | 0 | 0 | 0 | 0 |  | 0 | Item Attribute | 1 | Nos | 0.0 | 0.0 | 0 | 0.0 | 0 | ABB | 1SDA080829R1 | India |  |  | 0 | 0.0 |  | 0 | 0 |  | 0 | 0 | 0 | 0 |  |  | 0 | 0 | 0 |  | 0 | [5 empty] | 0 |  |  | 0 | [13 empty] | Nos | 1.0 | [10 empty] | Ringlus Electro Controls & Automation PVT LTD | [18 empty] | CGST - RNG | 9.0
[120 empty] | SGST - RNG | 9.0
| 32A 3P 36kA TMD MCCB XT1 160 ABB | 32A 3P 36kA TMD MCCB XT1 160 ABB | ABBMCCB | Nos |  | 32A 3P 36kA TMD MCCB XT1 160 ABB |  | 0 | 0 | 1 | 1 | 1 | 0.0 | 0.0 | 0.0 | 0 |  |  | 0.0 | Electrical Components | 32A 3P 36kA TMD MCCB XT1 160 ABB | 0 | 31-12-2099 | Material Transfer |  | 0.0 |  | 0 | 0 |  | 0 | 0 | 0 | 0 |  | 0 | Item Attribute | 1 | Nos | 0.0 | 0.0 | 0 | 0.0 | 0 | ABB | 1SDA067411R1 | India |  |  | 0 | 0.0 |  | 0 | 0 |  | 0 | 0 | 0 | 0 |  |  | 0 | 0 | 0 |  | 0 | [5 empty] | 0 |  |  | 0 | [13 empty] | Nos | 1.0 | [10 empty] | Ringlus Electro Controls & Automation PVT LTD | [18 empty] | CGST - RNG | 9.0
[120 empty] | SGST - RNG | 9.0
| 40A 3P 36kA TMD MCCB XT1 160 ABB | 40A 3P 36kA TMD MCCB XT1 160 ABB | ABBMCCB | Nos |  | 40A 3P 36kA TMD MCCB XT1 160 ABB |  | 0 | 0 | 1 | 1 | 1 | 0.0 | 0.0 | 0.0 | 0 |  |  | 0.0 | Electrical Components | 40A 3P 36kA TMD MCCB XT1 160 ABB | 0 | 31-12-2099 | Material Transfer |  | 0.0 |  | 0 | 0 |  | 0 | 0 | 0 | 0 |  | 0 | Item Attribute | 1 | Nos | 0.0 | 0.0 | 0 | 0.0 | 0 | ABB | 1SDA067412R1 | India |  |  | 0 | 0.0 |  | 0 | 0 |  | 0 | 0 | 0 | 0 |  |  | 0 | 0 | 0 |  | 0 | [5 empty] | 0 |  |  | 0 | [13 empty] | Nos | 1.0 | [10 empty] | Ringlus Electro Controls & Automation PVT LTD | [18 empty] | CGST - RNG | 9.0
[120 empty] | SGST - RNG | 9.0
| 50A 3P 36kA TMD MCCB XT1 160 ABB | 50A 3P 36kA TMD MCCB XT1 160 ABB | ABBMCCB | Nos |  | 50A 3P 36kA TMD MCCB XT1 160 ABB |  | 0 | 0 | 1 | 1 | 1 | 0.0 | 0.0 | 0.0 | 0 |  |  | 0.0 | Electrical Components | 50A 3P 36kA TMD MCCB XT1 160 ABB | 0 | 31-12-2099 | Material Transfer |  | 0.0 |  | 0 | 0 |  | 0 | 0 | 0 | 0 |  | 0 | Item Attribute | 1 | Nos | 0.0 | 0.0 | 0 | 0.0 | 0 | ABB | 1SDA067413R1 | India |  |  | 0 | 0.0 |  | 0 | 0 |  | 0 | 0 | 0 | 0 |  |  | 0 | 0 | 0 |  | 0 | [5 empty] | 0 |  |  | 0 | [13 empty] | Nos | 1.0 | [10 empty] | Ringlus Electro Controls & Automation PVT LTD | [18 empty] | CGST - RNG | 9.0
[120 empty] | SGST - RNG | 9.0
| 63A 3P 36kA TMD MCCB XT1 160 ABB | 63A 3P 36kA TMD MCCB XT1 160 ABB | ABBMCCB | Nos |  | 63A 3P 36kA TMD MCCB XT1 160 ABB |  | 0 | 0 | 1 | 1 | 1 | 0.0 | 0.0 | 0.0 | 0 |  |  | 0.0 | Electrical Components | 63A 3P 36kA TMD MCCB XT1 160 ABB | 0 | 31-12-2099 | Material Transfer |  | 0.0 |  | 0 | 0 |  | 0 | 0 | 0 | 0 |  | 0 | Item Attribute | 1 | Nos | 0.0 | 0.0 | 0 | 0.0 | 0 | ABB | 1SDA067414R1 | India |  |  | 0 | 0.0 |  | 0 | 0 |  | 0 | 0 | 0 | 0 |  |  | 0 | 0 | 0 |  | 0 | [5 empty] | 0 |  |  | 0 | [13 empty] | Nos | 1.0 | [10 empty] | Ringlus Electro Controls & Automation PVT LTD | [18 empty] | CGST - RNG | 9.0
[120 empty] | SGST - RNG | 9.0
| 80A 3P 36kA TMD MCCB XT1 160 ABB | 80A 3P 36kA TMD MCCB XT1 160 ABB | ABBMCCB | Nos |  | 80A 3P 36kA TMD MCCB XT1 160 ABB |  | 0 | 0 | 1 | 1 | 1 | 0.0 | 0.0 | 0.0 | 0 |  |  | 0.0 | Electrical Components | 80A 3P 36kA TMD MCCB XT1 160 ABB | 0 | 31-12-2099 | Material Transfer |  | 0.0 |  | 0 | 0 |  | 0 | 0 | 0 | 0 |  | 0 | Item Attribute | 1 | Nos | 0.0 | 0.0 | 0 | 0.0 | 0 | ABB | 1SDA067415R1 | India |  |  | 0 | 0.0 |  | 0 | 0 |  | 0 | 0 | 0 | 0 |  |  | 0 | 0 | 0 |  | 0 | [5 empty] | 0 |  |  | 0 | [13 empty] | Nos | 1.0 | [10 empty] | Ringlus Electro Controls & Automation PVT LTD | [18 empty] | CGST - RNG | 9.0
[120 empty] | SGST - RNG | 9.0
| 100A 3P 36kA TMD MCCB XT1 160 ABB | 100A 3P 36kA TMD MCCB XT1 160 ABB | ABBMCCB | Nos |  | 100A 3P 36kA TMD MCCB XT1 160 ABB |  | 0 | 0 | 1 | 1 | 1 | 0.0 | 0.0 | 0.0 | 0 |  |  | 0.0 | Electrical Components | 100A 3P 36kA TMD MCCB XT1 160 ABB | 0 | 31-12-2099 | Material Transfer |  | 0.0 |  | 0 | 0 |  | 0 | 0 | 0 | 0 |  | 0 | Item Attribute | 1 | Nos | 0.0 | 0.0 | 0 | 0.0 | 0 | ABB | 1SDA067416R1 | India |  |  | 0 | 0.0 |  | 0 | 0 |  | 0 | 0 | 0 | 0 |  |  | 0 | 0 | 0 |  | 0 | [5 empty] | 0 |  |  | 0 | [13 empty] | Nos | 1.0 | [10 empty] | Ringlus Electro Controls & Automation PVT LTD | [18 empty] | CGST - RNG | 9.0
[120 empty] | SGST - RNG | 9.0
| 125A 3P 36kA TMD MCCB XT1 160 ABB | 125A 3P 36kA TMD MCCB XT1 160 ABB | ABBMCCB | Nos |  | 125A 3P 36kA TMD MCCB XT1 160 ABB |  | 0 | 0 | 1 | 1 | 1 | 0.0 | 0.0 | 0.0 | 0 |  |  | 0.0 | Electrical Components | 125A 3P 36kA TMD MCCB XT1 160 ABB | 0 | 31-12-2099 | Material Transfer |  | 0.0 |  | 0 | 0 |  | 0 | 0 | 0 | 0 |  | 0 | Item Attribute | 1 | Nos | 0.0 | 0.0 | 0 | 0.0 | 0 | ABB | 1SDA067417R1 | India |  |  | 0 | 0.0 |  | 0 | 0 |  | 0 | 0 | 0 | 0 |  |  | 0 | 0 | 0 |  | 0 | [5 empty] | 0 |  |  | 0 | [13 empty] | Nos | 1.0 | [10 empty] | Ringlus Electro Controls & Automation PVT LTD | [18 empty] | CGST - RNG | 9.0
[120 empty] | SGST - RNG | 9.0
| 160A 3P 36kA TMD MCCB XT1 160 ABB | 160A 3P 36kA TMD MCCB XT1 160 ABB | ABBMCCB | Nos |  | 160A 3P 36kA TMD MCCB XT1 160 ABB |  | 0 | 0 | 1 | 1 | 1 | 0.0 | 0.0 | 0.0 | 0 |  |  | 0.0 | Electrical Components | 160A 3P 36kA TMD MCCB XT1 160 ABB | 0 | 31-12-2099 | Material Transfer |  | 0.0 |  | 0 | 0 |  | 0 | 0 | 0 | 0 |  | 0 | Item Attribute | 1 | Nos | 0.0 | 0.0 | 0 | 0.0 | 0 | ABB | 1SDA067418R1 | India |  |  | 0 | 0.0 |  | 0 | 0 |  | 0 | 0 | 0 | 0 |  |  | 0 | 0 | 0 |  | 0 | [5 empty] | 0 |  |  | 0 | [13 empty] | Nos | 1.0 | [10 empty] | Ringlus Electro Controls & Automation PVT LTD | [18 empty] | CGST - RNG | 9.0
[120 empty] | SGST - RNG | 9.0
| 16A 4P 36kA TMD MCCB XT1 160 ABB | 16A 4P 36kA TMD MCCB XT1 160 ABB | ABBMCCB | Nos |  | 16A 4P 36kA TMD MCCB XT1 160 ABB |  | 0 | 0 | 1 | 1 | 1 | 0.0 | 0.0 | 0.0 | 0 |  |  | 0.0 | Electrical Components | 16A 4P 36kA TMD MCCB XT1 160 ABB | 0 | 31-12-2099 | Material Transfer |  | 0.0 |  | 0 | 0 |  | 0 | 0 | 0 | 0 |  | 0 | Item Attribute | 1 | Nos | 0.0 | 0.0 | 0 | 0.0 | 0 | ABB | 1SDA080842R1 | India |  |  | 0 | 0.0 |  | 0 | 0 |  | 0 | 0 | 0 | 0 |  |  | 0 | 0 | 0 |  | 0 | [5 empty] | 0 |  |  | 0 | [13 empty] | Nos | 1.0 | [10 empty] | Ringlus Electro Controls & Automation PVT LTD | [18 empty] | CGST - RNG | 9.0
[120 empty] | SGST - RNG | 9.0
| 20A 4P 36kA TMD MCCB XT1 160 ABB | 20A 4P 36kA TMD MCCB XT1 160 ABB | ABBMCCB | Nos |  | 20A 4P 36kA TMD MCCB XT1 160 ABB |  | 0 | 0 | 1 | 1 | 1 | 0.0 | 0.0 | 0.0 | 0 |  |  | 0.0 | Electrical Components | 20A 4P 36kA TMD MCCB XT1 160 ABB | 0 | 31-12-2099 | Material Transfer |  | 0.0 |  | 0 | 0 |  | 0 | 0 | 0 | 0 |  | 0 | Item Attribute | 1 | Nos | 0.0 | 0.0 | 0 | 0.0 | 0 | ABB | 1SDA080843R1 | India |  |  | 0 | 0.0 |  | 0 | 0 |  | 0 | 0 | 0 | 0 |  |  | 0 | 0 | 0 |  | 0 | [5 empty] | 0 |  |  | 0 | [13 empty] | Nos | 1.0 | [10 empty] | Ringlus Electro Controls & Automation PVT LTD | [18 empty] | CGST - RNG | 9.0
[120 empty] | SGST - RNG | 9.0
| 25A 4P 36kA TMD MCCB XT1 160 ABB | 25A 4P 36kA TMD MCCB XT1 160 ABB | ABBMCCB | Nos |  | 25A 4P 36kA TMD MCCB XT1 160 ABB |  | 0 | 0 | 1 | 1 | 1 | 0.0 | 0.0 | 0.0 | 0 |  |  | 0.0 | Electrical Components | 25A 4P 36kA TMD MCCB XT1 160 ABB | 0 | 31-12-2099 | Material Transfer |  | 0.0 |  | 0 | 0 |  | 0 | 0 | 0 | 0 |  | 0 | Item Attribute | 1 | Nos | 0.0 | 0.0 | 0 | 0.0 | 0 | ABB | 1SDA080844R1 | India |  |  | 0 | 0.0 |  | 0 | 0 |  | 0 | 0 | 0 | 0 |  |  | 0 | 0 | 0 |  | 0 | [5 empty] | 0 |  |  | 0 | [13 empty] | Nos | 1.0 | [10 empty] | Ringlus Electro Controls & Automation PVT LTD | [18 empty] | CGST - RNG | 9.0
[120 empty] | SGST - RNG | 9.0
| 32A 4P 36kA TMD MCCB XT1 160 ABB | 32A 4P 36kA TMD MCCB XT1 160 ABB | ABBMCCB | Nos |  | 32A 4P 36kA TMD MCCB XT1 160 ABB |  | 0 | 0 | 1 | 1 | 1 | 0.0 | 0.0 | 0.0 | 0 |  |  | 0.0 | Electrical Components | 32A 4P 36kA TMD MCCB XT1 160 ABB | 0 | 31-12-2099 | Material Transfer |  | 0.0 |  | 0 | 0 |  | 0 | 0 | 0 | 0 |  | 0 | Item Attribute | 1 | Nos | 0.0 | 0.0 | 0 | 0.0 | 0 | ABB | 1SDA067419R1 | India |  |  | 0 | 0.0 |  | 0 | 0 |  | 0 | 0 | 0 | 0 |  |  | 0 | 0 | 0 |  | 0 | [5 empty] | 0 |  |  | 0 | [13 empty] | Nos | 1.0 | [10 empty] | Ringlus Electro Controls & Automation PVT LTD | [18 empty] | CGST - RNG | 9.0
[120 empty] | SGST - RNG | 9.0
| 40A 4P 36kA TMD MCCB XT1 160 ABB | 40A 4P 36kA TMD MCCB XT1 160 ABB | ABBMCCB | Nos |  | 40A 4P 36kA TMD MCCB XT1 160 ABB |  | 0 | 0 | 1 | 1 | 1 | 0.0 | 0.0 | 0.0 | 0 |  |  | 0.0 | Electrical Components | 40A 4P 36kA TMD MCCB XT1 160 ABB | 0 | 31-12-2099 | Material Transfer |  | 0.0 |  | 0 | 0 |  | 0 | 0 | 0 | 0 |  | 0 | Item Attribute | 1 | Nos | 0.0 | 0.0 | 0 | 0.0 | 0 | ABB | 1SDA067420R1 | India |  |  | 0 | 0.0 |  | 0 | 0 |  | 0 | 0 | 0 | 0 |  |  | 0 | 0 | 0 |  | 0 | [5 empty] | 0 |  |  | 0 | [13 empty] | Nos | 1.0 | [10 empty] | Ringlus Electro Controls & Automation PVT LTD | [18 empty] | CGST - RNG | 9.0
[120 empty] | SGST - RNG | 9.0
| 50A 4P 36kA TMD MCCB XT1 160 ABB | 50A 4P 36kA TMD MCCB XT1 160 ABB | ABBMCCB | Nos |  | 50A 4P 36kA TMD MCCB XT1 160 ABB |  | 0 | 0 | 1 | 1 | 1 | 0.0 | 0.0 | 0.0 | 0 |  |  | 0.0 | Electrical Components | 50A 4P 36kA TMD MCCB XT1 160 ABB | 0 | 31-12-2099 | Material Transfer |  | 0.0 |  | 0 | 0 |  | 0 | 0 | 0 | 0 |  | 0 | Item Attribute | 1 | Nos | 0.0 | 0.0 | 0 | 0.0 | 0 | ABB | 1SDA067421R1 | India |  |  | 0 | 0.0 |  | 0 | 0 |  | 0 | 0 | 0 | 0 |  |  | 0 | 0 | 0 |  | 0 | [5 empty] | 0 |  |  | 0 | [13 empty] | Nos | 1.0 | [10 empty] | Ringlus Electro Controls & Automation PVT LTD | [18 empty] | CGST - RNG | 9.0
[120 empty] | SGST - RNG | 9.0
| 63A 4P 36kA TMD MCCB XT1 160 ABB | 63A 4P 36kA TMD MCCB XT1 160 ABB | ABBMCCB | Nos |  | 63A 4P 36kA TMD MCCB XT1 160 ABB |  | 0 | 0 | 1 | 1 | 1 | 0.0 | 0.0 | 0.0 | 0 |  |  | 0.0 | Electrical Components | 63A 4P 36kA TMD MCCB XT1 160 ABB | 0 | 31-12-2099 | Material Transfer |  | 0.0 |  | 0 | 0 |  | 0 | 0 | 0 | 0 |  | 0 | Item Attribute | 1 | Nos | 0.0 | 0.0 | 0 | 0.0 | 0 | ABB | 1SDA067422R1 | India |  |  | 0 | 0.0 |  | 0 | 0 |  | 0 | 0 | 0 | 0 |  |  | 0 | 0 | 0 |  | 0 | [5 empty] | 0 |  |  | 0 | [13 empty] | Nos | 1.0 | [10 empty] | Ringlus Electro Controls & Automation PVT LTD | [18 empty] | CGST - RNG | 9.0
[120 empty] | SGST - RNG | 9.0
| 80A 4P 36kA TMD MCCB XT1 160 ABB | 80A 4P 36kA TMD MCCB XT1 160 ABB | ABBMCCB | Nos |  | 80A 4P 36kA TMD MCCB XT1 160 ABB |  | 0 | 0 | 1 | 1 | 1 | 0.0 | 0.0 | 0.0 | 0 |  |  | 0.0 | Electrical Components | 80A 4P 36kA TMD MCCB XT1 160 ABB | 0 | 31-12-2099 | Material Transfer |  | 0.0 |  | 0 | 0 |  | 0 | 0 | 0 | 0 |  | 0 | Item Attribute | 1 | Nos | 0.0 | 0.0 | 0 | 0.0 | 0 | ABB | 1SDA067423R1 | India |  |  | 0 | 0.0 |  | 0 | 0 |  | 0 | 0 | 0 | 0 |  |  | 0 | 0 | 0 |  | 0 | [5 empty] | 0 |  |  | 0 | [13 empty] | Nos | 1.0 | [10 empty] | Ringlus Electro Controls & Automation PVT LTD | [18 empty] | CGST - RNG | 9.0
[120 empty] | SGST - RNG | 9.0
| 100A 4P 36kA TMD MCCB XT1 160 ABB | 100A 4P 36kA TMD MCCB XT1 160 ABB | ABBMCCB | Nos |  | 100A 4P 36kA TMD MCCB XT1 160 ABB |  | 0 | 0 | 1 | 1 | 1 | 0.0 | 0.0 | 0.0 | 0 |  |  | 0.0 | Electrical Components | 100A 4P 36kA TMD MCCB XT1 160 ABB | 0 | 31-12-2099 | Material Transfer |  | 0.0 |  | 0 | 0 |  | 0 | 0 | 0 | 0 |  | 0 | Item Attribute | 1 | Nos | 0.0 | 0.0 | 0 | 0.0 | 0 | ABB | 1SDA067424R1 | India |  |  | 0 | 0.0 |  | 0 | 0 |  | 0 | 0 | 0 | 0 |  |  | 0 | 0 | 0 |  | 0 | [5 empty] | 0 |  |  | 0 | [13 empty] | Nos | 1.0 | [10 empty] | Ringlus Electro Controls & Automation PVT LTD | [18 empty] | CGST - RNG | 9.0
[120 empty] | SGST - RNG | 9.0
| 125A 4P 36kA TMD MCCB XT1 160 ABB | 125A 4P 36kA TMD MCCB XT1 160 ABB | ABBMCCB | Nos |  | 125A 4P 36kA TMD MCCB XT1 160 ABB |  | 0 | 0 | 1 | 1 | 1 | 0.0 | 0.0 | 0.0 | 0 |  |  | 0.0 | Electrical Components | 125A 4P 36kA TMD MCCB XT1 160 ABB | 0 | 31-12-2099 | Material Transfer |  | 0.0 |  | 0 | 0 |  | 0 | 0 | 0 | 0 |  | 0 | Item Attribute | 1 | Nos | 0.0 | 0.0 | 0 | 0.0 | 0 | ABB | 1SDA067427R1 | India |  |  | 0 | 0.0 |  | 0 | 0 |  | 0 | 0 | 0 | 0 |  |  | 0 | 0 | 0 |  | 0 | [5 empty] | 0 |  |  | 0 | [13 empty] | Nos | 1.0 | [10 empty] | Ringlus Electro Controls & Automation PVT LTD | [18 empty] | CGST - RNG | 9.0
[120 empty] | SGST - RNG | 9.0
| 160A 4P 36kA TMD MCCB XT1 160 ABB | 160A 4P 36kA TMD MCCB XT1 160 ABB | ABBMCCB | Nos |  | 160A 4P 36kA TMD MCCB XT1 160 ABB |  | 0 | 0 | 1 | 1 | 1 | 0.0 | 0.0 | 0.0 | 0 |  |  | 0.0 | Electrical Components | 160A 4P 36kA TMD MCCB XT1 160 ABB | 0 | 31-12-2099 | Material Transfer |  | 0.0 |  | 0 | 0 |  | 0 | 0 | 0 | 0 |  | 0 | Item Attribute | 1 | Nos | 0.0 | 0.0 | 0 | 0.0 | 0 | ABB | 1SDA067428R1 | India |  |  | 0 | 0.0 |  | 0 | 0 |  | 0 | 0 | 0 | 0 |  |  | 0 | 0 | 0 |  | 0 | [5 empty] | 0 |  |  | 0 | [13 empty] | Nos | 1.0 | [10 empty] | Ringlus Electro Controls & Automation PVT LTD | [18 empty] | CGST - RNG | 9.0
[120 empty] | SGST - RNG | 9.0
| 200A 3P 36kA TMD MCCB XT3 250 ABB | 200A 3P 36kA TMD MCCB XT3 250 ABB | ABBMCCB | Nos |  | 200A 3P 36kA TMD MCCB XT3 250 ABB |  | 0 | 0 | 1 | 1 | 1 | 0.0 | 0.0 | 0.0 | 0 |  |  | 0.0 | Electrical Components | 200A 3P 36kA TMD MCCB XT3 250 ABB | 0 | 31-12-2099 | Material Transfer |  | 0.0 |  | 0 | 0 |  | 0 | 0 | 0 | 0 |  | 0 | Item Attribute | 1 | Nos | 0.0 | 0.0 | 0 | 0.0 | 0 | ABB | 1SDA068058R1 | India |  |  | 0 | 0.0 |  | 0 | 0 |  | 0 | 0 | 0 | 0 |  |  | 0 | 0 | 0 |  | 0 | [5 empty] | 0 |  |  | 0 | [13 empty] | Nos | 1.0 | [10 empty] | Ringlus Electro Controls & Automation PVT LTD | [18 empty] | CGST - RNG | 9.0
[120 empty] | SGST - RNG | 9.0
| 250A 3P 36kA TMD MCCB XT3 250 ABB | 250A 3P 36kA TMD MCCB XT3 250 ABB | ABBMCCB | Nos |  | 250A 3P 36kA TMD MCCB XT3 250 ABB |  | 0 | 0 | 1 | 1 | 1 | 0.0 | 0.0 | 0.0 | 0 |  |  | 0.0 | Electrical Components | 250A 3P 36kA TMD MCCB XT3 250 ABB | 0 | 31-12-2099 | Material Transfer |  | 0.0 |  | 0 | 0 |  | 0 | 0 | 0 | 0 |  | 0 | Item Attribute | 1 | Nos | 0.0 | 0.0 | 0 | 0.0 | 0 | ABB | 1SDA068059R1 | India |  |  | 0 | 0.0 |  | 0 | 0 |  | 0 | 0 | 0 | 0 |  |  | 0 | 0 | 0 |  | 0 | [5 empty] | 0 |  |  | 0 | [13 empty] | Nos | 1.0 | [10 empty] | Ringlus Electro Controls & Automation PVT LTD | [18 empty] | CGST - RNG | 9.0
[120 empty] | SGST - RNG | 9.0
| 200A 4P 36kA TMD MCCB XT3 250 ABB | 200A 4P 36kA TMD MCCB XT3 250 ABB | ABBMCCB | Nos |  | 200A 4P 36kA TMD MCCB XT3 250 ABB |  | 0 | 0 | 1 | 1 | 1 | 0.0 | 0.0 | 0.0 | 0 |  |  | 0.0 | Electrical Components | 200A 4P 36kA TMD MCCB XT3 250 ABB | 0 | 31-12-2099 | Material Transfer |  | 0.0 |  | 0 | 0 |  | 0 | 0 | 0 | 0 |  | 0 | Item Attribute | 1 | Nos | 0.0 | 0.0 | 0 | 0.0 | 0 | ABB | 1SDA068069R1 | India |  |  | 0 | 0.0 |  | 0 | 0 |  | 0 | 0 | 0 | 0 |  |  | 0 | 0 | 0 |  | 0 | [5 empty] | 0 |  |  | 0 | [13 empty] | Nos | 1.0 | [10 empty] | Ringlus Electro Controls & Automation PVT LTD | [18 empty] | CGST - RNG | 9.0
[120 empty] | SGST - RNG | 9.0
| 250A 4P 36kA TMD MCCB XT3 250 ABB | 250A 4P 36kA TMD MCCB XT3 250 ABB | ABBMCCB | Nos |  | 250A 4P 36kA TMD MCCB XT3 250 ABB |  | 0 | 0 | 1 | 1 | 1 | 0.0 | 0.0 | 0.0 | 0 |  |  | 0.0 | Electrical Components | 250A 4P 36kA TMD MCCB XT3 250 ABB | 0 | 31-12-2099 | Material Transfer |  | 0.0 |  | 0 | 0 |  | 0 | 0 | 0 | 0 |  | 0 | Item Attribute | 1 | Nos | 0.0 | 0.0 | 0 | 0.0 | 0 | ABB | 1SDA068070R1 | India |  |  | 0 | 0.0 |  | 0 | 0 |  | 0 | 0 | 0 | 0 |  |  | 0 | 0 | 0 |  | 0 | [5 empty] | 0 |  |  | 0 | [13 empty] | Nos | 1.0 | [10 empty] | Ringlus Electro Controls & Automation PVT LTD | [18 empty] | CGST - RNG | 9.0
[120 empty] | SGST - RNG | 9.0
| 200A 3P 50kA TMD MCCB XT3 250 ABB | 200A 3P 50kA TMD MCCB XT3 250 ABB | ABBMCCB | Nos |  | 200A 3P 50kA TMD MCCB XT3 250 ABB |  | 0 | 0 | 1 | 1 | 1 | 0.0 | 0.0 | 0.0 | 0 |  |  | 0.0 | Electrical Components | 200A 3P 50kA TMD MCCB XT3 250 ABB | 0 | 31-12-2099 | Material Transfer |  | 0.0 |  | 0 | 0 |  | 0 | 0 | 0 | 0 |  | 0 | Item Attribute | 1 | Nos | 0.0 | 0.0 | 0 | 0.0 | 0 | ABB | 1SDA068220R1 | India |  |  | 0 | 0.0 |  | 0 | 0 |  | 0 | 0 | 0 | 0 |  |  | 0 | 0 | 0 |  | 0 | [5 empty] | 0 |  |  | 0 | [13 empty] | Nos | 1.0 | [10 empty] | Ringlus Electro Controls & Automation PVT LTD | [18 empty] | CGST - RNG | 9.0
[120 empty] | SGST - RNG | 9.0
| 250A 3P 50kA TMD MCCB XT3 250 ABB | 250A 3P 50kA TMD MCCB XT3 250 ABB | ABBMCCB | Nos |  | 250A 3P 50kA TMD MCCB XT3 250 ABB |  | 0 | 0 | 1 | 1 | 1 | 0.0 | 0.0 | 0.0 | 0 |  |  | 0.0 | Electrical Components | 250A 3P 50kA TMD MCCB XT3 250 ABB | 0 | 31-12-2099 | Material Transfer |  | 0.0 |  | 0 | 0 |  | 0 | 0 | 0 | 0 |  | 0 | Item Attribute | 1 | Nos | 0.0 | 0.0 | 0 | 0.0 | 0 | ABB | 1SDA068221R1 | India |  |  | 0 | 0.0 |  | 0 | 0 |  | 0 | 0 | 0 | 0 |  |  | 0 | 0 | 0 |  | 0 | [5 empty] | 0 |  |  | 0 | [13 empty] | Nos | 1.0 | [10 empty] | Ringlus Electro Controls & Automation PVT LTD | [18 empty] | CGST - RNG | 9.0
[120 empty] | SGST - RNG | 9.0
| 200A 4P 50kA TMD MCCB XT3 250 ABB | 200A 4P 50kA TMD MCCB XT3 250 ABB | ABBMCCB | Nos |  | 200A 4P 50kA TMD MCCB XT3 250 ABB |  | 0 | 0 | 1 | 1 | 1 | 0.0 | 0.0 | 0.0 | 0 |  |  | 0.0 | Electrical Components | 200A 4P 50kA TMD MCCB XT3 250 ABB | 0 | 31-12-2099 | Material Transfer |  | 0.0 |  | 0 | 0 |  | 0 | 0 | 0 | 0 |  | 0 | Item Attribute | 1 | Nos | 0.0 | 0.0 | 0 | 0.0 | 0 | ABB | 1SDA068231R1 | India |  |  | 0 | 0.0 |  | 0 | 0 |  | 0 | 0 | 0 | 0 |  |  | 0 | 0 | 0 |  | 0 | [5 empty] | 0 |  |  | 0 | [13 empty] | Nos | 1.0 | [10 empty] | Ringlus Electro Controls & Automation PVT LTD | [18 empty] | CGST - RNG | 9.0
[120 empty] | SGST - RNG | 9.0
| 250A 4P 50kA TMD MCCB XT3 250 ABB | 250A 4P 50kA TMD MCCB XT3 250 ABB | ABBMCCB | Nos |  | 250A 4P 50kA TMD MCCB XT3 250 ABB |  | 0 | 0 | 1 | 1 | 1 | 0.0 | 0.0 | 0.0 | 0 |  |  | 0.0 | Electrical Components | 250A 4P 50kA TMD MCCB XT3 250 ABB | 0 | 31-12-2099 | Material Transfer |  | 0.0 |  | 0 | 0 |  | 0 | 0 | 0 | 0 |  | 0 | Item Attribute | 1 | Nos | 0.0 | 0.0 | 0 | 0.0 | 0 | ABB | 1SDA068232R1 | India |  |  | 0 | 0.0 |  | 0 | 0 |  | 0 | 0 | 0 | 0 |  |  | 0 | 0 | 0 |  | 0 | [5 empty] | 0 |  |  | 0 | [13 empty] | Nos | 1.0 | [10 empty] | Ringlus Electro Controls & Automation PVT LTD | [18 empty] | CGST - RNG | 9.0
[120 empty] | SGST - RNG | 9.0
| 16A 3P 36kA TMD MCCB XT2 160 ABB | 16A 3P 36kA TMD MCCB XT2 160 ABB | ABBMCCB | Nos |  | 16A 3P 36kA TMD MCCB XT2 160 ABB |  | 0 | 0 | 1 | 1 | 1 | 0.0 | 0.0 | 0.0 | 0 |  |  | 0.0 | Electrical Components | 16A 3P 36kA TMD MCCB XT2 160 ABB | 0 | 31-12-2099 | Material Transfer |  | 0.0 |  | 0 | 0 |  | 0 | 0 | 0 | 0 |  | 0 | Item Attribute | 1 | Nos | 0.0 | 0.0 | 0 | 0.0 | 0 | ABB | 1SDA067010R1 | India |  |  | 0 | 0.0 |  | 0 | 0 |  | 0 | 0 | 0 | 0 |  |  | 0 | 0 | 0 |  | 0 | [5 empty] | 0 |  |  | 0 | [13 empty] | Nos | 1.0 | [10 empty] | Ringlus Electro Controls & Automation PVT LTD | [18 empty] | CGST - RNG | 9.0
[120 empty] | SGST - RNG | 9.0
| 20A 3P 36kA TMD MCCB XT2 160 ABB | 20A 3P 36kA TMD MCCB XT2 160 ABB | ABBMCCB | Nos |  | 20A 3P 36kA TMD MCCB XT2 160 ABB |  | 0 | 0 | 1 | 1 | 1 | 0.0 | 0.0 | 0.0 | 0 |  |  | 0.0 | Electrical Components | 20A 3P 36kA TMD MCCB XT2 160 ABB | 0 | 31-12-2099 | Material Transfer |  | 0.0 |  | 0 | 0 |  | 0 | 0 | 0 | 0 |  | 0 | Item Attribute | 1 | Nos | 0.0 | 0.0 | 0 | 0.0 | 0 | ABB | 1SDA067011R1 | India |  |  | 0 | 0.0 |  | 0 | 0 |  | 0 | 0 | 0 | 0 |  |  | 0 | 0 | 0 |  | 0 | [5 empty] | 0 |  |  | 0 | [13 empty] | Nos | 1.0 | [10 empty] | Ringlus Electro Controls & Automation PVT LTD | [18 empty] | CGST - RNG | 9.0
[120 empty] | SGST - RNG | 9.0
| 25A 3P 36kA TMD MCCB XT2 160 ABB | 25A 3P 36kA TMD MCCB XT2 160 ABB | ABBMCCB | Nos |  | 25A 3P 36kA TMD MCCB XT2 160 ABB |  | 0 | 0 | 1 | 1 | 1 | 0.0 | 0.0 | 0.0 | 0 |  |  | 0.0 | Electrical Components | 25A 3P 36kA TMD MCCB XT2 160 ABB | 0 | 31-12-2099 | Material Transfer |  | 0.0 |  | 0 | 0 |  | 0 | 0 | 0 | 0 |  | 0 | Item Attribute | 1 | Nos | 0.0 | 0.0 | 0 | 0.0 | 0 | ABB | 1SDA067012R1 | India |  |  | 0 | 0.0 |  | 0 | 0 |  | 0 | 0 | 0 | 0 |  |  | 0 | 0 | 0 |  | 0 | [5 empty] | 0 |  |  | 0 | [13 empty] | Nos | 1.0 | [10 empty] | Ringlus Electro Controls & Automation PVT LTD | [18 empty] | CGST - RNG | 9.0
[120 empty] | SGST - RNG | 9.0
| 32A 3P 36kA TMD MCCB XT2 160 ABB | 32A 3P 36kA TMD MCCB XT2 160 ABB | ABBMCCB | Nos |  | 32A 3P 36kA TMD MCCB XT2 160 ABB |  | 0 | 0 | 1 | 1 | 1 | 0.0 | 0.0 | 0.0 | 0 |  |  | 0.0 | Electrical Components | 32A 3P 36kA TMD MCCB XT2 160 ABB | 0 | 31-12-2099 | Material Transfer |  | 0.0 |  | 0 | 0 |  | 0 | 0 | 0 | 0 |  | 0 | Item Attribute | 1 | Nos | 0.0 | 0.0 | 0 | 0.0 | 0 | ABB | 1SDA067013R1 | India |  |  | 0 | 0.0 |  | 0 | 0 |  | 0 | 0 | 0 | 0 |  |  | 0 | 0 | 0 |  | 0 | [5 empty] | 0 |  |  | 0 | [13 empty] | Nos | 1.0 | [10 empty] | Ringlus Electro Controls & Automation PVT LTD | [18 empty] | CGST - RNG | 9.0
[120 empty] | SGST - RNG | 9.0
| 40A 3P 36kA TMD/TMA MCCB XT2 160 ABB | 40A 3P 36kA TMD/TMA MCCB XT2 160 ABB | ABBMCCB | Nos |  | 40A 3P 36kA TMD/TMA MCCB XT2 160 ABB |  | 0 | 0 | 1 | 1 | 1 | 0.0 | 0.0 | 0.0 | 0 |  |  | 0.0 | Electrical Components | 40A 3P 36kA TMD/TMA MCCB XT2 160 ABB | 0 | 31-12-2099 | Material Transfer |  | 0.0 |  | 0 | 0 |  | 0 | 0 | 0 | 0 |  | 0 | Item Attribute | 1 | Nos | 0.0 | 0.0 | 0 | 0.0 | 0 | ABB | 1SDA067014R1 | India |  |  | 0 | 0.0 |  | 0 | 0 |  | 0 | 0 | 0 | 0 |  |  | 0 | 0 | 0 |  | 0 | [5 empty] | 0 |  |  | 0 | [13 empty] | Nos | 1.0 | [10 empty] | Ringlus Electro Controls & Automation PVT LTD | [18 empty] | CGST - RNG | 9.0
[120 empty] | SGST - RNG | 9.0
| 50A 3P 36kA TMD/TMA MCCB XT2 160 ABB | 50A 3P 36kA TMD/TMA MCCB XT2 160 ABB | ABBMCCB | Nos |  | 50A 3P 36kA TMD/TMA MCCB XT2 160 ABB |  | 0 | 0 | 1 | 1 | 1 | 0.0 | 0.0 | 0.0 | 0 |  |  | 0.0 | Electrical Components | 50A 3P 36kA TMD/TMA MCCB XT2 160 ABB | 0 | 31-12-2099 | Material Transfer |  | 0.0 |  | 0 | 0 |  | 0 | 0 | 0 | 0 |  | 0 | Item Attribute | 1 | Nos | 0.0 | 0.0 | 0 | 0.0 | 0 | ABB | 1SDA067015R1 | India |  |  | 0 | 0.0 |  | 0 | 0 |  | 0 | 0 | 0 | 0 |  |  | 0 | 0 | 0 |  | 0 | [5 empty] | 0 |  |  | 0 | [13 empty] | Nos | 1.0 | [10 empty] | Ringlus Electro Controls & Automation PVT LTD | [18 empty] | CGST - RNG | 9.0
[120 empty] | SGST - RNG | 9.0
| 63A 3P 36kA TMD/TMA MCCB XT2 160 ABB | 63A 3P 36kA TMD/TMA MCCB XT2 160 ABB | ABBMCCB | Nos |  | 63A 3P 36kA TMD/TMA MCCB XT2 160 ABB |  | 0 | 0 | 1 | 1 | 1 | 0.0 | 0.0 | 0.0 | 0 |  |  | 0.0 | Electrical Components | 63A 3P 36kA TMD/TMA MCCB XT2 160 ABB | 0 | 31-12-2099 | Material Transfer |  | 0.0 |  | 0 | 0 |  | 0 | 0 | 0 | 0 |  | 0 | Item Attribute | 1 | Nos | 0.0 | 0.0 | 0 | 0.0 | 0 | ABB | 1SDA067016R1 | India |  |  | 0 | 0.0 |  | 0 | 0 |  | 0 | 0 | 0 | 0 |  |  | 0 | 0 | 0 |  | 0 | [5 empty] | 0 |  |  | 0 | [13 empty] | Nos | 1.0 | [10 empty] | Ringlus Electro Controls & Automation PVT LTD | [18 empty] | CGST - RNG | 9.0
[120 empty] | SGST - RNG | 9.0
| 80A 3P 36kA TMD/TMA MCCB XT2 160 ABB | 80A 3P 36kA TMD/TMA MCCB XT2 160 ABB | ABBMCCB | Nos |  | 80A 3P 36kA TMD/TMA MCCB XT2 160 ABB |  | 0 | 0 | 1 | 1 | 1 | 0.0 | 0.0 | 0.0 | 0 |  |  | 0.0 | Electrical Components | 80A 3P 36kA TMD/TMA MCCB XT2 160 ABB | 0 | 31-12-2099 | Material Transfer |  | 0.0 |  | 0 | 0 |  | 0 | 0 | 0 | 0 |  | 0 | Item Attribute | 1 | Nos | 0.0 | 0.0 | 0 | 0.0 | 0 | ABB | 1SDA067017R1 | India |  |  | 0 | 0.0 |  | 0 | 0 |  | 0 | 0 | 0 | 0 |  |  | 0 | 0 | 0 |  | 0 | [5 empty] | 0 |  |  | 0 | [13 empty] | Nos | 1.0 | [10 empty] | Ringlus Electro Controls & Automation PVT LTD | [18 empty] | CGST - RNG | 9.0
[120 empty] | SGST - RNG | 9.0
| 100A 3P 36kA TMD/TMA MCCB XT2 160 ABB | 100A 3P 36kA TMD/TMA MCCB XT2 160 ABB | ABBMCCB | Nos |  | 100A 3P 36kA TMD/TMA MCCB XT2 160 ABB |  | 0 | 0 | 1 | 1 | 1 | 0.0 | 0.0 | 0.0 | 0 |  |  | 0.0 | Electrical Components | 100A 3P 36kA TMD/TMA MCCB XT2 160 ABB | 0 | 31-12-2099 | Material Transfer |  | 0.0 |  | 0 | 0 |  | 0 | 0 | 0 | 0 |  | 0 | Item Attribute | 1 | Nos | 0.0 | 0.0 | 0 | 0.0 | 0 | ABB | 1SDA067018R1 | India |  |  | 0 | 0.0 |  | 0 | 0 |  | 0 | 0 | 0 | 0 |  |  | 0 | 0 | 0 |  | 0 | [5 empty] | 0 |  |  | 0 | [13 empty] | Nos | 1.0 | [10 empty] | Ringlus Electro Controls & Automation PVT LTD | [18 empty] | CGST - RNG | 9.0
[120 empty] | SGST - RNG | 9.0
| 125A 3P 36kA TMD/TMA MCCB XT2 160 ABB | 125A 3P 36kA TMD/TMA MCCB XT2 160 ABB | ABBMCCB | Nos |  | 125A 3P 36kA TMD/TMA MCCB XT2 160 ABB |  | 0 | 0 | 1 | 1 | 1 | 0.0 | 0.0 | 0.0 | 0 |  |  | 0.0 | Electrical Components | 125A 3P 36kA TMD/TMA MCCB XT2 160 ABB | 0 | 31-12-2099 | Material Transfer |  | 0.0 |  | 0 | 0 |  | 0 | 0 | 0 | 0 |  | 0 | Item Attribute | 1 | Nos | 0.0 | 0.0 | 0 | 0.0 | 0 | ABB | 1SDA067019R1 | India |  |  | 0 | 0.0 |  | 0 | 0 |  | 0 | 0 | 0 | 0 |  |  | 0 | 0 | 0 |  | 0 | [5 empty] | 0 |  |  | 0 | [13 empty] | Nos | 1.0 | [10 empty] | Ringlus Electro Controls & Automation PVT LTD | [18 empty] | CGST - RNG | 9.0
[120 empty] | SGST - RNG | 9.0
| 160A 3P 36kA TMD/TMA MCCB XT2 160 ABB | 160A 3P 36kA TMD/TMA MCCB XT2 160 ABB | ABBMCCB | Nos |  | 160A 3P 36kA TMD/TMA MCCB XT2 160 ABB |  | 0 | 0 | 1 | 1 | 1 | 0.0 | 0.0 | 0.0 | 0 |  |  | 0.0 | Electrical Components | 160A 3P 36kA TMD/TMA MCCB XT2 160 ABB | 0 | 31-12-2099 | Material Transfer |  | 0.0 |  | 0 | 0 |  | 0 | 0 | 0 | 0 |  | 0 | Item Attribute | 1 | Nos | 0.0 | 0.0 | 0 | 0.0 | 0 | ABB | 1SDA067020R1 | India |  |  | 0 | 0.0 |  | 0 | 0 |  | 0 | 0 | 0 | 0 |  |  | 0 | 0 | 0 |  | 0 | [5 empty] | 0 |  |  | 0 | [13 empty] | Nos | 1.0 | [10 empty] | Ringlus Electro Controls & Automation PVT LTD | [18 empty] | CGST - RNG | 9.0
[120 empty] | SGST - RNG | 9.0
| 16A 3P 50kA TMD MCCB XT2 160 ABB | 16A 3P 50kA TMD MCCB XT2 160 ABB | ABBMCCB | Nos |  | 16A 3P 50kA TMD MCCB XT2 160 ABB |  | 0 | 0 | 1 | 1 | 1 | 0.0 | 0.0 | 0.0 | 0 |  |  | 0.0 | Electrical Components | 16A 3P 50kA TMD MCCB XT2 160 ABB | 0 | 31-12-2099 | Material Transfer |  | 0.0 |  | 0 | 0 |  | 0 | 0 | 0 | 0 |  | 0 | Item Attribute | 1 | Nos | 0.0 | 0.0 | 0 | 0.0 | 0 | ABB | 1SDA067550R1 | India |  |  | 0 | 0.0 |  | 0 | 0 |  | 0 | 0 | 0 | 0 |  |  | 0 | 0 | 0 |  | 0 | [5 empty] | 0 |  |  | 0 | [13 empty] | Nos | 1.0 | [10 empty] | Ringlus Electro Controls & Automation PVT LTD | [18 empty] | CGST - RNG | 9.0
[120 empty] | SGST - RNG | 9.0
| 20A 3P 50kA TMD MCCB XT2 160 ABB | 20A 3P 50kA TMD MCCB XT2 160 ABB | ABBMCCB | Nos |  | 20A 3P 50kA TMD MCCB XT2 160 ABB |  | 0 | 0 | 1 | 1 | 1 | 0.0 | 0.0 | 0.0 | 0 |  |  | 0.0 | Electrical Components | 20A 3P 50kA TMD MCCB XT2 160 ABB | 0 | 31-12-2099 | Material Transfer |  | 0.0 |  | 0 | 0 |  | 0 | 0 | 0 | 0 |  | 0 | Item Attribute | 1 | Nos | 0.0 | 0.0 | 0 | 0.0 | 0 | ABB | 1SDA067551R1 | India |  |  | 0 | 0.0 |  | 0 | 0 |  | 0 | 0 | 0 | 0 |  |  | 0 | 0 | 0 |  | 0 | [5 empty] | 0 |  |  | 0 | [13 empty] | Nos | 1.0 | [10 empty] | Ringlus Electro Controls & Automation PVT LTD | [18 empty] | CGST - RNG | 9.0
[120 empty] | SGST - RNG | 9.0
| 25A 3P 50kA TMD MCCB XT2 160 ABB | 25A 3P 50kA TMD MCCB XT2 160 ABB | ABBMCCB | Nos |  | 25A 3P 50kA TMD MCCB XT2 160 ABB |  | 0 | 0 | 1 | 1 | 1 | 0.0 | 0.0 | 0.0 | 0 |  |  | 0.0 | Electrical Components | 25A 3P 50kA TMD MCCB XT2 160 ABB | 0 | 31-12-2099 | Material Transfer |  | 0.0 |  | 0 | 0 |  | 0 | 0 | 0 | 0 |  | 0 | Item Attribute | 1 | Nos | 0.0 | 0.0 | 0 | 0.0 | 0 | ABB | 1SDA067552R1 | India |  |  | 0 | 0.0 |  | 0 | 0 |  | 0 | 0 | 0 | 0 |  |  | 0 | 0 | 0 |  | 0 | [5 empty] | 0 |  |  | 0 | [13 empty] | Nos | 1.0 | [10 empty] | Ringlus Electro Controls & Automation PVT LTD | [18 empty] | CGST - RNG | 9.0
[120 empty] | SGST - RNG | 9.0
| 32A 3P 50kA TMD MCCB XT2 160 ABB | 32A 3P 50kA TMD MCCB XT2 160 ABB | ABBMCCB | Nos |  | 32A 3P 50kA TMD MCCB XT2 160 ABB |  | 0 | 0 | 1 | 1 | 1 | 0.0 | 0.0 | 0.0 | 0 |  |  | 0.0 | Electrical Components | 32A 3P 50kA TMD MCCB XT2 160 ABB | 0 | 31-12-2099 | Material Transfer |  | 0.0 |  | 0 | 0 |  | 0 | 0 | 0 | 0 |  | 0 | Item Attribute | 1 | Nos | 0.0 | 0.0 | 0 | 0.0 | 0 | ABB | 1SDA067553R1 | India |  |  | 0 | 0.0 |  | 0 | 0 |  | 0 | 0 | 0 | 0 |  |  | 0 | 0 | 0 |  | 0 | [5 empty] | 0 |  |  | 0 | [13 empty] | Nos | 1.0 | [10 empty] | Ringlus Electro Controls & Automation PVT LTD | [18 empty] | CGST - RNG | 9.0
[120 empty] | SGST - RNG | 9.0
| 40A 3P 50kA TMD/TMA MCCB XT2 160 ABB | 40A 3P 50kA TMD/TMA MCCB XT2 160 ABB | ABBMCCB | Nos |  | 40A 3P 50kA TMD/TMA MCCB XT2 160 ABB |  | 0 | 0 | 1 | 1 | 1 | 0.0 | 0.0 | 0.0 | 0 |  |  | 0.0 | Electrical Components | 40A 3P 50kA TMD/TMA MCCB XT2 160 ABB | 0 | 31-12-2099 | Material Transfer |  | 0.0 |  | 0 | 0 |  | 0 | 0 | 0 | 0 |  | 0 | Item Attribute | 1 | Nos | 0.0 | 0.0 | 0 | 0.0 | 0 | ABB | 1SDA067554R1 | India |  |  | 0 | 0.0 |  | 0 | 0 |  | 0 | 0 | 0 | 0 |  |  | 0 | 0 | 0 |  | 0 | [5 empty] | 0 |  |  | 0 | [13 empty] | Nos | 1.0 | [10 empty] | Ringlus Electro Controls & Automation PVT LTD | [18 empty] | CGST - RNG | 9.0
[120 empty] | SGST - RNG | 9.0
| 50A 3P 50kA TMD/TMA MCCB XT2 160 ABB | 50A 3P 50kA TMD/TMA MCCB XT2 160 ABB | ABBMCCB | Nos |  | 50A 3P 50kA TMD/TMA MCCB XT2 160 ABB |  | 0 | 0 | 1 | 1 | 1 | 0.0 | 0.0 | 0.0 | 0 |  |  | 0.0 | Electrical Components | 50A 3P 50kA TMD/TMA MCCB XT2 160 ABB | 0 | 31-12-2099 | Material Transfer |  | 0.0 |  | 0 | 0 |  | 0 | 0 | 0 | 0 |  | 0 | Item Attribute | 1 | Nos | 0.0 | 0.0 | 0 | 0.0 | 0 | ABB | 1SDA067555R1 | India |  |  | 0 | 0.0 |  | 0 | 0 |  | 0 | 0 | 0 | 0 |  |  | 0 | 0 | 0 |  | 0 | [5 empty] | 0 |  |  | 0 | [13 empty] | Nos | 1.0 | [10 empty] | Ringlus Electro Controls & Automation PVT LTD | [18 empty] | CGST - RNG | 9.0
[120 empty] | SGST - RNG | 9.0
| 63A 3P 50kA TMD/TMA MCCB XT2 160 ABB | 63A 3P 50kA TMD/TMA MCCB XT2 160 ABB | ABBMCCB | Nos |  | 63A 3P 50kA TMD/TMA MCCB XT2 160 ABB |  | 0 | 0 | 1 | 1 | 1 | 0.0 | 0.0 | 0.0 | 0 |  |  | 0.0 | Electrical Components | 63A 3P 50kA TMD/TMA MCCB XT2 160 ABB | 0 | 31-12-2099 | Material Transfer |  | 0.0 |  | 0 | 0 |  | 0 | 0 | 0 | 0 |  | 0 | Item Attribute | 1 | Nos | 0.0 | 0.0 | 0 | 0.0 | 0 | ABB | 1SDA067556R1 | India |  |  | 0 | 0.0 |  | 0 | 0 |  | 0 | 0 | 0 | 0 |  |  | 0 | 0 | 0 |  | 0 | [5 empty] | 0 |  |  | 0 | [13 empty] | Nos | 1.0 | [10 empty] | Ringlus Electro Controls & Automation PVT LTD | [18 empty] | CGST - RNG | 9.0
[120 empty] | SGST - RNG | 9.0
| 80A 3P 50kA TMD/TMA MCCB XT2 160 ABB | 80A 3P 50kA TMD/TMA MCCB XT2 160 ABB | ABBMCCB | Nos |  | 80A 3P 50kA TMD/TMA MCCB XT2 160 ABB |  | 0 | 0 | 1 | 1 | 1 | 0.0 | 0.0 | 0.0 | 0 |  |  | 0.0 | Electrical Components | 80A 3P 50kA TMD/TMA MCCB XT2 160 ABB | 0 | 31-12-2099 | Material Transfer |  | 0.0 |  | 0 | 0 |  | 0 | 0 | 0 | 0 |  | 0 | Item Attribute | 1 | Nos | 0.0 | 0.0 | 0 | 0.0 | 0 | ABB | 1SDA067557R1 | India |  |  | 0 | 0.0 |  | 0 | 0 |  | 0 | 0 | 0 | 0 |  |  | 0 | 0 | 0 |  | 0 | [5 empty] | 0 |  |  | 0 | [13 empty] | Nos | 1.0 | [10 empty] | Ringlus Electro Controls & Automation PVT LTD | [18 empty] | CGST - RNG | 9.0
[120 empty] | SGST - RNG | 9.0
| 100A 3P 50kA TMD/TMA MCCB XT2 160 ABB | 100A 3P 50kA TMD/TMA MCCB XT2 160 ABB | ABBMCCB | Nos |  | 100A 3P 50kA TMD/TMA MCCB XT2 160 ABB |  | 0 | 0 | 1 | 1 | 1 | 0.0 | 0.0 | 0.0 | 0 |  |  | 0.0 | Electrical Components | 100A 3P 50kA TMD/TMA MCCB XT2 160 ABB | 0 | 31-12-2099 | Material Transfer |  | 0.0 |  | 0 | 0 |  | 0 | 0 | 0 | 0 |  | 0 | Item Attribute | 1 | Nos | 0.0 | 0.0 | 0 | 0.0 | 0 | ABB | 1SDA067558R1 | India |  |  | 0 | 0.0 |  | 0 | 0 |  | 0 | 0 | 0 | 0 |  |  | 0 | 0 | 0 |  | 0 | [5 empty] | 0 |  |  | 0 | [13 empty] | Nos | 1.0 | [10 empty] | Ringlus Electro Controls & Automation PVT LTD | [18 empty] | CGST - RNG | 9.0
[120 empty] | SGST - RNG | 9.0
| 125A 3P 50kA TMD/TMA MCCB XT2 160 ABB | 125A 3P 50kA TMD/TMA MCCB XT2 160 ABB | ABBMCCB | Nos |  | 125A 3P 50kA TMD/TMA MCCB XT2 160 ABB |  | 0 | 0 | 1 | 1 | 1 | 0.0 | 0.0 | 0.0 | 0 |  |  | 0.0 | Electrical Components | 125A 3P 50kA TMD/TMA MCCB XT2 160 ABB | 0 | 31-12-2099 | Material Transfer |  | 0.0 |  | 0 | 0 |  | 0 | 0 | 0 | 0 |  | 0 | Item Attribute | 1 | Nos | 0.0 | 0.0 | 0 | 0.0 | 0 | ABB | 1SDA067559R1 | India |  |  | 0 | 0.0 |  | 0 | 0 |  | 0 | 0 | 0 | 0 |  |  | 0 | 0 | 0 |  | 0 | [5 empty] | 0 |  |  | 0 | [13 empty] | Nos | 1.0 | [10 empty] | Ringlus Electro Controls & Automation PVT LTD | [18 empty] | CGST - RNG | 9.0
[120 empty] | SGST - RNG | 9.0
| 160A 3P 50kA TMD/TMA MCCB XT2 160 ABB | 160A 3P 50kA TMD/TMA MCCB XT2 160 ABB | ABBMCCB | Nos |  | 160A 3P 50kA TMD/TMA MCCB XT2 160 ABB |  | 0 | 0 | 1 | 1 | 1 | 0.0 | 0.0 | 0.0 | 0 |  |  | 0.0 | Electrical Components | 160A 3P 50kA TMD/TMA MCCB XT2 160 ABB | 0 | 31-12-2099 | Material Transfer |  | 0.0 |  | 0 | 0 |  | 0 | 0 | 0 | 0 |  | 0 | Item Attribute | 1 | Nos | 0.0 | 0.0 | 0 | 0.0 | 0 | ABB | 1SDA067560R1 | India |  |  | 0 | 0.0 |  | 0 | 0 |  | 0 | 0 | 0 | 0 |  |  | 0 | 0 | 0 |  | 0 | [5 empty] | 0 |  |  | 0 | [13 empty] | Nos | 1.0 | [10 empty] | Ringlus Electro Controls & Automation PVT LTD | [18 empty] | CGST - RNG | 9.0
[120 empty] | SGST - RNG | 9.0
| 200A 3P 36kA TMD/TMA MCCB XT4 250 ABB | 200A 3P 36kA TMD/TMA MCCB XT4 250 ABB | ABBMCCB | Nos |  | 200A 3P 36kA TMD/TMA MCCB XT4 250 ABB |  | 0 | 0 | 1 | 1 | 1 | 0.0 | 0.0 | 0.0 | 0 |  |  | 0.0 | Electrical Components | 200A 3P 36kA TMD/TMA MCCB XT4 250 ABB | 0 | 31-12-2099 | Material Transfer |  | 0.0 |  | 0 | 0 |  | 0 | 0 | 0 | 0 |  | 0 | Item Attribute | 1 | Nos | 0.0 | 0.0 | 0 | 0.0 | 0 | ABB | 1SDA068090R1 | India |  |  | 0 | 0.0 |  | 0 | 0 |  | 0 | 0 | 0 | 0 |  |  | 0 | 0 | 0 |  | 0 | [5 empty] | 0 |  |  | 0 | [13 empty] | Nos | 1.0 | [10 empty] | Ringlus Electro Controls & Automation PVT LTD | [18 empty] | CGST - RNG | 9.0
[120 empty] | SGST - RNG | 9.0
| 225A 3P 36kA TMD/TMA MCCB XT4 250 ABB | 225A 3P 36kA TMD/TMA MCCB XT4 250 ABB | ABBMCCB | Nos |  | 225A 3P 36kA TMD/TMA MCCB XT4 250 ABB |  | 0 | 0 | 1 | 1 | 1 | 0.0 | 0.0 | 0.0 | 0 |  |  | 0.0 | Electrical Components | 225A 3P 36kA TMD/TMA MCCB XT4 250 ABB | 0 | 31-12-2099 | Material Transfer |  | 0.0 |  | 0 | 0 |  | 0 | 0 | 0 | 0 |  | 0 | Item Attribute | 1 | Nos | 0.0 | 0.0 | 0 | 0.0 | 0 | ABB | 1SDA068091R1 | India |  |  | 0 | 0.0 |  | 0 | 0 |  | 0 | 0 | 0 | 0 |  |  | 0 | 0 | 0 |  | 0 | [5 empty] | 0 |  |  | 0 | [13 empty] | Nos | 1.0 | [10 empty] | Ringlus Electro Controls & Automation PVT LTD | [18 empty] | CGST - RNG | 9.0
[120 empty] | SGST - RNG | 9.0
| 250A 3P 36kA TMD/TMA MCCB XT4 250 ABB | 250A 3P 36kA TMD/TMA MCCB XT4 250 ABB | ABBMCCB | Nos |  | 250A 3P 36kA TMD/TMA MCCB XT4 250 ABB |  | 0 | 0 | 1 | 1 | 1 | 0.0 | 0.0 | 0.0 | 0 |  |  | 0.0 | Electrical Components | 250A 3P 36kA TMD/TMA MCCB XT4 250 ABB | 0 | 31-12-2099 | Material Transfer |  | 0.0 |  | 0 | 0 |  | 0 | 0 | 0 | 0 |  | 0 | Item Attribute | 1 | Nos | 0.0 | 0.0 | 0 | 0.0 | 0 | ABB | 1SDA068092R1 | India |  |  | 0 | 0.0 |  | 0 | 0 |  | 0 | 0 | 0 | 0 |  |  | 0 | 0 | 0 |  | 0 | [5 empty] | 0 |  |  | 0 | [13 empty] | Nos | 1.0 | [10 empty] | Ringlus Electro Controls & Automation PVT LTD | [18 empty] | CGST - RNG | 9.0
[120 empty] | SGST - RNG | 9.0
| 200A 3P 50kA TMD/TMA MCCB XT4 250 ABB | 200A 3P 50kA TMD/TMA MCCB XT4 250 ABB | ABBMCCB | Nos |  | 200A 3P 50kA TMD/TMA MCCB XT4 250 ABB |  | 0 | 0 | 1 | 1 | 1 | 0.0 | 0.0 | 0.0 | 0 |  |  | 0.0 | Electrical Components | 200A 3P 50kA TMD/TMA MCCB XT4 250 ABB | 0 | 31-12-2099 | Material Transfer |  | 0.0 |  | 0 | 0 |  | 0 | 0 | 0 | 0 |  | 0 | Item Attribute | 1 | Nos | 0.0 | 0.0 | 0 | 0.0 | 0 | ABB | 1SDA068310R1 | India |  |  | 0 | 0.0 |  | 0 | 0 |  | 0 | 0 | 0 | 0 |  |  | 0 | 0 | 0 |  | 0 | [5 empty] | 0 |  |  | 0 | [13 empty] | Nos | 1.0 | [10 empty] | Ringlus Electro Controls & Automation PVT LTD | [18 empty] | CGST - RNG | 9.0
[120 empty] | SGST - RNG | 9.0
| 225A 3P 50kA TMD/TMA MCCB XT4 250 ABB | 225A 3P 50kA TMD/TMA MCCB XT4 250 ABB | ABBMCCB | Nos |  | 225A 3P 50kA TMD/TMA MCCB XT4 250 ABB |  | 0 | 0 | 1 | 1 | 1 | 0.0 | 0.0 | 0.0 | 0 |  |  | 0.0 | Electrical Components | 225A 3P 50kA TMD/TMA MCCB XT4 250 ABB | 0 | 31-12-2099 | Material Transfer |  | 0.0 |  | 0 | 0 |  | 0 | 0 | 0 | 0 |  | 0 | Item Attribute | 1 | Nos | 0.0 | 0.0 | 0 | 0.0 | 0 | ABB | 1SDA068311R1 | India |  |  | 0 | 0.0 |  | 0 | 0 |  | 0 | 0 | 0 | 0 |  |  | 0 | 0 | 0 |  | 0 | [5 empty] | 0 |  |  | 0 | [13 empty] | Nos | 1.0 | [10 empty] | Ringlus Electro Controls & Automation PVT LTD | [18 empty] | CGST - RNG | 9.0
[120 empty] | SGST - RNG | 9.0
| 250A 3P 50kA TMD/TMA MCCB XT4 250 ABB | 250A 3P 50kA TMD/TMA MCCB XT4 250 ABB | ABBMCCB | Nos |  | 250A 3P 50kA TMD/TMA MCCB XT4 250 ABB |  | 0 | 0 | 1 | 1 | 1 | 0.0 | 0.0 | 0.0 | 0 |  |  | 0.0 | Electrical Components | 250A 3P 50kA TMD/TMA MCCB XT4 250 ABB | 0 | 31-12-2099 | Material Transfer |  | 0.0 |  | 0 | 0 |  | 0 | 0 | 0 | 0 |  | 0 | Item Attribute | 1 | Nos | 0.0 | 0.0 | 0 | 0.0 | 0 | ABB | 1SDA068312R1 | India |  |  | 0 | 0.0 |  | 0 | 0 |  | 0 | 0 | 0 | 0 |  |  | 0 | 0 | 0 |  | 0 | [5 empty] | 0 |  |  | 0 | [13 empty] | Nos | 1.0 | [10 empty] | Ringlus Electro Controls & Automation PVT LTD | [18 empty] | CGST - RNG | 9.0
[120 empty] | SGST - RNG | 9.0
| 320A 3P 36kA TMD/TMA MCCB T5 ABB | 320A 3P 36kA TMD/TMA MCCB T5 ABB | ABBMCCB | Nos |  | 320A 3P 36kA TMD/TMA MCCB T5 ABB |  | 0 | 0 | 1 | 1 | 1 | 0.0 | 0.0 | 0.0 | 0 |  |  | 0.0 | Electrical Components | 320A 3P 36kA TMD/TMA MCCB T5 ABB | 0 | 31-12-2099 | Material Transfer |  | 0.0 |  | 0 | 0 |  | 0 | 0 | 0 | 0 |  | 0 | Item Attribute | 1 | Nos | 0.0 | 0.0 | 0 | 0.0 | 0 | ABB | 1SDA054436R1 | India |  |  | 0 | 0.0 |  | 0 | 0 |  | 0 | 0 | 0 | 0 |  |  | 0 | 0 | 0 |  | 0 | [5 empty] | 0 |  |  | 0 | [13 empty] | Nos | 1.0 | [10 empty] | Ringlus Electro Controls & Automation PVT LTD | [18 empty] | CGST - RNG | 9.0
[120 empty] | SGST - RNG | 9.0
| 400A 3P 36kA TMD/TMA MCCB T5 ABB | 400A 3P 36kA TMD/TMA MCCB T5 ABB | ABBMCCB | Nos |  | 400A 3P 36kA TMD/TMA MCCB T5 ABB |  | 0 | 0 | 1 | 1 | 1 | 0.0 | 0.0 | 0.0 | 0 |  |  | 0.0 | Electrical Components | 400A 3P 36kA TMD/TMA MCCB T5 ABB | 0 | 31-12-2099 | Material Transfer |  | 0.0 |  | 0 | 0 |  | 0 | 0 | 0 | 0 |  | 0 | Item Attribute | 1 | Nos | 0.0 | 0.0 | 0 | 0.0 | 0 | ABB | 1SDA054437R1 | India |  |  | 0 | 0.0 |  | 0 | 0 |  | 0 | 0 | 0 | 0 |  |  | 0 | 0 | 0 |  | 0 | [5 empty] | 0 |  |  | 0 | [13 empty] | Nos | 1.0 | [10 empty] | Ringlus Electro Controls & Automation PVT LTD | [18 empty] | CGST - RNG | 9.0
[120 empty] | SGST - RNG | 9.0
| 500A 3P 36kA TMD/TMA MCCB T5 ABB | 500A 3P 36kA TMD/TMA MCCB T5 ABB | ABBMCCB | Nos |  | 500A 3P 36kA TMD/TMA MCCB T5 ABB |  | 0 | 0 | 1 | 1 | 1 | 0.0 | 0.0 | 0.0 | 0 |  |  | 0.0 | Electrical Components | 500A 3P 36kA TMD/TMA MCCB T5 ABB | 0 | 31-12-2099 | Material Transfer |  | 0.0 |  | 0 | 0 |  | 0 | 0 | 0 | 0 |  | 0 | Item Attribute | 1 | Nos | 0.0 | 0.0 | 0 | 0.0 | 0 | ABB | 1SDA054456R1 | India |  |  | 0 | 0.0 |  | 0 | 0 |  | 0 | 0 | 0 | 0 |  |  | 0 | 0 | 0 |  | 0 | [5 empty] | 0 |  |  | 0 | [13 empty] | Nos | 1.0 | [10 empty] | Ringlus Electro Controls & Automation PVT LTD | [18 empty] | CGST - RNG | 9.0
[120 empty] | SGST - RNG | 9.0
| 320A 3P 50kA TMD/TMA MCCB T5 ABB | 320A 3P 50kA TMD/TMA MCCB T5 ABB | ABBMCCB | Nos |  | 320A 3P 50kA TMD/TMA MCCB T5 ABB |  | 0 | 0 | 1 | 1 | 1 | 0.0 | 0.0 | 0.0 | 0 |  |  | 0.0 | Electrical Components | 320A 3P 50kA TMD/TMA MCCB T5 ABB | 0 | 31-12-2099 | Material Transfer |  | 0.0 |  | 0 | 0 |  | 0 | 0 | 0 | 0 |  | 0 | Item Attribute | 1 | Nos | 0.0 | 0.0 | 0 | 0.0 | 0 | ABB | 1SDA054440R1 | India |  |  | 0 | 0.0 |  | 0 | 0 |  | 0 | 0 | 0 | 0 |  |  | 0 | 0 | 0 |  | 0 | [5 empty] | 0 |  |  | 0 | [13 empty] | Nos | 1.0 | [10 empty] | Ringlus Electro Controls & Automation PVT LTD | [18 empty] | CGST - RNG | 9.0
[120 empty] | SGST - RNG | 9.0
| 400A 3P 50kA TMD/TMA MCCB T5 ABB | 400A 3P 50kA TMD/TMA MCCB T5 ABB | ABBMCCB | Nos |  | 400A 3P 50kA TMD/TMA MCCB T5 ABB |  | 0 | 0 | 1 | 1 | 1 | 0.0 | 0.0 | 0.0 | 0 |  |  | 0.0 | Electrical Components | 400A 3P 50kA TMD/TMA MCCB T5 ABB | 0 | 31-12-2099 | Material Transfer |  | 0.0 |  | 0 | 0 |  | 0 | 0 | 0 | 0 |  | 0 | Item Attribute | 1 | Nos | 0.0 | 0.0 | 0 | 0.0 | 0 | ABB | 1SDA054441R1 | India |  |  | 0 | 0.0 |  | 0 | 0 |  | 0 | 0 | 0 | 0 |  |  | 0 | 0 | 0 |  | 0 | [5 empty] | 0 |  |  | 0 | [13 empty] | Nos | 1.0 | [10 empty] | Ringlus Electro Controls & Automation PVT LTD | [18 empty] | CGST - RNG | 9.0
[120 empty] | SGST - RNG | 9.0
| 500A 3P 50kA TMD/TMA MCCB T5 ABB | 500A 3P 50kA TMD/TMA MCCB T5 ABB | ABBMCCB | Nos |  | 500A 3P 50kA TMD/TMA MCCB T5 ABB |  | 0 | 0 | 1 | 1 | 1 | 0.0 | 0.0 | 0.0 | 0 |  |  | 0.0 | Electrical Components | 500A 3P 50kA TMD/TMA MCCB T5 ABB | 0 | 31-12-2099 | Material Transfer |  | 0.0 |  | 0 | 0 |  | 0 | 0 | 0 | 0 |  | 0 | Item Attribute | 1 | Nos | 0.0 | 0.0 | 0 | 0.0 | 0 | ABB | 1SDA054461R1 | India |  |  | 0 | 0.0 |  | 0 | 0 |  | 0 | 0 | 0 | 0 |  |  | 0 | 0 | 0 |  | 0 | [5 empty] | 0 |  |  | 0 | [13 empty] | Nos | 1.0 | [10 empty] | Ringlus Electro Controls & Automation PVT LTD | [18 empty] | CGST - RNG | 9.0
[120 empty] | SGST - RNG | 9.0
| 630A 3P 36kA TMD/TMA MCCB T6 ABB | 630A 3P 36kA TMD/TMA MCCB T6 ABB | ABBMCCB | Nos |  | 630A 3P 36kA TMD/TMA MCCB T6 ABB |  | 0 | 0 | 1 | 1 | 1 | 0.0 | 0.0 | 0.0 | 0 |  |  | 0.0 | Electrical Components | 630A 3P 36kA TMD/TMA MCCB T6 ABB | 0 | 31-12-2099 | Material Transfer |  | 0.0 |  | 0 | 0 |  | 0 | 0 | 0 | 0 |  | 0 | Item Attribute | 1 | Nos | 0.0 | 0.0 | 0 | 0.0 | 0 | ABB | 1SDA060202R1 | India |  |  | 0 | 0.0 |  | 0 | 0 |  | 0 | 0 | 0 | 0 |  |  | 0 | 0 | 0 |  | 0 | [5 empty] | 0 |  |  | 0 | [13 empty] | Nos | 1.0 | [10 empty] | Ringlus Electro Controls & Automation PVT LTD | [18 empty] | CGST - RNG | 9.0
[120 empty] | SGST - RNG | 9.0
| 800A 3P 36kA TMD/TMA MCCB T6 ABB | 800A 3P 36kA TMD/TMA MCCB T6 ABB | ABBMCCB | Nos |  | 800A 3P 36kA TMD/TMA MCCB T6 ABB |  | 0 | 0 | 1 | 1 | 1 | 0.0 | 0.0 | 0.0 | 0 |  |  | 0.0 | Electrical Components | 800A 3P 36kA TMD/TMA MCCB T6 ABB | 0 | 31-12-2099 | Material Transfer |  | 0.0 |  | 0 | 0 |  | 0 | 0 | 0 | 0 |  | 0 | Item Attribute | 1 | Nos | 0.0 | 0.0 | 0 | 0.0 | 0 | ABB | 1SDA060214R1 | India |  |  | 0 | 0.0 |  | 0 | 0 |  | 0 | 0 | 0 | 0 |  |  | 0 | 0 | 0 |  | 0 | [5 empty] | 0 |  |  | 0 | [13 empty] | Nos | 1.0 | [10 empty] | Ringlus Electro Controls & Automation PVT LTD | [18 empty] | CGST - RNG | 9.0
[120 empty] | SGST - RNG | 9.0
| 630A 3P 50kA TMD/TMA MCCB T6 ABB | 630A 3P 50kA TMD/TMA MCCB T6 ABB | ABBMCCB | Nos |  | 630A 3P 50kA TMD/TMA MCCB T6 ABB |  | 0 | 0 | 1 | 1 | 1 | 0.0 | 0.0 | 0.0 | 0 |  |  | 0.0 | Electrical Components | 630A 3P 50kA TMD/TMA MCCB T6 ABB | 0 | 31-12-2099 | Material Transfer |  | 0.0 |  | 0 | 0 |  | 0 | 0 | 0 | 0 |  | 0 | Item Attribute | 1 | Nos | 0.0 | 0.0 | 0 | 0.0 | 0 | ABB | 1SDA060204R1 | India |  |  | 0 | 0.0 |  | 0 | 0 |  | 0 | 0 | 0 | 0 |  |  | 0 | 0 | 0 |  | 0 | [5 empty] | 0 |  |  | 0 | [13 empty] | Nos | 1.0 | [10 empty] | Ringlus Electro Controls & Automation PVT LTD | [18 empty] | CGST - RNG | 9.0
[120 empty] | SGST - RNG | 9.0
| 800A 3P 50kA TMD/TMA MCCB T6 ABB | 800A 3P 50kA TMD/TMA MCCB T6 ABB | ABBMCCB | Nos |  | 800A 3P 50kA TMD/TMA MCCB T6 ABB |  | 0 | 0 | 1 | 1 | 1 | 0.0 | 0.0 | 0.0 | 0 |  |  | 0.0 | Electrical Components | 800A 3P 50kA TMD/TMA MCCB T6 ABB | 0 | 31-12-2099 | Material Transfer |  | 0.0 |  | 0 | 0 |  | 0 | 0 | 0 | 0 |  | 0 | Item Attribute | 1 | Nos | 0.0 | 0.0 | 0 | 0.0 | 0 | ABB | 1SDA060216R1 | India |  |  | 0 | 0.0 |  | 0 | 0 |  | 0 | 0 | 0 | 0 |  |  | 0 | 0 | 0 |  | 0 | [5 empty] | 0 |  |  | 0 | [13 empty] | Nos | 1.0 | [10 empty] | Ringlus Electro Controls & Automation PVT LTD | [18 empty] | CGST - RNG | 9.0
[120 empty] | SGST - RNG | 9.0
| 16A 4P 36kA TMD MCCB XT2 160 ABB | 16A 4P 36kA TMD MCCB XT2 160 ABB | ABBMCCB | Nos |  | 16A 4P 36kA TMD MCCB XT2 160 ABB |  | 0 | 0 | 1 | 1 | 1 | 0.0 | 0.0 | 0.0 | 0 |  |  | 0.0 | Electrical Components | 16A 4P 36kA TMD MCCB XT2 160 ABB | 0 | 31-12-2099 | Material Transfer |  | 0.0 |  | 0 | 0 |  | 0 | 0 | 0 | 0 |  | 0 | Item Attribute | 1 | Nos | 0.0 | 0.0 | 0 | 0.0 | 0 | ABB | 1SDA067031R1 | India |  |  | 0 | 0.0 |  | 0 | 0 |  | 0 | 0 | 0 | 0 |  |  | 0 | 0 | 0 |  | 0 | [5 empty] | 0 |  |  | 0 | [13 empty] | Nos | 1.0 | [10 empty] | Ringlus Electro Controls & Automation PVT LTD | [18 empty] | CGST - RNG | 9.0
[120 empty] | SGST - RNG | 9.0
| 20A 4P 36kA TMD MCCB XT2 160 ABB | 20A 4P 36kA TMD MCCB XT2 160 ABB | ABBMCCB | Nos |  | 20A 4P 36kA TMD MCCB XT2 160 ABB |  | 0 | 0 | 1 | 1 | 1 | 0.0 | 0.0 | 0.0 | 0 |  |  | 0.0 | Electrical Components | 20A 4P 36kA TMD MCCB XT2 160 ABB | 0 | 31-12-2099 | Material Transfer |  | 0.0 |  | 0 | 0 |  | 0 | 0 | 0 | 0 |  | 0 | Item Attribute | 1 | Nos | 0.0 | 0.0 | 0 | 0.0 | 0 | ABB | 1SDA067032R1 | India |  |  | 0 | 0.0 |  | 0 | 0 |  | 0 | 0 | 0 | 0 |  |  | 0 | 0 | 0 |  | 0 | [5 empty] | 0 |  |  | 0 | [13 empty] | Nos | 1.0 | [10 empty] | Ringlus Electro Controls & Automation PVT LTD | [18 empty] | CGST - RNG | 9.0
[120 empty] | SGST - RNG | 9.0
| 25A 4P 36kA TMD MCCB XT2 160 ABB | 25A 4P 36kA TMD MCCB XT2 160 ABB | ABBMCCB | Nos |  | 25A 4P 36kA TMD MCCB XT2 160 ABB |  | 0 | 0 | 1 | 1 | 1 | 0.0 | 0.0 | 0.0 | 0 |  |  | 0.0 | Electrical Components | 25A 4P 36kA TMD MCCB XT2 160 ABB | 0 | 31-12-2099 | Material Transfer |  | 0.0 |  | 0 | 0 |  | 0 | 0 | 0 | 0 |  | 0 | Item Attribute | 1 | Nos | 0.0 | 0.0 | 0 | 0.0 | 0 | ABB | 1SDA067033R1 | India |  |  | 0 | 0.0 |  | 0 | 0 |  | 0 | 0 | 0 | 0 |  |  | 0 | 0 | 0 |  | 0 | [5 empty] | 0 |  |  | 0 | [13 empty] | Nos | 1.0 | [10 empty] | Ringlus Electro Controls & Automation PVT LTD | [18 empty] | CGST - RNG | 9.0
[120 empty] | SGST - RNG | 9.0
| 32A 4P 36kA TMD MCCB XT2 160 ABB | 32A 4P 36kA TMD MCCB XT2 160 ABB | ABBMCCB | Nos |  | 32A 4P 36kA TMD MCCB XT2 160 ABB |  | 0 | 0 | 1 | 1 | 1 | 0.0 | 0.0 | 0.0 | 0 |  |  | 0.0 | Electrical Components | 32A 4P 36kA TMD MCCB XT2 160 ABB | 0 | 31-12-2099 | Material Transfer |  | 0.0 |  | 0 | 0 |  | 0 | 0 | 0 | 0 |  | 0 | Item Attribute | 1 | Nos | 0.0 | 0.0 | 0 | 0.0 | 0 | ABB | 1SDA067034R1 | India |  |  | 0 | 0.0 |  | 0 | 0 |  | 0 | 0 | 0 | 0 |  |  | 0 | 0 | 0 |  | 0 | [5 empty] | 0 |  |  | 0 | [13 empty] | Nos | 1.0 | [10 empty] | Ringlus Electro Controls & Automation PVT LTD | [18 empty] | CGST - RNG | 9.0
[120 empty] | SGST - RNG | 9.0
| 40A 4P 36kA TMD/TMA MCCB XT2 160 ABB | 40A 4P 36kA TMD/TMA MCCB XT2 160 ABB | ABBMCCB | Nos |  | 40A 4P 36kA TMD/TMA MCCB XT2 160 ABB |  | 0 | 0 | 1 | 1 | 1 | 0.0 | 0.0 | 0.0 | 0 |  |  | 0.0 | Electrical Components | 40A 4P 36kA TMD/TMA MCCB XT2 160 ABB | 0 | 31-12-2099 | Material Transfer |  | 0.0 |  | 0 | 0 |  | 0 | 0 | 0 | 0 |  | 0 | Item Attribute | 1 | Nos | 0.0 | 0.0 | 0 | 0.0 | 0 | ABB | 1SDA067035R1 | India |  |  | 0 | 0.0 |  | 0 | 0 |  | 0 | 0 | 0 | 0 |  |  | 0 | 0 | 0 |  | 0 | [5 empty] | 0 |  |  | 0 | [13 empty] | Nos | 1.0 | [10 empty] | Ringlus Electro Controls & Automation PVT LTD | [18 empty] | CGST - RNG | 9.0
[120 empty] | SGST - RNG | 9.0
| 50A 4P 36kA TMD/TMA MCCB XT2 160 ABB | 50A 4P 36kA TMD/TMA MCCB XT2 160 ABB | ABBMCCB | Nos |  | 50A 4P 36kA TMD/TMA MCCB XT2 160 ABB |  | 0 | 0 | 1 | 1 | 1 | 0.0 | 0.0 | 0.0 | 0 |  |  | 0.0 | Electrical Components | 50A 4P 36kA TMD/TMA MCCB XT2 160 ABB | 0 | 31-12-2099 | Material Transfer |  | 0.0 |  | 0 | 0 |  | 0 | 0 | 0 | 0 |  | 0 | Item Attribute | 1 | Nos | 0.0 | 0.0 | 0 | 0.0 | 0 | ABB | 1SDA067036R1 | India |  |  | 0 | 0.0 |  | 0 | 0 |  | 0 | 0 | 0 | 0 |  |  | 0 | 0 | 0 |  | 0 | [5 empty] | 0 |  |  | 0 | [13 empty] | Nos | 1.0 | [10 empty] | Ringlus Electro Controls & Automation PVT LTD | [18 empty] | CGST - RNG | 9.0
[120 empty] | SGST - RNG | 9.0
| 63A 4P 36kA TMD/TMA MCCB XT2 160 ABB | 63A 4P 36kA TMD/TMA MCCB XT2 160 ABB | ABBMCCB | Nos |  | 63A 4P 36kA TMD/TMA MCCB XT2 160 ABB |  | 0 | 0 | 1 | 1 | 1 | 0.0 | 0.0 | 0.0 | 0 |  |  | 0.0 | Electrical Components | 63A 4P 36kA TMD/TMA MCCB XT2 160 ABB | 0 | 31-12-2099 | Material Transfer |  | 0.0 |  | 0 | 0 |  | 0 | 0 | 0 | 0 |  | 0 | Item Attribute | 1 | Nos | 0.0 | 0.0 | 0 | 0.0 | 0 | ABB | 1SDA067037R1 | India |  |  | 0 | 0.0 |  | 0 | 0 |  | 0 | 0 | 0 | 0 |  |  | 0 | 0 | 0 |  | 0 | [5 empty] | 0 |  |  | 0 | [13 empty] | Nos | 1.0 | [10 empty] | Ringlus Electro Controls & Automation PVT LTD | [18 empty] | CGST - RNG | 9.0
[120 empty] | SGST - RNG | 9.0
| 80A 4P 36kA TMD/TMA MCCB XT2 160 ABB | 80A 4P 36kA TMD/TMA MCCB XT2 160 ABB | ABBMCCB | Nos |  | 80A 4P 36kA TMD/TMA MCCB XT2 160 ABB |  | 0 | 0 | 1 | 1 | 1 | 0.0 | 0.0 | 0.0 | 0 |  |  | 0.0 | Electrical Components | 80A 4P 36kA TMD/TMA MCCB XT2 160 ABB | 0 | 31-12-2099 | Material Transfer |  | 0.0 |  | 0 | 0 |  | 0 | 0 | 0 | 0 |  | 0 | Item Attribute | 1 | Nos | 0.0 | 0.0 | 0 | 0.0 | 0 | ABB | 1SDA067038R1 | India |  |  | 0 | 0.0 |  | 0 | 0 |  | 0 | 0 | 0 | 0 |  |  | 0 | 0 | 0 |  | 0 | [5 empty] | 0 |  |  | 0 | [13 empty] | Nos | 1.0 | [10 empty] | Ringlus Electro Controls & Automation PVT LTD | [18 empty] | CGST - RNG | 9.0
[120 empty] | SGST - RNG | 9.0
| 100A 4P 36kA TMD/TMA MCCB XT2 160 ABB | 100A 4P 36kA TMD/TMA MCCB XT2 160 ABB | ABBMCCB | Nos |  | 100A 4P 36kA TMD/TMA MCCB XT2 160 ABB |  | 0 | 0 | 1 | 1 | 1 | 0.0 | 0.0 | 0.0 | 0 |  |  | 0.0 | Electrical Components | 100A 4P 36kA TMD/TMA MCCB XT2 160 ABB | 0 | 31-12-2099 | Material Transfer |  | 0.0 |  | 0 | 0 |  | 0 | 0 | 0 | 0 |  | 0 | Item Attribute | 1 | Nos | 0.0 | 0.0 | 0 | 0.0 | 0 | ABB | 1SDA067039R1 | India |  |  | 0 | 0.0 |  | 0 | 0 |  | 0 | 0 | 0 | 0 |  |  | 0 | 0 | 0 |  | 0 | [5 empty] | 0 |  |  | 0 | [13 empty] | Nos | 1.0 | [10 empty] | Ringlus Electro Controls & Automation PVT LTD | [18 empty] | CGST - RNG | 9.0
[120 empty] | SGST - RNG | 9.0
| 125A 4P 36kA TMD/TMA MCCB XT2 160 ABB | 125A 4P 36kA TMD/TMA MCCB XT2 160 ABB | ABBMCCB | Nos |  | 125A 4P 36kA TMD/TMA MCCB XT2 160 ABB |  | 0 | 0 | 1 | 1 | 1 | 0.0 | 0.0 | 0.0 | 0 |  |  | 0.0 | Electrical Components | 125A 4P 36kA TMD/TMA MCCB XT2 160 ABB | 0 | 31-12-2099 | Material Transfer |  | 0.0 |  | 0 | 0 |  | 0 | 0 | 0 | 0 |  | 0 | Item Attribute | 1 | Nos | 0.0 | 0.0 | 0 | 0.0 | 0 | ABB | 1SDA067042R1 | India |  |  | 0 | 0.0 |  | 0 | 0 |  | 0 | 0 | 0 | 0 |  |  | 0 | 0 | 0 |  | 0 | [5 empty] | 0 |  |  | 0 | [13 empty] | Nos | 1.0 | [10 empty] | Ringlus Electro Controls & Automation PVT LTD | [18 empty] | CGST - RNG | 9.0
[120 empty] | SGST - RNG | 9.0
| 160A 4P 36kA TMD/TMA MCCB XT2 160 ABB | 160A 4P 36kA TMD/TMA MCCB XT2 160 ABB | ABBMCCB | Nos |  | 160A 4P 36kA TMD/TMA MCCB XT2 160 ABB |  | 0 | 0 | 1 | 1 | 1 | 0.0 | 0.0 | 0.0 | 0 |  |  | 0.0 | Electrical Components | 160A 4P 36kA TMD/TMA MCCB XT2 160 ABB | 0 | 31-12-2099 | Material Transfer |  | 0.0 |  | 0 | 0 |  | 0 | 0 | 0 | 0 |  | 0 | Item Attribute | 1 | Nos | 0.0 | 0.0 | 0 | 0.0 | 0 | ABB | 1SDA067043R1 | India |  |  | 0 | 0.0 |  | 0 | 0 |  | 0 | 0 | 0 | 0 |  |  | 0 | 0 | 0 |  | 0 | [5 empty] | 0 |  |  | 0 | [13 empty] | Nos | 1.0 | [10 empty] | Ringlus Electro Controls & Automation PVT LTD | [18 empty] | CGST - RNG | 9.0
[120 empty] | SGST - RNG | 9.0
| 16A 4P 50kA TMD MCCB XT2 160 ABB | 16A 4P 50kA TMD MCCB XT2 160 ABB | ABBMCCB | Nos |  | 16A 4P 50kA TMD MCCB XT2 160 ABB |  | 0 | 0 | 1 | 1 | 1 | 0.0 | 0.0 | 0.0 | 0 |  |  | 0.0 | Electrical Components | 16A 4P 50kA TMD MCCB XT2 160 ABB | 0 | 31-12-2099 | Material Transfer |  | 0.0 |  | 0 | 0 |  | 0 | 0 | 0 | 0 |  | 0 | Item Attribute | 1 | Nos | 0.0 | 0.0 | 0 | 0.0 | 0 | ABB | 1SDA067571R1 | India |  |  | 0 | 0.0 |  | 0 | 0 |  | 0 | 0 | 0 | 0 |  |  | 0 | 0 | 0 |  | 0 | [5 empty] | 0 |  |  | 0 | [13 empty] | Nos | 1.0 | [10 empty] | Ringlus Electro Controls & Automation PVT LTD | [18 empty] | CGST - RNG | 9.0
[120 empty] | SGST - RNG | 9.0
| 20A 4P 50kA TMD MCCB XT2 160 ABB | 20A 4P 50kA TMD MCCB XT2 160 ABB | ABBMCCB | Nos |  | 20A 4P 50kA TMD MCCB XT2 160 ABB |  | 0 | 0 | 1 | 1 | 1 | 0.0 | 0.0 | 0.0 | 0 |  |  | 0.0 | Electrical Components | 20A 4P 50kA TMD MCCB XT2 160 ABB | 0 | 31-12-2099 | Material Transfer |  | 0.0 |  | 0 | 0 |  | 0 | 0 | 0 | 0 |  | 0 | Item Attribute | 1 | Nos | 0.0 | 0.0 | 0 | 0.0 | 0 | ABB | 1SDA067572R1 | India |  |  | 0 | 0.0 |  | 0 | 0 |  | 0 | 0 | 0 | 0 |  |  | 0 | 0 | 0 |  | 0 | [5 empty] | 0 |  |  | 0 | [13 empty] | Nos | 1.0 | [10 empty] | Ringlus Electro Controls & Automation PVT LTD | [18 empty] | CGST - RNG | 9.0
[120 empty] | SGST - RNG | 9.0
| 25A 4P 50kA TMD MCCB XT2 160 ABB | 25A 4P 50kA TMD MCCB XT2 160 ABB | ABBMCCB | Nos |  | 25A 4P 50kA TMD MCCB XT2 160 ABB |  | 0 | 0 | 1 | 1 | 1 | 0.0 | 0.0 | 0.0 | 0 |  |  | 0.0 | Electrical Components | 25A 4P 50kA TMD MCCB XT2 160 ABB | 0 | 31-12-2099 | Material Transfer |  | 0.0 |  | 0 | 0 |  | 0 | 0 | 0 | 0 |  | 0 | Item Attribute | 1 | Nos | 0.0 | 0.0 | 0 | 0.0 | 0 | ABB | 1SDA067573R1 | India |  |  | 0 | 0.0 |  | 0 | 0 |  | 0 | 0 | 0 | 0 |  |  | 0 | 0 | 0 |  | 0 | [5 empty] | 0 |  |  | 0 | [13 empty] | Nos | 1.0 | [10 empty] | Ringlus Electro Controls & Automation PVT LTD | [18 empty] | CGST - RNG | 9.0
[120 empty] | SGST - RNG | 9.0
| 32A 4P 50kA TMD MCCB XT2 160 ABB | 32A 4P 50kA TMD MCCB XT2 160 ABB | ABBMCCB | Nos |  | 32A 4P 50kA TMD MCCB XT2 160 ABB |  | 0 | 0 | 1 | 1 | 1 | 0.0 | 0.0 | 0.0 | 0 |  |  | 0.0 | Electrical Components | 32A 4P 50kA TMD MCCB XT2 160 ABB | 0 | 31-12-2099 | Material Transfer |  | 0.0 |  | 0 | 0 |  | 0 | 0 | 0 | 0 |  | 0 | Item Attribute | 1 | Nos | 0.0 | 0.0 | 0 | 0.0 | 0 | ABB | 1SDA067574R1 | India |  |  | 0 | 0.0 |  | 0 | 0 |  | 0 | 0 | 0 | 0 |  |  | 0 | 0 | 0 |  | 0 | [5 empty] | 0 |  |  | 0 | [13 empty] | Nos | 1.0 | [10 empty] | Ringlus Electro Controls & Automation PVT LTD | [18 empty] | CGST - RNG | 9.0
[120 empty] | SGST - RNG | 9.0
| 40A 4P 50kA TMD/TMA MCCB XT2 160 ABB | 40A 4P 50kA TMD/TMA MCCB XT2 160 ABB | ABBMCCB | Nos |  | 40A 4P 50kA TMD/TMA MCCB XT2 160 ABB |  | 0 | 0 | 1 | 1 | 1 | 0.0 | 0.0 | 0.0 | 0 |  |  | 0.0 | Electrical Components | 40A 4P 50kA TMD/TMA MCCB XT2 160 ABB | 0 | 31-12-2099 | Material Transfer |  | 0.0 |  | 0 | 0 |  | 0 | 0 | 0 | 0 |  | 0 | Item Attribute | 1 | Nos | 0.0 | 0.0 | 0 | 0.0 | 0 | ABB | 1SDA067575R1 | India |  |  | 0 | 0.0 |  | 0 | 0 |  | 0 | 0 | 0 | 0 |  |  | 0 | 0 | 0 |  | 0 | [5 empty] | 0 |  |  | 0 | [13 empty] | Nos | 1.0 | [10 empty] | Ringlus Electro Controls & Automation PVT LTD | [18 empty] | CGST - RNG | 9.0
[120 empty] | SGST - RNG | 9.0
| 50A 4P 50kA TMD/TMA MCCB XT2 160 ABB | 50A 4P 50kA TMD/TMA MCCB XT2 160 ABB | ABBMCCB | Nos |  | 50A 4P 50kA TMD/TMA MCCB XT2 160 ABB |  | 0 | 0 | 1 | 1 | 1 | 0.0 | 0.0 | 0.0 | 0 |  |  | 0.0 | Electrical Components | 50A 4P 50kA TMD/TMA MCCB XT2 160 ABB | 0 | 31-12-2099 | Material Transfer |  | 0.0 |  | 0 | 0 |  | 0 | 0 | 0 | 0 |  | 0 | Item Attribute | 1 | Nos | 0.0 | 0.0 | 0 | 0.0 | 0 | ABB | 1SDA067576R1 | India |  |  | 0 | 0.0 |  | 0 | 0 |  | 0 | 0 | 0 | 0 |  |  | 0 | 0 | 0 |  | 0 | [5 empty] | 0 |  |  | 0 | [13 empty] | Nos | 1.0 | [10 empty] | Ringlus Electro Controls & Automation PVT LTD | [18 empty] | CGST - RNG | 9.0
[120 empty] | SGST - RNG | 9.0
| 63A 4P 50kA TMD/TMA MCCB XT2 160 ABB | 63A 4P 50kA TMD/TMA MCCB XT2 160 ABB | ABBMCCB | Nos |  | 63A 4P 50kA TMD/TMA MCCB XT2 160 ABB |  | 0 | 0 | 1 | 1 | 1 | 0.0 | 0.0 | 0.0 | 0 |  |  | 0.0 | Electrical Components | 63A 4P 50kA TMD/TMA MCCB XT2 160 ABB | 0 | 31-12-2099 | Material Transfer |  | 0.0 |  | 0 | 0 |  | 0 | 0 | 0 | 0 |  | 0 | Item Attribute | 1 | Nos | 0.0 | 0.0 | 0 | 0.0 | 0 | ABB | 1SDA067577R1 | India |  |  | 0 | 0.0 |  | 0 | 0 |  | 0 | 0 | 0 | 0 |  |  | 0 | 0 | 0 |  | 0 | [5 empty] | 0 |  |  | 0 | [13 empty] | Nos | 1.0 | [10 empty] | Ringlus Electro Controls & Automation PVT LTD | [18 empty] | CGST - RNG | 9.0
[120 empty] | SGST - RNG | 9.0
| 80A 4P 50kA TMD/TMA MCCB XT2 160 ABB | 80A 4P 50kA TMD/TMA MCCB XT2 160 ABB | ABBMCCB | Nos |  | 80A 4P 50kA TMD/TMA MCCB XT2 160 ABB |  | 0 | 0 | 1 | 1 | 1 | 0.0 | 0.0 | 0.0 | 0 |  |  | 0.0 | Electrical Components | 80A 4P 50kA TMD/TMA MCCB XT2 160 ABB | 0 | 31-12-2099 | Material Transfer |  | 0.0 |  | 0 | 0 |  | 0 | 0 | 0 | 0 |  | 0 | Item Attribute | 1 | Nos | 0.0 | 0.0 | 0 | 0.0 | 0 | ABB | 1SDA067578R1 | India |  |  | 0 | 0.0 |  | 0 | 0 |  | 0 | 0 | 0 | 0 |  |  | 0 | 0 | 0 |  | 0 | [5 empty] | 0 |  |  | 0 | [13 empty] | Nos | 1.0 | [10 empty] | Ringlus Electro Controls & Automation PVT LTD | [18 empty] | CGST - RNG | 9.0
[120 empty] | SGST - RNG | 9.0
| 100A 4P 50kA TMD/TMA MCCB XT2 160 ABB | 100A 4P 50kA TMD/TMA MCCB XT2 160 ABB | ABBMCCB | Nos |  | 100A 4P 50kA TMD/TMA MCCB XT2 160 ABB |  | 0 | 0 | 1 | 1 | 1 | 0.0 | 0.0 | 0.0 | 0 |  |  | 0.0 | Electrical Components | 100A 4P 50kA TMD/TMA MCCB XT2 160 ABB | 0 | 31-12-2099 | Material Transfer |  | 0.0 |  | 0 | 0 |  | 0 | 0 | 0 | 0 |  | 0 | Item Attribute | 1 | Nos | 0.0 | 0.0 | 0 | 0.0 | 0 | ABB | 1SDA067579R1 | India |  |  | 0 | 0.0 |  | 0 | 0 |  | 0 | 0 | 0 | 0 |  |  | 0 | 0 | 0 |  | 0 | [5 empty] | 0 |  |  | 0 | [13 empty] | Nos | 1.0 | [10 empty] | Ringlus Electro Controls & Automation PVT LTD | [18 empty] | CGST - RNG | 9.0
[120 empty] | SGST - RNG | 9.0
| 125A 4P 50kA TMD/TMA MCCB XT2 160 ABB | 125A 4P 50kA TMD/TMA MCCB XT2 160 ABB | ABBMCCB | Nos |  | 125A 4P 50kA TMD/TMA MCCB XT2 160 ABB |  | 0 | 0 | 1 | 1 | 1 | 0.0 | 0.0 | 0.0 | 0 |  |  | 0.0 | Electrical Components | 125A 4P 50kA TMD/TMA MCCB XT2 160 ABB | 0 | 31-12-2099 | Material Transfer |  | 0.0 |  | 0 | 0 |  | 0 | 0 | 0 | 0 |  | 0 | Item Attribute | 1 | Nos | 0.0 | 0.0 | 0 | 0.0 | 0 | ABB | 1SDA067582R1 | India |  |  | 0 | 0.0 |  | 0 | 0 |  | 0 | 0 | 0 | 0 |  |  | 0 | 0 | 0 |  | 0 | [5 empty] | 0 |  |  | 0 | [13 empty] | Nos | 1.0 | [10 empty] | Ringlus Electro Controls & Automation PVT LTD | [18 empty] | CGST - RNG | 9.0
[120 empty] | SGST - RNG | 9.0
| 160A 4P 50kA TMD/TMA MCCB XT2 160 ABB | 160A 4P 50kA TMD/TMA MCCB XT2 160 ABB | ABBMCCB | Nos |  | 160A 4P 50kA TMD/TMA MCCB XT2 160 ABB |  | 0 | 0 | 1 | 1 | 1 | 0.0 | 0.0 | 0.0 | 0 |  |  | 0.0 | Electrical Components | 160A 4P 50kA TMD/TMA MCCB XT2 160 ABB | 0 | 31-12-2099 | Material Transfer |  | 0.0 |  | 0 | 0 |  | 0 | 0 | 0 | 0 |  | 0 | Item Attribute | 1 | Nos | 0.0 | 0.0 | 0 | 0.0 | 0 | ABB | 1SDA067583R1 | India |  |  | 0 | 0.0 |  | 0 | 0 |  | 0 | 0 | 0 | 0 |  |  | 0 | 0 | 0 |  | 0 | [5 empty] | 0 |  |  | 0 | [13 empty] | Nos | 1.0 | [10 empty] | Ringlus Electro Controls & Automation PVT LTD | [18 empty] | CGST - RNG | 9.0
[120 empty] | SGST - RNG | 9.0
| 200A 4P 36kA TMD/TMA MCCB XT4 250 ABB | 200A 4P 36kA TMD/TMA MCCB XT4 250 ABB | ABBMCCB | Nos |  | 200A 4P 36kA TMD/TMA MCCB XT4 250 ABB |  | 0 | 0 | 1 | 1 | 1 | 0.0 | 0.0 | 0.0 | 0 |  |  | 0.0 | Electrical Components | 200A 4P 36kA TMD/TMA MCCB XT4 250 ABB | 0 | 31-12-2099 | Material Transfer |  | 0.0 |  | 0 | 0 |  | 0 | 0 | 0 | 0 |  | 0 | Item Attribute | 1 | Nos | 0.0 | 0.0 | 0 | 0.0 | 0 | ABB | 1SDA068109R1 | India |  |  | 0 | 0.0 |  | 0 | 0 |  | 0 | 0 | 0 | 0 |  |  | 0 | 0 | 0 |  | 0 | [5 empty] | 0 |  |  | 0 | [13 empty] | Nos | 1.0 | [10 empty] | Ringlus Electro Controls & Automation PVT LTD | [18 empty] | CGST - RNG | 9.0
[120 empty] | SGST - RNG | 9.0
| 225A 4P 36kA TMD/TMA MCCB XT4 250 ABB | 225A 4P 36kA TMD/TMA MCCB XT4 250 ABB | ABBMCCB | Nos |  | 225A 4P 36kA TMD/TMA MCCB XT4 250 ABB |  | 0 | 0 | 1 | 1 | 1 | 0.0 | 0.0 | 0.0 | 0 |  |  | 0.0 | Electrical Components | 225A 4P 36kA TMD/TMA MCCB XT4 250 ABB | 0 | 31-12-2099 | Material Transfer |  | 0.0 |  | 0 | 0 |  | 0 | 0 | 0 | 0 |  | 0 | Item Attribute | 1 | Nos | 0.0 | 0.0 | 0 | 0.0 | 0 | ABB | 1SDA068110R1 | India |  |  | 0 | 0.0 |  | 0 | 0 |  | 0 | 0 | 0 | 0 |  |  | 0 | 0 | 0 |  | 0 | [5 empty] | 0 |  |  | 0 | [13 empty] | Nos | 1.0 | [10 empty] | Ringlus Electro Controls & Automation PVT LTD | [18 empty] | CGST - RNG | 9.0
[120 empty] | SGST - RNG | 9.0
| 250A 4P 36kA TMD/TMA MCCB XT4 250 ABB | 250A 4P 36kA TMD/TMA MCCB XT4 250 ABB | ABBMCCB | Nos |  | 250A 4P 36kA TMD/TMA MCCB XT4 250 ABB |  | 0 | 0 | 1 | 1 | 1 | 0.0 | 0.0 | 0.0 | 0 |  |  | 0.0 | Electrical Components | 250A 4P 36kA TMD/TMA MCCB XT4 250 ABB | 0 | 31-12-2099 | Material Transfer |  | 0.0 |  | 0 | 0 |  | 0 | 0 | 0 | 0 |  | 0 | Item Attribute | 1 | Nos | 0.0 | 0.0 | 0 | 0.0 | 0 | ABB | 1SDA068111R1 | India |  |  | 0 | 0.0 |  | 0 | 0 |  | 0 | 0 | 0 | 0 |  |  | 0 | 0 | 0 |  | 0 | [5 empty] | 0 |  |  | 0 | [13 empty] | Nos | 1.0 | [10 empty] | Ringlus Electro Controls & Automation PVT LTD | [18 empty] | CGST - RNG | 9.0
[120 empty] | SGST - RNG | 9.0
| 200A 4P 50kA TMD/TMA MCCB XT4 250 ABB | 200A 4P 50kA TMD/TMA MCCB XT4 250 ABB | ABBMCCB | Nos |  | 200A 4P 50kA TMD/TMA MCCB XT4 250 ABB |  | 0 | 0 | 1 | 1 | 1 | 0.0 | 0.0 | 0.0 | 0 |  |  | 0.0 | Electrical Components | 200A 4P 50kA TMD/TMA MCCB XT4 250 ABB | 0 | 31-12-2099 | Material Transfer |  | 0.0 |  | 0 | 0 |  | 0 | 0 | 0 | 0 |  | 0 | Item Attribute | 1 | Nos | 0.0 | 0.0 | 0 | 0.0 | 0 | ABB | 1SDA068329R1 | India |  |  | 0 | 0.0 |  | 0 | 0 |  | 0 | 0 | 0 | 0 |  |  | 0 | 0 | 0 |  | 0 | [5 empty] | 0 |  |  | 0 | [13 empty] | Nos | 1.0 | [10 empty] | Ringlus Electro Controls & Automation PVT LTD | [18 empty] | CGST - RNG | 9.0
[120 empty] | SGST - RNG | 9.0
| 225A 4P 50kA TMD/TMA MCCB XT4 250 ABB | 225A 4P 50kA TMD/TMA MCCB XT4 250 ABB | ABBMCCB | Nos |  | 225A 4P 50kA TMD/TMA MCCB XT4 250 ABB |  | 0 | 0 | 1 | 1 | 1 | 0.0 | 0.0 | 0.0 | 0 |  |  | 0.0 | Electrical Components | 225A 4P 50kA TMD/TMA MCCB XT4 250 ABB | 0 | 31-12-2099 | Material Transfer |  | 0.0 |  | 0 | 0 |  | 0 | 0 | 0 | 0 |  | 0 | Item Attribute | 1 | Nos | 0.0 | 0.0 | 0 | 0.0 | 0 | ABB | 1SDA068330R1 | India |  |  | 0 | 0.0 |  | 0 | 0 |  | 0 | 0 | 0 | 0 |  |  | 0 | 0 | 0 |  | 0 | [5 empty] | 0 |  |  | 0 | [13 empty] | Nos | 1.0 | [10 empty] | Ringlus Electro Controls & Automation PVT LTD | [18 empty] | CGST - RNG | 9.0
[120 empty] | SGST - RNG | 9.0
| 250A 4P 50kA TMD/TMA MCCB XT4 250 ABB | 250A 4P 50kA TMD/TMA MCCB XT4 250 ABB | ABBMCCB | Nos |  | 250A 4P 50kA TMD/TMA MCCB XT4 250 ABB |  | 0 | 0 | 1 | 1 | 1 | 0.0 | 0.0 | 0.0 | 0 |  |  | 0.0 | Electrical Components | 250A 4P 50kA TMD/TMA MCCB XT4 250 ABB | 0 | 31-12-2099 | Material Transfer |  | 0.0 |  | 0 | 0 |  | 0 | 0 | 0 | 0 |  | 0 | Item Attribute | 1 | Nos | 0.0 | 0.0 | 0 | 0.0 | 0 | ABB | 1SDA068331R1 | India |  |  | 0 | 0.0 |  | 0 | 0 |  | 0 | 0 | 0 | 0 |  |  | 0 | 0 | 0 |  | 0 | [5 empty] | 0 |  |  | 0 | [13 empty] | Nos | 1.0 | [10 empty] | Ringlus Electro Controls & Automation PVT LTD | [18 empty] | CGST - RNG | 9.0
[120 empty] | SGST - RNG | 9.0
| 320A 4P 36kA TMD/TMA MCCB T5 ABB | 320A 4P 36kA TMD/TMA MCCB T5 ABB | ABBMCCB | Nos |  | 320A 4P 36kA TMD/TMA MCCB T5 ABB |  | 0 | 0 | 1 | 1 | 1 | 0.0 | 0.0 | 0.0 | 0 |  |  | 0.0 | Electrical Components | 320A 4P 36kA TMD/TMA MCCB T5 ABB | 0 | 31-12-2099 | Material Transfer |  | 0.0 |  | 0 | 0 |  | 0 | 0 | 0 | 0 |  | 0 | Item Attribute | 1 | Nos | 0.0 | 0.0 | 0 | 0.0 | 0 | ABB | 1SDA054477R1 | India |  |  | 0 | 0.0 |  | 0 | 0 |  | 0 | 0 | 0 | 0 |  |  | 0 | 0 | 0 |  | 0 | [5 empty] | 0 |  |  | 0 | [13 empty] | Nos | 1.0 | [10 empty] | Ringlus Electro Controls & Automation PVT LTD | [18 empty] | CGST - RNG | 9.0
[120 empty] | SGST - RNG | 9.0
| 400A 4P 36kA TMD/TMA MCCB T5 ABB | 400A 4P 36kA TMD/TMA MCCB T5 ABB | ABBMCCB | Nos |  | 400A 4P 36kA TMD/TMA MCCB T5 ABB |  | 0 | 0 | 1 | 1 | 1 | 0.0 | 0.0 | 0.0 | 0 |  |  | 0.0 | Electrical Components | 400A 4P 36kA TMD/TMA MCCB T5 ABB | 0 | 31-12-2099 | Material Transfer |  | 0.0 |  | 0 | 0 |  | 0 | 0 | 0 | 0 |  | 0 | Item Attribute | 1 | Nos | 0.0 | 0.0 | 0 | 0.0 | 0 | ABB | 1SDA054478R1 | India |  |  | 0 | 0.0 |  | 0 | 0 |  | 0 | 0 | 0 | 0 |  |  | 0 | 0 | 0 |  | 0 | [5 empty] | 0 |  |  | 0 | [13 empty] | Nos | 1.0 | [10 empty] | Ringlus Electro Controls & Automation PVT LTD | [18 empty] | CGST - RNG | 9.0
[120 empty] | SGST - RNG | 9.0
| 500A 4P 36kA TMD/TMA MCCB T5 ABB | 500A 4P 36kA TMD/TMA MCCB T5 ABB | ABBMCCB | Nos |  | 500A 4P 36kA TMD/TMA MCCB T5 ABB |  | 0 | 0 | 1 | 1 | 1 | 0.0 | 0.0 | 0.0 | 0 |  |  | 0.0 | Electrical Components | 500A 4P 36kA TMD/TMA MCCB T5 ABB | 0 | 31-12-2099 | Material Transfer |  | 0.0 |  | 0 | 0 |  | 0 | 0 | 0 | 0 |  | 0 | Item Attribute | 1 | Nos | 0.0 | 0.0 | 0 | 0.0 | 0 | ABB | 1SDA054487R1 | India |  |  | 0 | 0.0 |  | 0 | 0 |  | 0 | 0 | 0 | 0 |  |  | 0 | 0 | 0 |  | 0 | [5 empty] | 0 |  |  | 0 | [13 empty] | Nos | 1.0 | [10 empty] | Ringlus Electro Controls & Automation PVT LTD | [18 empty] | CGST - RNG | 9.0
[120 empty] | SGST - RNG | 9.0
| 320A 4P 50kA TMD/TMA MCCB T5 ABB | 320A 4P 50kA TMD/TMA MCCB T5 ABB | ABBMCCB | Nos |  | 320A 4P 50kA TMD/TMA MCCB T5 ABB |  | 0 | 0 | 1 | 1 | 1 | 0.0 | 0.0 | 0.0 | 0 |  |  | 0.0 | Electrical Components | 320A 4P 50kA TMD/TMA MCCB T5 ABB | 0 | 31-12-2099 | Material Transfer |  | 0.0 |  | 0 | 0 |  | 0 | 0 | 0 | 0 |  | 0 | Item Attribute | 1 | Nos | 0.0 | 0.0 | 0 | 0.0 | 0 | ABB | 1SDA054479R1 | India |  |  | 0 | 0.0 |  | 0 | 0 |  | 0 | 0 | 0 | 0 |  |  | 0 | 0 | 0 |  | 0 | [5 empty] | 0 |  |  | 0 | [13 empty] | Nos | 1.0 | [10 empty] | Ringlus Electro Controls & Automation PVT LTD | [18 empty] | CGST - RNG | 9.0
[120 empty] | SGST - RNG | 9.0
| 400A 4P 50kA TMD/TMA MCCB T5 ABB | 400A 4P 50kA TMD/TMA MCCB T5 ABB | ABBMCCB | Nos |  | 400A 4P 50kA TMD/TMA MCCB T5 ABB |  | 0 | 0 | 1 | 1 | 1 | 0.0 | 0.0 | 0.0 | 0 |  |  | 0.0 | Electrical Components | 400A 4P 50kA TMD/TMA MCCB T5 ABB | 0 | 31-12-2099 | Material Transfer |  | 0.0 |  | 0 | 0 |  | 0 | 0 | 0 | 0 |  | 0 | Item Attribute | 1 | Nos | 0.0 | 0.0 | 0 | 0.0 | 0 | ABB | 1SDA054480R1 | India |  |  | 0 | 0.0 |  | 0 | 0 |  | 0 | 0 | 0 | 0 |  |  | 0 | 0 | 0 |  | 0 | [5 empty] | 0 |  |  | 0 | [13 empty] | Nos | 1.0 | [10 empty] | Ringlus Electro Controls & Automation PVT LTD | [18 empty] | CGST - RNG | 9.0
[120 empty] | SGST - RNG | 9.0
| 500A 4P 50kA TMD/TMA MCCB T5 ABB | 500A 4P 50kA TMD/TMA MCCB T5 ABB | ABBMCCB | Nos |  | 500A 4P 50kA TMD/TMA MCCB T5 ABB |  | 0 | 0 | 1 | 1 | 1 | 0.0 | 0.0 | 0.0 | 0 |  |  | 0.0 | Electrical Components | 500A 4P 50kA TMD/TMA MCCB T5 ABB | 0 | 31-12-2099 | Material Transfer |  | 0.0 |  | 0 | 0 |  | 0 | 0 | 0 | 0 |  | 0 | Item Attribute | 1 | Nos | 0.0 | 0.0 | 0 | 0.0 | 0 | ABB | 1SDA054489R1 | India |  |  | 0 | 0.0 |  | 0 | 0 |  | 0 | 0 | 0 | 0 |  |  | 0 | 0 | 0 |  | 0 | [5 empty] | 0 |  |  | 0 | [13 empty] | Nos | 1.0 | [10 empty] | Ringlus Electro Controls & Automation PVT LTD | [18 empty] | CGST - RNG | 9.0
[120 empty] | SGST - RNG | 9.0
| 630A 4P 36kA TMD/TMA MCCB T6 ABB | 630A 4P 36kA TMD/TMA MCCB T6 ABB | ABBMCCB | Nos |  | 630A 4P 36kA TMD/TMA MCCB T6 ABB |  | 0 | 0 | 1 | 1 | 1 | 0.0 | 0.0 | 0.0 | 0 |  |  | 0.0 | Electrical Components | 630A 4P 36kA TMD/TMA MCCB T6 ABB | 0 | 31-12-2099 | Material Transfer |  | 0.0 |  | 0 | 0 |  | 0 | 0 | 0 | 0 |  | 0 | Item Attribute | 1 | Nos | 0.0 | 0.0 | 0 | 0.0 | 0 | ABB | 1SDA060210R1 | India |  |  | 0 | 0.0 |  | 0 | 0 |  | 0 | 0 | 0 | 0 |  |  | 0 | 0 | 0 |  | 0 | [5 empty] | 0 |  |  | 0 | [13 empty] | Nos | 1.0 | [10 empty] | Ringlus Electro Controls & Automation PVT LTD | [18 empty] | CGST - RNG | 9.0
[120 empty] | SGST - RNG | 9.0
| 800A 4P 36kA TMD/TMA MCCB T6 ABB | 800A 4P 36kA TMD/TMA MCCB T6 ABB | ABBMCCB | Nos |  | 800A 4P 36kA TMD/TMA MCCB T6 ABB |  | 0 | 0 | 1 | 1 | 1 | 0.0 | 0.0 | 0.0 | 0 |  |  | 0.0 | Electrical Components | 800A 4P 36kA TMD/TMA MCCB T6 ABB | 0 | 31-12-2099 | Material Transfer |  | 0.0 |  | 0 | 0 |  | 0 | 0 | 0 | 0 |  | 0 | Item Attribute | 1 | Nos | 0.0 | 0.0 | 0 | 0.0 | 0 | ABB | 1SDA060222R1 | India |  |  | 0 | 0.0 |  | 0 | 0 |  | 0 | 0 | 0 | 0 |  |  | 0 | 0 | 0 |  | 0 | [5 empty] | 0 |  |  | 0 | [13 empty] | Nos | 1.0 | [10 empty] | Ringlus Electro Controls & Automation PVT LTD | [18 empty] | CGST - RNG | 9.0
[120 empty] | SGST - RNG | 9.0
| 630A 4P 50kA TMD/TMA MCCB T6 ABB | 630A 4P 50kA TMD/TMA MCCB T6 ABB | ABBMCCB | Nos |  | 630A 4P 50kA TMD/TMA MCCB T6 ABB |  | 0 | 0 | 1 | 1 | 1 | 0.0 | 0.0 | 0.0 | 0 |  |  | 0.0 | Electrical Components | 630A 4P 50kA TMD/TMA MCCB T6 ABB | 0 | 31-12-2099 | Material Transfer |  | 0.0 |  | 0 | 0 |  | 0 | 0 | 0 | 0 |  | 0 | Item Attribute | 1 | Nos | 0.0 | 0.0 | 0 | 0.0 | 0 | ABB | 1SDA060211R1 | India |  |  | 0 | 0.0 |  | 0 | 0 |  | 0 | 0 | 0 | 0 |  |  | 0 | 0 | 0 |  | 0 | [5 empty] | 0 |  |  | 0 | [13 empty] | Nos | 1.0 | [10 empty] | Ringlus Electro Controls & Automation PVT LTD | [18 empty] | CGST - RNG | 9.0
[120 empty] | SGST - RNG | 9.0
| 800A 4P 50kA TMD/TMA MCCB T6 ABB | 800A 4P 50kA TMD/TMA MCCB T6 ABB | ABBMCCB | Nos |  | 800A 4P 50kA TMD/TMA MCCB T6 ABB |  | 0 | 0 | 1 | 1 | 1 | 0.0 | 0.0 | 0.0 | 0 |  |  | 0.0 | Electrical Components | 800A 4P 50kA TMD/TMA MCCB T6 ABB | 0 | 31-12-2099 | Material Transfer |  | 0.0 |  | 0 | 0 |  | 0 | 0 | 0 | 0 |  | 0 | Item Attribute | 1 | Nos | 0.0 | 0.0 | 0 | 0.0 | 0 | ABB | 1SDA060223R1 | India |  |  | 0 | 0.0 |  | 0 | 0 |  | 0 | 0 | 0 | 0 |  |  | 0 | 0 | 0 |  | 0 | [5 empty] | 0 |  |  | 0 | [13 empty] | Nos | 1.0 | [10 empty] | Ringlus Electro Controls & Automation PVT LTD | [18 empty] | CGST - RNG | 9.0
[120 empty] | SGST - RNG | 9.0
| 10A 3P 36kA Ekip LSIG MCCB XT2 160 ABB | 10A 3P 36kA Ekip LSIG MCCB XT2 160 ABB | ABBMCCB | Nos |  | 10A 3P 36kA Ekip LSIG MCCB XT2 160 ABB |  | 0 | 0 | 1 | 1 | 1 | 0.0 | 0.0 | 0.0 | 0 |  |  | 0.0 | Electrical Components | 10A 3P 36kA Ekip LSIG MCCB XT2 160 ABB | 0 | 31-12-2099 | Material Transfer |  | 0.0 |  | 0 | 0 |  | 0 | 0 | 0 | 0 |  | 0 | Item Attribute | 1 | Nos | 0.0 | 0.0 | 0 | 0.0 | 0 | ABB | 1SDA067072R1 | India |  |  | 0 | 0.0 |  | 0 | 0 |  | 0 | 0 | 0 | 0 |  |  | 0 | 0 | 0 |  | 0 | [5 empty] | 0 |  |  | 0 | [13 empty] | Nos | 1.0 | [10 empty] | Ringlus Electro Controls & Automation PVT LTD | [18 empty] | CGST - RNG | 9.0
[120 empty] | SGST - RNG | 9.0
| 25A 3P 36kA Ekip LSIG MCCB XT2 160 ABB | 25A 3P 36kA Ekip LSIG MCCB XT2 160 ABB | ABBMCCB | Nos |  | 25A 3P 36kA Ekip LSIG MCCB XT2 160 ABB |  | 0 | 0 | 1 | 1 | 1 | 0.0 | 0.0 | 0.0 | 0 |  |  | 0.0 | Electrical Components | 25A 3P 36kA Ekip LSIG MCCB XT2 160 ABB | 0 | 31-12-2099 | Material Transfer |  | 0.0 |  | 0 | 0 |  | 0 | 0 | 0 | 0 |  | 0 | Item Attribute | 1 | Nos | 0.0 | 0.0 | 0 | 0.0 | 0 | ABB | 1SDA067073R1 | India |  |  | 0 | 0.0 |  | 0 | 0 |  | 0 | 0 | 0 | 0 |  |  | 0 | 0 | 0 |  | 0 | [5 empty] | 0 |  |  | 0 | [13 empty] | Nos | 1.0 | [10 empty] | Ringlus Electro Controls & Automation PVT LTD | [18 empty] | CGST - RNG | 9.0
[120 empty] | SGST - RNG | 9.0
| 63A 3P 36kA Ekip LSIG MCCB XT2 160 ABB | 63A 3P 36kA Ekip LSIG MCCB XT2 160 ABB | ABBMCCB | Nos |  | 63A 3P 36kA Ekip LSIG MCCB XT2 160 ABB |  | 0 | 0 | 1 | 1 | 1 | 0.0 | 0.0 | 0.0 | 0 |  |  | 0.0 | Electrical Components | 63A 3P 36kA Ekip LSIG MCCB XT2 160 ABB | 0 | 31-12-2099 | Material Transfer |  | 0.0 |  | 0 | 0 |  | 0 | 0 | 0 | 0 |  | 0 | Item Attribute | 1 | Nos | 0.0 | 0.0 | 0 | 0.0 | 0 | ABB | 1SDA067074R1 | India |  |  | 0 | 0.0 |  | 0 | 0 |  | 0 | 0 | 0 | 0 |  |  | 0 | 0 | 0 |  | 0 | [5 empty] | 0 |  |  | 0 | [13 empty] | Nos | 1.0 | [10 empty] | Ringlus Electro Controls & Automation PVT LTD | [18 empty] | CGST - RNG | 9.0
[120 empty] | SGST - RNG | 9.0
| 100A 3P 36kA Ekip LSIG MCCB XT2 160 ABB | 100A 3P 36kA Ekip LSIG MCCB XT2 160 ABB | ABBMCCB | Nos |  | 100A 3P 36kA Ekip LSIG MCCB XT2 160 ABB |  | 0 | 0 | 1 | 1 | 1 | 0.0 | 0.0 | 0.0 | 0 |  |  | 0.0 | Electrical Components | 100A 3P 36kA Ekip LSIG MCCB XT2 160 ABB | 0 | 31-12-2099 | Material Transfer |  | 0.0 |  | 0 | 0 |  | 0 | 0 | 0 | 0 |  | 0 | Item Attribute | 1 | Nos | 0.0 | 0.0 | 0 | 0.0 | 0 | ABB | 1SDA067075R1 | India |  |  | 0 | 0.0 |  | 0 | 0 |  | 0 | 0 | 0 | 0 |  |  | 0 | 0 | 0 |  | 0 | [5 empty] | 0 |  |  | 0 | [13 empty] | Nos | 1.0 | [10 empty] | Ringlus Electro Controls & Automation PVT LTD | [18 empty] | CGST - RNG | 9.0
[120 empty] | SGST - RNG | 9.0
| 160A 3P 36kA Ekip LSIG MCCB XT2 160 ABB | 160A 3P 36kA Ekip LSIG MCCB XT2 160 ABB | ABBMCCB | Nos |  | 160A 3P 36kA Ekip LSIG MCCB XT2 160 ABB |  | 0 | 0 | 1 | 1 | 1 | 0.0 | 0.0 | 0.0 | 0 |  |  | 0.0 | Electrical Components | 160A 3P 36kA Ekip LSIG MCCB XT2 160 ABB | 0 | 31-12-2099 | Material Transfer |  | 0.0 |  | 0 | 0 |  | 0 | 0 | 0 | 0 |  | 0 | Item Attribute | 1 | Nos | 0.0 | 0.0 | 0 | 0.0 | 0 | ABB | 1SDA067076R1 | India |  |  | 0 | 0.0 |  | 0 | 0 |  | 0 | 0 | 0 | 0 |  |  | 0 | 0 | 0 |  | 0 | [5 empty] | 0 |  |  | 0 | [13 empty] | Nos | 1.0 | [10 empty] | Ringlus Electro Controls & Automation PVT LTD | [18 empty] | CGST - RNG | 9.0
[120 empty] | SGST - RNG | 9.0
| 250A 3P 36kA Ekip LSIG MCCB XT4 250 ABB | 250A 3P 36kA Ekip LSIG MCCB XT4 250 ABB | ABBMCCB | Nos |  | 250A 3P 36kA Ekip LSIG MCCB XT4 250 ABB |  | 0 | 0 | 1 | 1 | 1 | 0.0 | 0.0 | 0.0 | 0 |  |  | 0.0 | Electrical Components | 250A 3P 36kA Ekip LSIG MCCB XT4 250 ABB | 0 | 31-12-2099 | Material Transfer |  | 0.0 |  | 0 | 0 |  | 0 | 0 | 0 | 0 |  | 0 | Item Attribute | 1 | Nos | 0.0 | 0.0 | 0 | 0.0 | 0 | ABB | 1SDA068141R1 | India |  |  | 0 | 0.0 |  | 0 | 0 |  | 0 | 0 | 0 | 0 |  |  | 0 | 0 | 0 |  | 0 | [5 empty] | 0 |  |  | 0 | [13 empty] | Nos | 1.0 | [10 empty] | Ringlus Electro Controls & Automation PVT LTD | [18 empty] | CGST - RNG | 9.0
[120 empty] | SGST - RNG | 9.0
| 10A 4P 36kA Ekip LSIG MCCB XT2 160 ABB | 10A 4P 36kA Ekip LSIG MCCB XT2 160 ABB | ABBMCCB | Nos |  | 10A 4P 36kA Ekip LSIG MCCB XT2 160 ABB |  | 0 | 0 | 1 | 1 | 1 | 0.0 | 0.0 | 0.0 | 0 |  |  | 0.0 | Electrical Components | 10A 4P 36kA Ekip LSIG MCCB XT2 160 ABB | 0 | 31-12-2099 | Material Transfer |  | 0.0 |  | 0 | 0 |  | 0 | 0 | 0 | 0 |  | 0 | Item Attribute | 1 | Nos | 0.0 | 0.0 | 0 | 0.0 | 0 | ABB | 1SDA067108R1 | India |  |  | 0 | 0.0 |  | 0 | 0 |  | 0 | 0 | 0 | 0 |  |  | 0 | 0 | 0 |  | 0 | [5 empty] | 0 |  |  | 0 | [13 empty] | Nos | 1.0 | [10 empty] | Ringlus Electro Controls & Automation PVT LTD | [18 empty] | CGST - RNG | 9.0
[120 empty] | SGST - RNG | 9.0
| 25A 4P 36kA Ekip LSIG MCCB XT2 160 ABB | 25A 4P 36kA Ekip LSIG MCCB XT2 160 ABB | ABBMCCB | Nos |  | 25A 4P 36kA Ekip LSIG MCCB XT2 160 ABB |  | 0 | 0 | 1 | 1 | 1 | 0.0 | 0.0 | 0.0 | 0 |  |  | 0.0 | Electrical Components | 25A 4P 36kA Ekip LSIG MCCB XT2 160 ABB | 0 | 31-12-2099 | Material Transfer |  | 0.0 |  | 0 | 0 |  | 0 | 0 | 0 | 0 |  | 0 | Item Attribute | 1 | Nos | 0.0 | 0.0 | 0 | 0.0 | 0 | ABB | 1SDA067109R1 | India |  |  | 0 | 0.0 |  | 0 | 0 |  | 0 | 0 | 0 | 0 |  |  | 0 | 0 | 0 |  | 0 | [5 empty] | 0 |  |  | 0 | [13 empty] | Nos | 1.0 | [10 empty] | Ringlus Electro Controls & Automation PVT LTD | [18 empty] | CGST - RNG | 9.0
[120 empty] | SGST - RNG | 9.0
| 63A 4P 36kA Ekip LSIG MCCB XT2 160 ABB | 63A 4P 36kA Ekip LSIG MCCB XT2 160 ABB | ABBMCCB | Nos |  | 63A 4P 36kA Ekip LSIG MCCB XT2 160 ABB |  | 0 | 0 | 1 | 1 | 1 | 0.0 | 0.0 | 0.0 | 0 |  |  | 0.0 | Electrical Components | 63A 4P 36kA Ekip LSIG MCCB XT2 160 ABB | 0 | 31-12-2099 | Material Transfer |  | 0.0 |  | 0 | 0 |  | 0 | 0 | 0 | 0 |  | 0 | Item Attribute | 1 | Nos | 0.0 | 0.0 | 0 | 0.0 | 0 | ABB | 1SDA067110R1 | India |  |  | 0 | 0.0 |  | 0 | 0 |  | 0 | 0 | 0 | 0 |  |  | 0 | 0 | 0 |  | 0 | [5 empty] | 0 |  |  | 0 | [13 empty] | Nos | 1.0 | [10 empty] | Ringlus Electro Controls & Automation PVT LTD | [18 empty] | CGST - RNG | 9.0
[120 empty] | SGST - RNG | 9.0
| 100A 4P 36kA Ekip LSIG MCCB XT2 160 ABB | 100A 4P 36kA Ekip LSIG MCCB XT2 160 ABB | ABBMCCB | Nos |  | 100A 4P 36kA Ekip LSIG MCCB XT2 160 ABB |  | 0 | 0 | 1 | 1 | 1 | 0.0 | 0.0 | 0.0 | 0 |  |  | 0.0 | Electrical Components | 100A 4P 36kA Ekip LSIG MCCB XT2 160 ABB | 0 | 31-12-2099 | Material Transfer |  | 0.0 |  | 0 | 0 |  | 0 | 0 | 0 | 0 |  | 0 | Item Attribute | 1 | Nos | 0.0 | 0.0 | 0 | 0.0 | 0 | ABB | 1SDA067111R1 | India |  |  | 0 | 0.0 |  | 0 | 0 |  | 0 | 0 | 0 | 0 |  |  | 0 | 0 | 0 |  | 0 | [5 empty] | 0 |  |  | 0 | [13 empty] | Nos | 1.0 | [10 empty] | Ringlus Electro Controls & Automation PVT LTD | [18 empty] | CGST - RNG | 9.0
[120 empty] | SGST - RNG | 9.0
| 160A 4P 36kA Ekip LSIG MCCB XT2 160 ABB | 160A 4P 36kA Ekip LSIG MCCB XT2 160 ABB | ABBMCCB | Nos |  | 160A 4P 36kA Ekip LSIG MCCB XT2 160 ABB |  | 0 | 0 | 1 | 1 | 1 | 0.0 | 0.0 | 0.0 | 0 |  |  | 0.0 | Electrical Components | 160A 4P 36kA Ekip LSIG MCCB XT2 160 ABB | 0 | 31-12-2099 | Material Transfer |  | 0.0 |  | 0 | 0 |  | 0 | 0 | 0 | 0 |  | 0 | Item Attribute | 1 | Nos | 0.0 | 0.0 | 0 | 0.0 | 0 | ABB | 1SDA067113R1 | India |  |  | 0 | 0.0 |  | 0 | 0 |  | 0 | 0 | 0 | 0 |  |  | 0 | 0 | 0 |  | 0 | [5 empty] | 0 |  |  | 0 | [13 empty] | Nos | 1.0 | [10 empty] | Ringlus Electro Controls & Automation PVT LTD | [18 empty] | CGST - RNG | 9.0
[120 empty] | SGST - RNG | 9.0
| 250A 4P 36kA Ekip LSIG MCCB XT4 250 ABB | 250A 4P 36kA Ekip LSIG MCCB XT4 250 ABB | ABBMCCB | Nos |  | 250A 4P 36kA Ekip LSIG MCCB XT4 250 ABB |  | 0 | 0 | 1 | 1 | 1 | 0.0 | 0.0 | 0.0 | 0 |  |  | 0.0 | Electrical Components | 250A 4P 36kA Ekip LSIG MCCB XT4 250 ABB | 0 | 31-12-2099 | Material Transfer |  | 0.0 |  | 0 | 0 |  | 0 | 0 | 0 | 0 |  | 0 | Item Attribute | 1 | Nos | 0.0 | 0.0 | 0 | 0.0 | 0 | ABB | 1SDA068162R1 | India |  |  | 0 | 0.0 |  | 0 | 0 |  | 0 | 0 | 0 | 0 |  |  | 0 | 0 | 0 |  | 0 | [5 empty] | 0 |  |  | 0 | [13 empty] | Nos | 1.0 | [10 empty] | Ringlus Electro Controls & Automation PVT LTD | [18 empty] | CGST - RNG | 9.0
[120 empty] | SGST - RNG | 9.0
| 10A 3P 50kA Ekip LSIG MCCB XT2 160 ABB | 10A 3P 50kA Ekip LSIG MCCB XT2 160 ABB | ABBMCCB | Nos |  | 10A 3P 50kA Ekip LSIG MCCB XT2 160 ABB |  | 0 | 0 | 1 | 1 | 1 | 0.0 | 0.0 | 0.0 | 0 |  |  | 0.0 | Electrical Components | 10A 3P 50kA Ekip LSIG MCCB XT2 160 ABB | 0 | 31-12-2099 | Material Transfer |  | 0.0 |  | 0 | 0 |  | 0 | 0 | 0 | 0 |  | 0 | Item Attribute | 1 | Nos | 0.0 | 0.0 | 0 | 0.0 | 0 | ABB | 1SDA067815R1 | India |  |  | 0 | 0.0 |  | 0 | 0 |  | 0 | 0 | 0 | 0 |  |  | 0 | 0 | 0 |  | 0 | [5 empty] | 0 |  |  | 0 | [13 empty] | Nos | 1.0 | [10 empty] | Ringlus Electro Controls & Automation PVT LTD | [18 empty] | CGST - RNG | 9.0
[120 empty] | SGST - RNG | 9.0
| 25A 3P 50kA Ekip LSIG MCCB XT2 160 ABB | 25A 3P 50kA Ekip LSIG MCCB XT2 160 ABB | ABBMCCB | Nos |  | 25A 3P 50kA Ekip LSIG MCCB XT2 160 ABB |  | 0 | 0 | 1 | 1 | 1 | 0.0 | 0.0 | 0.0 | 0 |  |  | 0.0 | Electrical Components | 25A 3P 50kA Ekip LSIG MCCB XT2 160 ABB | 0 | 31-12-2099 | Material Transfer |  | 0.0 |  | 0 | 0 |  | 0 | 0 | 0 | 0 |  | 0 | Item Attribute | 1 | Nos | 0.0 | 0.0 | 0 | 0.0 | 0 | ABB | 1SDA067816R1 | India |  |  | 0 | 0.0 |  | 0 | 0 |  | 0 | 0 | 0 | 0 |  |  | 0 | 0 | 0 |  | 0 | [5 empty] | 0 |  |  | 0 | [13 empty] | Nos | 1.0 | [10 empty] | Ringlus Electro Controls & Automation PVT LTD | [18 empty] | CGST - RNG | 9.0
[120 empty] | SGST - RNG | 9.0
| 63A 3P 50kA Ekip LSIG MCCB XT2 160 ABB | 63A 3P 50kA Ekip LSIG MCCB XT2 160 ABB | ABBMCCB | Nos |  | 63A 3P 50kA Ekip LSIG MCCB XT2 160 ABB |  | 0 | 0 | 1 | 1 | 1 | 0.0 | 0.0 | 0.0 | 0 |  |  | 0.0 | Electrical Components | 63A 3P 50kA Ekip LSIG MCCB XT2 160 ABB | 0 | 31-12-2099 | Material Transfer |  | 0.0 |  | 0 | 0 |  | 0 | 0 | 0 | 0 |  | 0 | Item Attribute | 1 | Nos | 0.0 | 0.0 | 0 | 0.0 | 0 | ABB | 1SDA067817R1 | India |  |  | 0 | 0.0 |  | 0 | 0 |  | 0 | 0 | 0 | 0 |  |  | 0 | 0 | 0 |  | 0 | [5 empty] | 0 |  |  | 0 | [13 empty] | Nos | 1.0 | [10 empty] | Ringlus Electro Controls & Automation PVT LTD | [18 empty] | CGST - RNG | 9.0
[120 empty] | SGST - RNG | 9.0
| 100A 3P 50kA Ekip LSIG MCCB XT2 160 ABB | 100A 3P 50kA Ekip LSIG MCCB XT2 160 ABB | ABBMCCB | Nos |  | 100A 3P 50kA Ekip LSIG MCCB XT2 160 ABB |  | 0 | 0 | 1 | 1 | 1 | 0.0 | 0.0 | 0.0 | 0 |  |  | 0.0 | Electrical Components | 100A 3P 50kA Ekip LSIG MCCB XT2 160 ABB | 0 | 31-12-2099 | Material Transfer |  | 0.0 |  | 0 | 0 |  | 0 | 0 | 0 | 0 |  | 0 | Item Attribute | 1 | Nos | 0.0 | 0.0 | 0 | 0.0 | 0 | ABB | 1SDA067818R1 | India |  |  | 0 | 0.0 |  | 0 | 0 |  | 0 | 0 | 0 | 0 |  |  | 0 | 0 | 0 |  | 0 | [5 empty] | 0 |  |  | 0 | [13 empty] | Nos | 1.0 | [10 empty] | Ringlus Electro Controls & Automation PVT LTD | [18 empty] | CGST - RNG | 9.0
[120 empty] | SGST - RNG | 9.0
| 160A 3P 50kA Ekip LSIG MCCB XT2 160 ABB | 160A 3P 50kA Ekip LSIG MCCB XT2 160 ABB | ABBMCCB | Nos |  | 160A 3P 50kA Ekip LSIG MCCB XT2 160 ABB |  | 0 | 0 | 1 | 1 | 1 | 0.0 | 0.0 | 0.0 | 0 |  |  | 0.0 | Electrical Components | 160A 3P 50kA Ekip LSIG MCCB XT2 160 ABB | 0 | 31-12-2099 | Material Transfer |  | 0.0 |  | 0 | 0 |  | 0 | 0 | 0 | 0 |  | 0 | Item Attribute | 1 | Nos | 0.0 | 0.0 | 0 | 0.0 | 0 | ABB | 1SDA067819R1 | India |  |  | 0 | 0.0 |  | 0 | 0 |  | 0 | 0 | 0 | 0 |  |  | 0 | 0 | 0 |  | 0 | [5 empty] | 0 |  |  | 0 | [13 empty] | Nos | 1.0 | [10 empty] | Ringlus Electro Controls & Automation PVT LTD | [18 empty] | CGST - RNG | 9.0
[120 empty] | SGST - RNG | 9.0
| 250A 3P 50kA Ekip LSIG MCCB XT4 250 ABB | 250A 3P 50kA Ekip LSIG MCCB XT4 250 ABB | ABBMCCB | Nos |  | 250A 3P 50kA Ekip LSIG MCCB XT4 250 ABB |  | 0 | 0 | 1 | 1 | 1 | 0.0 | 0.0 | 0.0 | 0 |  |  | 0.0 | Electrical Components | 250A 3P 50kA Ekip LSIG MCCB XT4 250 ABB | 0 | 31-12-2099 | Material Transfer |  | 0.0 |  | 0 | 0 |  | 0 | 0 | 0 | 0 |  | 0 | Item Attribute | 1 | Nos | 0.0 | 0.0 | 0 | 0.0 | 0 | ABB | 1SDA068490R1 | India |  |  | 0 | 0.0 |  | 0 | 0 |  | 0 | 0 | 0 | 0 |  |  | 0 | 0 | 0 |  | 0 | [5 empty] | 0 |  |  | 0 | [13 empty] | Nos | 1.0 | [10 empty] | Ringlus Electro Controls & Automation PVT LTD | [18 empty] | CGST - RNG | 9.0
[120 empty] | SGST - RNG | 9.0
| 10A 4P 50kA Ekip LSIG MCCB XT2 160 ABB | 10A 4P 50kA Ekip LSIG MCCB XT2 160 ABB | ABBMCCB | Nos |  | 10A 4P 50kA Ekip LSIG MCCB XT2 160 ABB |  | 0 | 0 | 1 | 1 | 1 | 0.0 | 0.0 | 0.0 | 0 |  |  | 0.0 | Electrical Components | 10A 4P 50kA Ekip LSIG MCCB XT2 160 ABB | 0 | 31-12-2099 | Material Transfer |  | 0.0 |  | 0 | 0 |  | 0 | 0 | 0 | 0 |  | 0 | Item Attribute | 1 | Nos | 0.0 | 0.0 | 0 | 0.0 | 0 | ABB | 1SDA067851R1 | India |  |  | 0 | 0.0 |  | 0 | 0 |  | 0 | 0 | 0 | 0 |  |  | 0 | 0 | 0 |  | 0 | [5 empty] | 0 |  |  | 0 | [13 empty] | Nos | 1.0 | [10 empty] | Ringlus Electro Controls & Automation PVT LTD | [18 empty] | CGST - RNG | 9.0
[120 empty] | SGST - RNG | 9.0
| 25A 4P 50kA Ekip LSIG MCCB XT2 160 ABB | 25A 4P 50kA Ekip LSIG MCCB XT2 160 ABB | ABBMCCB | Nos |  | 25A 4P 50kA Ekip LSIG MCCB XT2 160 ABB |  | 0 | 0 | 1 | 1 | 1 | 0.0 | 0.0 | 0.0 | 0 |  |  | 0.0 | Electrical Components | 25A 4P 50kA Ekip LSIG MCCB XT2 160 ABB | 0 | 31-12-2099 | Material Transfer |  | 0.0 |  | 0 | 0 |  | 0 | 0 | 0 | 0 |  | 0 | Item Attribute | 1 | Nos | 0.0 | 0.0 | 0 | 0.0 | 0 | ABB | 1SDA067852R1 | India |  |  | 0 | 0.0 |  | 0 | 0 |  | 0 | 0 | 0 | 0 |  |  | 0 | 0 | 0 |  | 0 | [5 empty] | 0 |  |  | 0 | [13 empty] | Nos | 1.0 | [10 empty] | Ringlus Electro Controls & Automation PVT LTD | [18 empty] | CGST - RNG | 9.0
[120 empty] | SGST - RNG | 9.0
| 63A 4P 50kA Ekip LSIG MCCB XT2 160 ABB | 63A 4P 50kA Ekip LSIG MCCB XT2 160 ABB | ABBMCCB | Nos |  | 63A 4P 50kA Ekip LSIG MCCB XT2 160 ABB |  | 0 | 0 | 1 | 1 | 1 | 0.0 | 0.0 | 0.0 | 0 |  |  | 0.0 | Electrical Components | 63A 4P 50kA Ekip LSIG MCCB XT2 160 ABB | 0 | 31-12-2099 | Material Transfer |  | 0.0 |  | 0 | 0 |  | 0 | 0 | 0 | 0 |  | 0 | Item Attribute | 1 | Nos | 0.0 | 0.0 | 0 | 0.0 | 0 | ABB | 1SDA067853R1 | India |  |  | 0 | 0.0 |  | 0 | 0 |  | 0 | 0 | 0 | 0 |  |  | 0 | 0 | 0 |  | 0 | [5 empty] | 0 |  |  | 0 | [13 empty] | Nos | 1.0 | [10 empty] | Ringlus Electro Controls & Automation PVT LTD | [18 empty] | CGST - RNG | 9.0
[120 empty] | SGST - RNG | 9.0
| 100A 4P 50kA Ekip LSIG MCCB XT2 160 ABB | 100A 4P 50kA Ekip LSIG MCCB XT2 160 ABB | ABBMCCB | Nos |  | 100A 4P 50kA Ekip LSIG MCCB XT2 160 ABB |  | 0 | 0 | 1 | 1 | 1 | 0.0 | 0.0 | 0.0 | 0 |  |  | 0.0 | Electrical Components | 100A 4P 50kA Ekip LSIG MCCB XT2 160 ABB | 0 | 31-12-2099 | Material Transfer |  | 0.0 |  | 0 | 0 |  | 0 | 0 | 0 | 0 |  | 0 | Item Attribute | 1 | Nos | 0.0 | 0.0 | 0 | 0.0 | 0 | ABB | 1SDA067854R1 | India |  |  | 0 | 0.0 |  | 0 | 0 |  | 0 | 0 | 0 | 0 |  |  | 0 | 0 | 0 |  | 0 | [5 empty] | 0 |  |  | 0 | [13 empty] | Nos | 1.0 | [10 empty] | Ringlus Electro Controls & Automation PVT LTD | [18 empty] | CGST - RNG | 9.0
[120 empty] | SGST - RNG | 9.0
| 160A 4P 50kA Ekip LSIG MCCB XT2 160 ABB | 160A 4P 50kA Ekip LSIG MCCB XT2 160 ABB | ABBMCCB | Nos |  | 160A 4P 50kA Ekip LSIG MCCB XT2 160 ABB |  | 0 | 0 | 1 | 1 | 1 | 0.0 | 0.0 | 0.0 | 0 |  |  | 0.0 | Electrical Components | 160A 4P 50kA Ekip LSIG MCCB XT2 160 ABB | 0 | 31-12-2099 | Material Transfer |  | 0.0 |  | 0 | 0 |  | 0 | 0 | 0 | 0 |  | 0 | Item Attribute | 1 | Nos | 0.0 | 0.0 | 0 | 0.0 | 0 | ABB | 1SDA067856R1 | India |  |  | 0 | 0.0 |  | 0 | 0 |  | 0 | 0 | 0 | 0 |  |  | 0 | 0 | 0 |  | 0 | [5 empty] | 0 |  |  | 0 | [13 empty] | Nos | 1.0 | [10 empty] | Ringlus Electro Controls & Automation PVT LTD | [18 empty] | CGST - RNG | 9.0
[120 empty] | SGST - RNG | 9.0
| 250A 4P 50kA Ekip LSIG MCCB XT4 250 ABB | 250A 4P 50kA Ekip LSIG MCCB XT4 250 ABB | ABBMCCB | Nos |  | 250A 4P 50kA Ekip LSIG MCCB XT4 250 ABB |  | 0 | 0 | 1 | 1 | 1 | 0.0 | 0.0 | 0.0 | 0 |  |  | 0.0 | Electrical Components | 250A 4P 50kA Ekip LSIG MCCB XT4 250 ABB | 0 | 31-12-2099 | Material Transfer |  | 0.0 |  | 0 | 0 |  | 0 | 0 | 0 | 0 |  | 0 | Item Attribute | 1 | Nos | 0.0 | 0.0 | 0 | 0.0 | 0 | ABB | 1SDA068510R1 | India |  |  | 0 | 0.0 |  | 0 | 0 |  | 0 | 0 | 0 | 0 |  |  | 0 | 0 | 0 |  | 0 | [5 empty] | 0 |  |  | 0 | [13 empty] | Nos | 1.0 | [10 empty] | Ringlus Electro Controls & Automation PVT LTD | [18 empty] | CGST - RNG | 9.0
[120 empty] | SGST - RNG | 9.0
| 400A 3P 36kA PR222DS/P-LSIG MCCB T5 400 ABB | 400A 3P 36kA PR222DS/P-LSIG MCCB T5 400 ABB | ABBMCCB | Nos |  | 400A 3P 36kA PR222DS/P-LSIG MCCB T5 400 ABB |  | 0 | 0 | 1 | 1 | 1 | 0.0 | 0.0 | 0.0 | 0 |  |  | 0.0 | Electrical Components | 400A 3P 36kA PR222DS/P-LSIG MCCB T5 400 ABB | 0 | 31-12-2099 | Material Transfer |  | 0.0 |  | 0 | 0 |  | 0 | 0 | 0 | 0 |  | 0 | Item Attribute | 1 | Nos | 0.0 | 0.0 | 0 | 0.0 | 0 | ABB | 1SDA054323R1 | India |  |  | 0 | 0.0 |  | 0 | 0 |  | 0 | 0 | 0 | 0 |  |  | 0 | 0 | 0 |  | 0 | [5 empty] | 0 |  |  | 0 | [13 empty] | Nos | 1.0 | [10 empty] | Ringlus Electro Controls & Automation PVT LTD | [18 empty] | CGST - RNG | 9.0
[120 empty] | SGST - RNG | 9.0
| 630A 3P 36kA PR222DS/P-LSIG MCCB T5 630 ABB | 630A 3P 36kA PR222DS/P-LSIG MCCB T5 630 ABB | ABBMCCB | Nos |  | 630A 3P 36kA PR222DS/P-LSIG MCCB T5 630 ABB |  | 0 | 0 | 1 | 1 | 1 | 0.0 | 0.0 | 0.0 | 0 |  |  | 0.0 | Electrical Components | 630A 3P 36kA PR222DS/P-LSIG MCCB T5 630 ABB | 0 | 31-12-2099 | Material Transfer |  | 0.0 |  | 0 | 0 |  | 0 | 0 | 0 | 0 |  | 0 | Item Attribute | 1 | Nos | 0.0 | 0.0 | 0 | 0.0 | 0 | ABB | 1SDA054399R1 | India |  |  | 0 | 0.0 |  | 0 | 0 |  | 0 | 0 | 0 | 0 |  |  | 0 | 0 | 0 |  | 0 | [5 empty] | 0 |  |  | 0 | [13 empty] | Nos | 1.0 | [10 empty] | Ringlus Electro Controls & Automation PVT LTD | [18 empty] | CGST - RNG | 9.0
[120 empty] | SGST - RNG | 9.0
| 800A 3P 36kA PR222DS/P-LSIG MCCB T5 800 ABB | 800A 3P 36kA PR222DS/P-LSIG MCCB T5 800 ABB | ABBMCCB | Nos |  | 800A 3P 36kA PR222DS/P-LSIG MCCB T5 800 ABB |  | 0 | 0 | 1 | 1 | 1 | 0.0 | 0.0 | 0.0 | 0 |  |  | 0.0 | Electrical Components | 800A 3P 36kA PR222DS/P-LSIG MCCB T5 800 ABB | 0 | 31-12-2099 | Material Transfer |  | 0.0 |  | 0 | 0 |  | 0 | 0 | 0 | 0 |  | 0 | Item Attribute | 1 | Nos | 0.0 | 0.0 | 0 | 0.0 | 0 | ABB | 1SDA060271R1 | India |  |  | 0 | 0.0 |  | 0 | 0 |  | 0 | 0 | 0 | 0 |  |  | 0 | 0 | 0 |  | 0 | [5 empty] | 0 |  |  | 0 | [13 empty] | Nos | 1.0 | [10 empty] | Ringlus Electro Controls & Automation PVT LTD | [18 empty] | CGST - RNG | 9.0
[120 empty] | SGST - RNG | 9.0
| 1000A 3P 36kA PR222DS/P-LSIG MCCB T5 1000 ABB | 1000A 3P 36kA PR222DS/P-LSIG MCCB T5 1000 ABB | ABBMCCB | Nos |  | 1000A 3P 36kA PR222DS/P-LSIG MCCB T5 1000 ABB |  | 0 | 0 | 1 | 1 | 1 | 0.0 | 0.0 | 0.0 | 0 |  |  | 0.0 | Electrical Components | 1000A 3P 36kA PR222DS/P-LSIG MCCB T5 1000 ABB | 0 | 31-12-2099 | Material Transfer |  | 0.0 |  | 0 | 0 |  | 0 | 0 | 0 | 0 |  | 0 | Item Attribute | 1 | Nos | 0.0 | 0.0 | 0 | 0.0 | 0 | ABB | 1SDA060540R1 | India |  |  | 0 | 0.0 |  | 0 | 0 |  | 0 | 0 | 0 | 0 |  |  | 0 | 0 | 0 |  | 0 | [5 empty] | 0 |  |  | 0 | [13 empty] | Nos | 1.0 | [10 empty] | Ringlus Electro Controls & Automation PVT LTD | [18 empty] | CGST - RNG | 9.0
[120 empty] | SGST - RNG | 9.0
| 400A 4P 36kA PR222DS/P-LSIG MCCB T5 400 ABB | 400A 4P 36kA PR222DS/P-LSIG MCCB T5 400 ABB | ABBMCCB | Nos |  | 400A 4P 36kA PR222DS/P-LSIG MCCB T5 400 ABB |  | 0 | 0 | 1 | 1 | 1 | 0.0 | 0.0 | 0.0 | 0 |  |  | 0.0 | Electrical Components | 400A 4P 36kA PR222DS/P-LSIG MCCB T5 400 ABB | 0 | 31-12-2099 | Material Transfer |  | 0.0 |  | 0 | 0 |  | 0 | 0 | 0 | 0 |  | 0 | Item Attribute | 1 | Nos | 0.0 | 0.0 | 0 | 0.0 | 0 | ABB | 1SDA054331R1 | India |  |  | 0 | 0.0 |  | 0 | 0 |  | 0 | 0 | 0 | 0 |  |  | 0 | 0 | 0 |  | 0 | [5 empty] | 0 |  |  | 0 | [13 empty] | Nos | 1.0 | [10 empty] | Ringlus Electro Controls & Automation PVT LTD | [18 empty] | CGST - RNG | 9.0
[120 empty] | SGST - RNG | 9.0
| 630A 4P 36kA PR222DS/P-LSIG MCCB T5 630 ABB | 630A 4P 36kA PR222DS/P-LSIG MCCB T5 630 ABB | ABBMCCB | Nos |  | 630A 4P 36kA PR222DS/P-LSIG MCCB T5 630 ABB |  | 0 | 0 | 1 | 1 | 1 | 0.0 | 0.0 | 0.0 | 0 |  |  | 0.0 | Electrical Components | 630A 4P 36kA PR222DS/P-LSIG MCCB T5 630 ABB | 0 | 31-12-2099 | Material Transfer |  | 0.0 |  | 0 | 0 |  | 0 | 0 | 0 | 0 |  | 0 | Item Attribute | 1 | Nos | 0.0 | 0.0 | 0 | 0.0 | 0 | ABB | 1SDA054403R1 | India |  |  | 0 | 0.0 |  | 0 | 0 |  | 0 | 0 | 0 | 0 |  |  | 0 | 0 | 0 |  | 0 | [5 empty] | 0 |  |  | 0 | [13 empty] | Nos | 1.0 | [10 empty] | Ringlus Electro Controls & Automation PVT LTD | [18 empty] | CGST - RNG | 9.0
[120 empty] | SGST - RNG | 9.0
| 800A 4P 36kA PR222DS/P-LSIG MCCB T5 800 ABB | 800A 4P 36kA PR222DS/P-LSIG MCCB T5 800 ABB | ABBMCCB | Nos |  | 800A 4P 36kA PR222DS/P-LSIG MCCB T5 800 ABB |  | 0 | 0 | 1 | 1 | 1 | 0.0 | 0.0 | 0.0 | 0 |  |  | 0.0 | Electrical Components | 800A 4P 36kA PR222DS/P-LSIG MCCB T5 800 ABB | 0 | 31-12-2099 | Material Transfer |  | 0.0 |  | 0 | 0 |  | 0 | 0 | 0 | 0 |  | 0 | Item Attribute | 1 | Nos | 0.0 | 0.0 | 0 | 0.0 | 0 | ABB | 1SDA060276R1 | India |  |  | 0 | 0.0 |  | 0 | 0 |  | 0 | 0 | 0 | 0 |  |  | 0 | 0 | 0 |  | 0 | [5 empty] | 0 |  |  | 0 | [13 empty] | Nos | 1.0 | [10 empty] | Ringlus Electro Controls & Automation PVT LTD | [18 empty] | CGST - RNG | 9.0
[120 empty] | SGST - RNG | 9.0
| 1000A 4P 36kA PR222DS/P-LSIG MCCB T5 1000 ABB | 1000A 4P 36kA PR222DS/P-LSIG MCCB T5 1000 ABB | ABBMCCB | Nos |  | 1000A 4P 36kA PR222DS/P-LSIG MCCB T5 1000 ABB |  | 0 | 0 | 1 | 1 | 1 | 0.0 | 0.0 | 0.0 | 0 |  |  | 0.0 | Electrical Components | 1000A 4P 36kA PR222DS/P-LSIG MCCB T5 1000 ABB | 0 | 31-12-2099 | Material Transfer |  | 0.0 |  | 0 | 0 |  | 0 | 0 | 0 | 0 |  | 0 | Item Attribute | 1 | Nos | 0.0 | 0.0 | 0 | 0.0 | 0 | ABB | 1SDA060545R1 | India |  |  | 0 | 0.0 |  | 0 | 0 |  | 0 | 0 | 0 | 0 |  |  | 0 | 0 | 0 |  | 0 | [5 empty] | 0 |  |  | 0 | [13 empty] | Nos | 1.0 | [10 empty] | Ringlus Electro Controls & Automation PVT LTD | [18 empty] | CGST - RNG | 9.0
[120 empty] | SGST - RNG | 9.0
| 400A 3P 50kA PR222DS/P-LSIG MCCB T5 400 ABB | 400A 3P 50kA PR222DS/P-LSIG MCCB T5 400 ABB | ABBMCCB | Nos |  | 400A 3P 50kA PR222DS/P-LSIG MCCB T5 400 ABB |  | 0 | 0 | 1 | 1 | 1 | 0.0 | 0.0 | 0.0 | 0 |  |  | 0.0 | Electrical Components | 400A 3P 50kA PR222DS/P-LSIG MCCB T5 400 ABB | 0 | 31-12-2099 | Material Transfer |  | 0.0 |  | 0 | 0 |  | 0 | 0 | 0 | 0 |  | 0 | Item Attribute | 1 | Nos | 0.0 | 0.0 | 0 | 0.0 | 0 | ABB | 1SDA054339R1 | India |  |  | 0 | 0.0 |  | 0 | 0 |  | 0 | 0 | 0 | 0 |  |  | 0 | 0 | 0 |  | 0 | [5 empty] | 0 |  |  | 0 | [13 empty] | Nos | 1.0 | [10 empty] | Ringlus Electro Controls & Automation PVT LTD | [18 empty] | CGST - RNG | 9.0
[120 empty] | SGST - RNG | 9.0
| 630A 3P 50kA PR222DS/P-LSIG MCCB T5 630 ABB | 630A 3P 50kA PR222DS/P-LSIG MCCB T5 630 ABB | ABBMCCB | Nos |  | 630A 3P 50kA PR222DS/P-LSIG MCCB T5 630 ABB |  | 0 | 0 | 1 | 1 | 1 | 0.0 | 0.0 | 0.0 | 0 |  |  | 0.0 | Electrical Components | 630A 3P 50kA PR222DS/P-LSIG MCCB T5 630 ABB | 0 | 31-12-2099 | Material Transfer |  | 0.0 |  | 0 | 0 |  | 0 | 0 | 0 | 0 |  | 0 | Item Attribute | 1 | Nos | 0.0 | 0.0 | 0 | 0.0 | 0 | ABB | 1SDA054407R1 | India |  |  | 0 | 0.0 |  | 0 | 0 |  | 0 | 0 | 0 | 0 |  |  | 0 | 0 | 0 |  | 0 | [5 empty] | 0 |  |  | 0 | [13 empty] | Nos | 1.0 | [10 empty] | Ringlus Electro Controls & Automation PVT LTD | [18 empty] | CGST - RNG | 9.0
[120 empty] | SGST - RNG | 9.0
| 800A 3P 50kA PR222DS/P-LSIG MCCB T5 800 ABB | 800A 3P 50kA PR222DS/P-LSIG MCCB T5 800 ABB | ABBMCCB | Nos |  | 800A 3P 50kA PR222DS/P-LSIG MCCB T5 800 ABB |  | 0 | 0 | 1 | 1 | 1 | 0.0 | 0.0 | 0.0 | 0 |  |  | 0.0 | Electrical Components | 800A 3P 50kA PR222DS/P-LSIG MCCB T5 800 ABB | 0 | 31-12-2099 | Material Transfer |  | 0.0 |  | 0 | 0 |  | 0 | 0 | 0 | 0 |  | 0 | Item Attribute | 1 | Nos | 0.0 | 0.0 | 0 | 0.0 | 0 | ABB | 1SDA060281R1 | India |  |  | 0 | 0.0 |  | 0 | 0 |  | 0 | 0 | 0 | 0 |  |  | 0 | 0 | 0 |  | 0 | [5 empty] | 0 |  |  | 0 | [13 empty] | Nos | 1.0 | [10 empty] | Ringlus Electro Controls & Automation PVT LTD | [18 empty] | CGST - RNG | 9.0
[120 empty] | SGST - RNG | 9.0
| 1000A 3P 50kA PR222DS/P-LSIG MCCB T5 1000 ABB | 1000A 3P 50kA PR222DS/P-LSIG MCCB T5 1000 ABB | ABBMCCB | Nos |  | 1000A 3P 50kA PR222DS/P-LSIG MCCB T5 1000 ABB |  | 0 | 0 | 1 | 1 | 1 | 0.0 | 0.0 | 0.0 | 0 |  |  | 0.0 | Electrical Components | 1000A 3P 50kA PR222DS/P-LSIG MCCB T5 1000 ABB | 0 | 31-12-2099 | Material Transfer |  | 0.0 |  | 0 | 0 |  | 0 | 0 | 0 | 0 |  | 0 | Item Attribute | 1 | Nos | 0.0 | 0.0 | 0 | 0.0 | 0 | ABB | 1SDA060554R1 | India |  |  | 0 | 0.0 |  | 0 | 0 |  | 0 | 0 | 0 | 0 |  |  | 0 | 0 | 0 |  | 0 | [5 empty] | 0 |  |  | 0 | [13 empty] | Nos | 1.0 | [10 empty] | Ringlus Electro Controls & Automation PVT LTD | [18 empty] | CGST - RNG | 9.0
[120 empty] | SGST - RNG | 9.0
| 400A 4P 50kA PR222DS/P-LSIG MCCB T5 400 ABB | 400A 4P 50kA PR222DS/P-LSIG MCCB T5 400 ABB | ABBMCCB | Nos |  | 400A 4P 50kA PR222DS/P-LSIG MCCB T5 400 ABB |  | 0 | 0 | 1 | 1 | 1 | 0.0 | 0.0 | 0.0 | 0 |  |  | 0.0 | Electrical Components | 400A 4P 50kA PR222DS/P-LSIG MCCB T5 400 ABB | 0 | 31-12-2099 | Material Transfer |  | 0.0 |  | 0 | 0 |  | 0 | 0 | 0 | 0 |  | 0 | Item Attribute | 1 | Nos | 0.0 | 0.0 | 0 | 0.0 | 0 | ABB | 1SDA054347R1 | India |  |  | 0 | 0.0 |  | 0 | 0 |  | 0 | 0 | 0 | 0 |  |  | 0 | 0 | 0 |  | 0 | [5 empty] | 0 |  |  | 0 | [13 empty] | Nos | 1.0 | [10 empty] | Ringlus Electro Controls & Automation PVT LTD | [18 empty] | CGST - RNG | 9.0
[120 empty] | SGST - RNG | 9.0
| 630A 4P 50kA PR222DS/P-LSIG MCCB T5 630 ABB | 630A 4P 50kA PR222DS/P-LSIG MCCB T5 630 ABB | ABBMCCB | Nos |  | 630A 4P 50kA PR222DS/P-LSIG MCCB T5 630 ABB |  | 0 | 0 | 1 | 1 | 1 | 0.0 | 0.0 | 0.0 | 0 |  |  | 0.0 | Electrical Components | 630A 4P 50kA PR222DS/P-LSIG MCCB T5 630 ABB | 0 | 31-12-2099 | Material Transfer |  | 0.0 |  | 0 | 0 |  | 0 | 0 | 0 | 0 |  | 0 | Item Attribute | 1 | Nos | 0.0 | 0.0 | 0 | 0.0 | 0 | ABB | 1SDA054411R1 | India |  |  | 0 | 0.0 |  | 0 | 0 |  | 0 | 0 | 0 | 0 |  |  | 0 | 0 | 0 |  | 0 | [5 empty] | 0 |  |  | 0 | [13 empty] | Nos | 1.0 | [10 empty] | Ringlus Electro Controls & Automation PVT LTD | [18 empty] | CGST - RNG | 9.0
[120 empty] | SGST - RNG | 9.0
| 800A 4P 50kA PR222DS/P-LSIG MCCB T5 800 ABB | 800A 4P 50kA PR222DS/P-LSIG MCCB T5 800 ABB | ABBMCCB | Nos |  | 800A 4P 50kA PR222DS/P-LSIG MCCB T5 800 ABB |  | 0 | 0 | 1 | 1 | 1 | 0.0 | 0.0 | 0.0 | 0 |  |  | 0.0 | Electrical Components | 800A 4P 50kA PR222DS/P-LSIG MCCB T5 800 ABB | 0 | 31-12-2099 | Material Transfer |  | 0.0 |  | 0 | 0 |  | 0 | 0 | 0 | 0 |  | 0 | Item Attribute | 1 | Nos | 0.0 | 0.0 | 0 | 0.0 | 0 | ABB | 1SDA060286R1 | India |  |  | 0 | 0.0 |  | 0 | 0 |  | 0 | 0 | 0 | 0 |  |  | 0 | 0 | 0 |  | 0 | [5 empty] | 0 |  |  | 0 | [13 empty] | Nos | 1.0 | [10 empty] | Ringlus Electro Controls & Automation PVT LTD | [18 empty] | CGST - RNG | 9.0
[120 empty] | SGST - RNG | 9.0
| 1000A 4P 50kA PR222DS/P-LSIG MCCB T5 1000 ABB | 1000A 4P 50kA PR222DS/P-LSIG MCCB T5 1000 ABB | ABBMCCB | Nos |  | 1000A 4P 50kA PR222DS/P-LSIG MCCB T5 1000 ABB |  | 0 | 0 | 1 | 1 | 1 | 0.0 | 0.0 | 0.0 | 0 |  |  | 0.0 | Electrical Components | 1000A 4P 50kA PR222DS/P-LSIG MCCB T5 1000 ABB | 0 | 31-12-2099 | Material Transfer |  | 0.0 |  | 0 | 0 |  | 0 | 0 | 0 | 0 |  | 0 | Item Attribute | 1 | Nos | 0.0 | 0.0 | 0 | 0.0 | 0 | ABB | 1SDA060559R1 | India |  |  | 0 | 0.0 |  | 0 | 0 |  | 0 | 0 | 0 | 0 |  |  | 0 | 0 | 0 |  | 0 | [5 empty] | 0 |  |  | 0 | [13 empty] | Nos | 1.0 | [10 empty] | Ringlus Electro Controls & Automation PVT LTD | [18 empty] | CGST - RNG | 9.0
[120 empty] | SGST - RNG | 9.0
| Extended spreaded terminals KIT ES XT1 6pcs ABB | Extended spreaded terminals KIT ES XT1 6pcs ABB | ABBMCCB | Nos |  | Extended spreaded terminals KIT ES XT1 6pcs ABB |  | 0 | 0 | 1 | 1 | 1 | 0.0 | 0.0 | 0.0 | 0 |  |  | 0.0 | Electrical Components | Extended spreaded terminals KIT ES XT1 6pcs ABB | 0 | 31-12-2099 | Material Transfer |  | 0.0 |  | 0 | 0 |  | 0 | 0 | 0 | 0 |  | 0 | Item Attribute | 1 | Nos | 0.0 | 0.0 | 0 | 0.0 | 0 | ABB | 1SDA066891R1 | India |  |  | 0 | 0.0 |  | 0 | 0 |  | 0 | 0 | 0 | 0 |  |  | 0 | 0 | 0 |  | 0 | [5 empty] | 0 |  |  | 0 | [13 empty] | Nos | 1.0 | [10 empty] | Ringlus Electro Controls & Automation PVT LTD | [18 empty] | CGST - RNG | 9.0
[120 empty] | SGST - RNG | 9.0
| Extended spreaded terminals KIT ES XT1 8pcs ABB | Extended spreaded terminals KIT ES XT1 8pcs ABB | ABBMCCB | Nos |  | Extended spreaded terminals KIT ES XT1 8pcs ABB |  | 0 | 0 | 1 | 1 | 1 | 0.0 | 0.0 | 0.0 | 0 |  |  | 0.0 | Electrical Components | Extended spreaded terminals KIT ES XT1 8pcs ABB | 0 | 31-12-2099 | Material Transfer |  | 0.0 |  | 0 | 0 |  | 0 | 0 | 0 | 0 |  | 0 | Item Attribute | 1 | Nos | 0.0 | 0.0 | 0 | 0.0 | 0 | ABB | 1SDA066892R1 | India |  |  | 0 | 0.0 |  | 0 | 0 |  | 0 | 0 | 0 | 0 |  |  | 0 | 0 | 0 |  | 0 | [5 empty] | 0 |  |  | 0 | [13 empty] | Nos | 1.0 | [10 empty] | Ringlus Electro Controls & Automation PVT LTD | [18 empty] | CGST - RNG | 9.0
[120 empty] | SGST - RNG | 9.0
| Extended spreaded terminals KIT ES XT2 6pcs ABB | Extended spreaded terminals KIT ES XT2 6pcs ABB | ABBMCCB | Nos |  | Extended spreaded terminals KIT ES XT2 6pcs ABB |  | 0 | 0 | 1 | 1 | 1 | 0.0 | 0.0 | 0.0 | 0 |  |  | 0.0 | Electrical Components | Extended spreaded terminals KIT ES XT2 6pcs ABB | 0 | 31-12-2099 | Material Transfer |  | 0.0 |  | 0 | 0 |  | 0 | 0 | 0 | 0 |  | 0 | Item Attribute | 1 | Nos | 0.0 | 0.0 | 0 | 0.0 | 0 | ABB | 1SDA066895R1 | India |  |  | 0 | 0.0 |  | 0 | 0 |  | 0 | 0 | 0 | 0 |  |  | 0 | 0 | 0 |  | 0 | [5 empty] | 0 |  |  | 0 | [13 empty] | Nos | 1.0 | [10 empty] | Ringlus Electro Controls & Automation PVT LTD | [18 empty] | CGST - RNG | 9.0
[120 empty] | SGST - RNG | 9.0
| Extended spreaded terminals KIT ES XT2 8pcs ABB | Extended spreaded terminals KIT ES XT2 8pcs ABB | ABBMCCB | Nos |  | Extended spreaded terminals KIT ES XT2 8pcs ABB |  | 0 | 0 | 1 | 1 | 1 | 0.0 | 0.0 | 0.0 | 0 |  |  | 0.0 | Electrical Components | Extended spreaded terminals KIT ES XT2 8pcs ABB | 0 | 31-12-2099 | Material Transfer |  | 0.0 |  | 0 | 0 |  | 0 | 0 | 0 | 0 |  | 0 | Item Attribute | 1 | Nos | 0.0 | 0.0 | 0 | 0.0 | 0 | ABB | 1SDA066896R1 | India |  |  | 0 | 0.0 |  | 0 | 0 |  | 0 | 0 | 0 | 0 |  |  | 0 | 0 | 0 |  | 0 | [5 empty] | 0 |  |  | 0 | [13 empty] | Nos | 1.0 | [10 empty] | Ringlus Electro Controls & Automation PVT LTD | [18 empty] | CGST - RNG | 9.0
[120 empty] | SGST - RNG | 9.0
| Extended spreaded terminals KIT ES XT3 6pcs ABB | Extended spreaded terminals KIT ES XT3 6pcs ABB | ABBMCCB | Nos |  | Extended spreaded terminals KIT ES XT3 6pcs ABB |  | 0 | 0 | 1 | 1 | 1 | 0.0 | 0.0 | 0.0 | 0 |  |  | 0.0 | Electrical Components | Extended spreaded terminals KIT ES XT3 6pcs ABB | 0 | 31-12-2099 | Material Transfer |  | 0.0 |  | 0 | 0 |  | 0 | 0 | 0 | 0 |  | 0 | Item Attribute | 1 | Nos | 0.0 | 0.0 | 0 | 0.0 | 0 | ABB | 1SDA066899R1 | India |  |  | 0 | 0.0 |  | 0 | 0 |  | 0 | 0 | 0 | 0 |  |  | 0 | 0 | 0 |  | 0 | [5 empty] | 0 |  |  | 0 | [13 empty] | Nos | 1.0 | [10 empty] | Ringlus Electro Controls & Automation PVT LTD | [18 empty] | CGST - RNG | 9.0
[120 empty] | SGST - RNG | 9.0
| Extended spreaded terminals KIT ES XT3 8pcs ABB | Extended spreaded terminals KIT ES XT3 8pcs ABB | ABBMCCB | Nos |  | Extended spreaded terminals KIT ES XT3 8pcs ABB |  | 0 | 0 | 1 | 1 | 1 | 0.0 | 0.0 | 0.0 | 0 |  |  | 0.0 | Electrical Components | Extended spreaded terminals KIT ES XT3 8pcs ABB | 0 | 31-12-2099 | Material Transfer |  | 0.0 |  | 0 | 0 |  | 0 | 0 | 0 | 0 |  | 0 | Item Attribute | 1 | Nos | 0.0 | 0.0 | 0 | 0.0 | 0 | ABB | 1SDA066900R1 | India |  |  | 0 | 0.0 |  | 0 | 0 |  | 0 | 0 | 0 | 0 |  |  | 0 | 0 | 0 |  | 0 | [5 empty] | 0 |  |  | 0 | [13 empty] | Nos | 1.0 | [10 empty] | Ringlus Electro Controls & Automation PVT LTD | [18 empty] | CGST - RNG | 9.0
[120 empty] | SGST - RNG | 9.0
| Extended spreaded terminals KIT ES XT4 6pcs ABB | Extended spreaded terminals KIT ES XT4 6pcs ABB | ABBMCCB | Nos |  | Extended spreaded terminals KIT ES XT4 6pcs ABB |  | 0 | 0 | 1 | 1 | 1 | 0.0 | 0.0 | 0.0 | 0 |  |  | 0.0 | Electrical Components | Extended spreaded terminals KIT ES XT4 6pcs ABB | 0 | 31-12-2099 | Material Transfer |  | 0.0 |  | 0 | 0 |  | 0 | 0 | 0 | 0 |  | 0 | Item Attribute | 1 | Nos | 0.0 | 0.0 | 0 | 0.0 | 0 | ABB | 1SDA066903R1 | India |  |  | 0 | 0.0 |  | 0 | 0 |  | 0 | 0 | 0 | 0 |  |  | 0 | 0 | 0 |  | 0 | [5 empty] | 0 |  |  | 0 | [13 empty] | Nos | 1.0 | [10 empty] | Ringlus Electro Controls & Automation PVT LTD | [18 empty] | CGST - RNG | 9.0
[120 empty] | SGST - RNG | 9.0
| Extended spreaded terminals KIT ES XT4 8pcs ABB | Extended spreaded terminals KIT ES XT4 8pcs ABB | ABBMCCB | Nos |  | Extended spreaded terminals KIT ES XT4 8pcs ABB |  | 0 | 0 | 1 | 1 | 1 | 0.0 | 0.0 | 0.0 | 0 |  |  | 0.0 | Electrical Components | Extended spreaded terminals KIT ES XT4 8pcs ABB | 0 | 31-12-2099 | Material Transfer |  | 0.0 |  | 0 | 0 |  | 0 | 0 | 0 | 0 |  | 0 | Item Attribute | 1 | Nos | 0.0 | 0.0 | 0 | 0.0 | 0 | ABB | 1SDA066904R1 | India |  |  | 0 | 0.0 |  | 0 | 0 |  | 0 | 0 | 0 | 0 |  |  | 0 | 0 | 0 |  | 0 | [5 empty] | 0 |  |  | 0 | [13 empty] | Nos | 1.0 | [10 empty] | Ringlus Electro Controls & Automation PVT LTD | [18 empty] | CGST - RNG | 9.0
[120 empty] | SGST - RNG | 9.0
| Extended spreaded terminals KIT ES T5 6pcs ABB | Extended spreaded terminals KIT ES T5 6pcs ABB | ABBMCCB | Nos |  | Extended spreaded terminals KIT ES T5 6pcs ABB |  | 0 | 0 | 1 | 1 | 1 | 0.0 | 0.0 | 0.0 | 0 |  |  | 0.0 | Electrical Components | Extended spreaded terminals KIT ES T5 6pcs ABB | 0 | 31-12-2099 | Material Transfer |  | 0.0 |  | 0 | 0 |  | 0 | 0 | 0 | 0 |  | 0 | Item Attribute | 1 | Nos | 0.0 | 0.0 | 0 | 0.0 | 0 | ABB | 1SDA055038R1 | India |  |  | 0 | 0.0 |  | 0 | 0 |  | 0 | 0 | 0 | 0 |  |  | 0 | 0 | 0 |  | 0 | [5 empty] | 0 |  |  | 0 | [13 empty] | Nos | 1.0 | [10 empty] | Ringlus Electro Controls & Automation PVT LTD | [18 empty] | CGST - RNG | 9.0
[120 empty] | SGST - RNG | 9.0
| Extended spreaded terminals KIT ES T5 8pcs ABB | Extended spreaded terminals KIT ES T5 8pcs ABB | ABBMCCB | Nos |  | Extended spreaded terminals KIT ES T5 8pcs ABB |  | 0 | 0 | 1 | 1 | 1 | 0.0 | 0.0 | 0.0 | 0 |  |  | 0.0 | Electrical Components | Extended spreaded terminals KIT ES T5 8pcs ABB | 0 | 31-12-2099 | Material Transfer |  | 0.0 |  | 0 | 0 |  | 0 | 0 | 0 | 0 |  | 0 | Item Attribute | 1 | Nos | 0.0 | 0.0 | 0 | 0.0 | 0 | ABB | 1SDA055039R1 | India |  |  | 0 | 0.0 |  | 0 | 0 |  | 0 | 0 | 0 | 0 |  |  | 0 | 0 | 0 |  | 0 | [5 empty] | 0 |  |  | 0 | [13 empty] | Nos | 1.0 | [10 empty] | Ringlus Electro Controls & Automation PVT LTD | [18 empty] | CGST - RNG | 9.0
[120 empty] | SGST - RNG | 9.0
| Transmitted-RHE XT1-XT3 F/P Standard returned(250mm) ABB | Transmitted-RHE XT1-XT3 F/P Standard returned(250mm) ABB | ABBMCCB | Nos |  | Transmitted-RHE XT1-XT3 F/P Standard returned(250mm) ABB |  | 0 | 0 | 1 | 1 | 1 | 0.0 | 0.0 | 0.0 | 0 |  |  | 0.0 | Electrical Components | Transmitted-RHE XT1-XT3 F/P Standard returned(250mm) ABB | 0 | 31-12-2099 | Material Transfer |  | 0.0 |  | 0 | 0 |  | 0 | 0 | 0 | 0 |  | 0 | Item Attribute | 1 | Nos | 0.0 | 0.0 | 0 | 0.0 | 0 | ABB | 1SDA082810R1 | India |  |  | 0 | 0.0 |  | 0 | 0 |  | 0 | 0 | 0 | 0 |  |  | 0 | 0 | 0 |  | 0 | [5 empty] | 0 |  |  | 0 | [13 empty] | Nos | 1.0 | [10 empty] | Ringlus Electro Controls & Automation PVT LTD | [18 empty] | CGST - RNG | 9.0
[120 empty] | SGST - RNG | 9.0
| Transmitted-RHE XT1-XT3 F/P Standard returned(500mm) ABB | Transmitted-RHE XT1-XT3 F/P Standard returned(500mm) ABB | ABBMCCB | Nos |  | Transmitted-RHE XT1-XT3 F/P Standard returned(500mm) ABB |  | 0 | 0 | 1 | 1 | 1 | 0.0 | 0.0 | 0.0 | 0 |  |  | 0.0 | Electrical Components | Transmitted-RHE XT1-XT3 F/P Standard returned(500mm) ABB | 0 | 31-12-2099 | Material Transfer |  | 0.0 |  | 0 | 0 |  | 0 | 0 | 0 | 0 |  | 0 | Item Attribute | 1 | Nos | 0.0 | 0.0 | 0 | 0.0 | 0 | ABB | 1SDA066479R1 | India |  |  | 0 | 0.0 |  | 0 | 0 |  | 0 | 0 | 0 | 0 |  |  | 0 | 0 | 0 |  | 0 | [5 empty] | 0 |  |  | 0 | [13 empty] | Nos | 1.0 | [10 empty] | Ringlus Electro Controls & Automation PVT LTD | [18 empty] | CGST - RNG | 9.0
[120 empty] | SGST - RNG | 9.0
| Transmitted-RHE XT2-XT4 F/P Standard returned(250mm) ABB | Transmitted-RHE XT2-XT4 F/P Standard returned(250mm) ABB | ABBMCCB | Nos |  | Transmitted-RHE XT2-XT4 F/P Standard returned(250mm) ABB |  | 0 | 0 | 1 | 1 | 1 | 0.0 | 0.0 | 0.0 | 0 |  |  | 0.0 | Electrical Components | Transmitted-RHE XT2-XT4 F/P Standard returned(250mm) ABB | 0 | 31-12-2099 | Material Transfer |  | 0.0 |  | 0 | 0 |  | 0 | 0 | 0 | 0 |  | 0 | Item Attribute | 1 | Nos | 0.0 | 0.0 | 0 | 0.0 | 0 | ABB | 1SDA082811R1 | India |  |  | 0 | 0.0 |  | 0 | 0 |  | 0 | 0 | 0 | 0 |  |  | 0 | 0 | 0 |  | 0 | [5 empty] | 0 |  |  | 0 | [13 empty] | Nos | 1.0 | [10 empty] | Ringlus Electro Controls & Automation PVT LTD | [18 empty] | CGST - RNG | 9.0
[120 empty] | SGST - RNG | 9.0
| Transmitted-RHE XT2-XT4 F/P Standard returned(500mm) ABB | Transmitted-RHE XT2-XT4 F/P Standard returned(500mm) ABB | ABBMCCB | Nos |  | Transmitted-RHE XT2-XT4 F/P Standard returned(500mm) ABB |  | 0 | 0 | 1 | 1 | 1 | 0.0 | 0.0 | 0.0 | 0 |  |  | 0.0 | Electrical Components | Transmitted-RHE XT2-XT4 F/P Standard returned(500mm) ABB | 0 | 31-12-2099 | Material Transfer |  | 0.0 |  | 0 | 0 |  | 0 | 0 | 0 | 0 |  | 0 | Item Attribute | 1 | Nos | 0.0 | 0.0 | 0 | 0.0 | 0 | ABB | 1SDA069055R1 | India |  |  | 0 | 0.0 |  | 0 | 0 |  | 0 | 0 | 0 | 0 |  |  | 0 | 0 | 0 |  | 0 | [5 empty] | 0 |  |  | 0 | [13 empty] | Nos | 1.0 | [10 empty] | Ringlus Electro Controls & Automation PVT LTD | [18 empty] | CGST - RNG | 9.0
[120 empty] | SGST - RNG | 9.0
| Transmitted-RHE XT2-XT4 W Standard returned ABB | Transmitted-RHE XT2-XT4 W Standard returned ABB | ABBMCCB | Nos |  | Transmitted-RHE XT2-XT4 W Standard returned ABB |  | 0 | 0 | 1 | 1 | 1 | 0.0 | 0.0 | 0.0 | 0 |  |  | 0.0 | Electrical Components | Transmitted-RHE XT2-XT4 W Standard returned ABB | 0 | 31-12-2099 | Material Transfer |  | 0.0 |  | 0 | 0 |  | 0 | 0 | 0 | 0 |  | 0 | Item Attribute | 1 | Nos | 0.0 | 0.0 | 0 | 0.0 | 0 | ABB | 1SDA066480R1 | India |  |  | 0 | 0.0 |  | 0 | 0 |  | 0 | 0 | 0 | 0 |  |  | 0 | 0 | 0 |  | 0 | [5 empty] | 0 |  |  | 0 | [13 empty] | Nos | 1.0 | [10 empty] | Ringlus Electro Controls & Automation PVT LTD | [18 empty] | CGST - RNG | 9.0
[120 empty] | SGST - RNG | 9.0
| Transmitted-RHE L XT2-XT4 F/P Stand.SX Lateral ABB | Transmitted-RHE L XT2-XT4 F/P Stand.SX Lateral ABB | ABBMCCB | Nos |  | Transmitted-RHE L XT2-XT4 F/P Stand.SX Lateral ABB |  | 0 | 0 | 1 | 1 | 1 | 0.0 | 0.0 | 0.0 | 0 |  |  | 0.0 | Electrical Components | Transmitted-RHE L XT2-XT4 F/P Stand.SX Lateral ABB | 0 | 31-12-2099 | Material Transfer |  | 0.0 |  | 0 | 0 |  | 0 | 0 | 0 | 0 |  | 0 | Item Attribute | 1 | Nos | 0.0 | 0.0 | 0 | 0.0 | 0 | ABB | 1SDA069058R1 | India |  |  | 0 | 0.0 |  | 0 | 0 |  | 0 | 0 | 0 | 0 |  |  | 0 | 0 | 0 |  | 0 | [5 empty] | 0 |  |  | 0 | [13 empty] | Nos | 1.0 | [10 empty] | Ringlus Electro Controls & Automation PVT LTD | [18 empty] | CGST - RNG | 9.0
[120 empty] | SGST - RNG | 9.0
| Transmitted-RHE R XT2-XT4 F/P Stand.DX Lateral ABB | Transmitted-RHE R XT2-XT4 F/P Stand.DX Lateral ABB | ABBMCCB | Nos |  | Transmitted-RHE R XT2-XT4 F/P Stand.DX Lateral ABB |  | 0 | 0 | 1 | 1 | 1 | 0.0 | 0.0 | 0.0 | 0 |  |  | 0.0 | Electrical Components | Transmitted-RHE R XT2-XT4 F/P Stand.DX Lateral ABB | 0 | 31-12-2099 | Material Transfer |  | 0.0 |  | 0 | 0 |  | 0 | 0 | 0 | 0 |  | 0 | Item Attribute | 1 | Nos | 0.0 | 0.0 | 0 | 0.0 | 0 | ABB | 1SDA069060R1 | India |  |  | 0 | 0.0 |  | 0 | 0 |  | 0 | 0 | 0 | 0 |  |  | 0 | 0 | 0 |  | 0 | [5 empty] | 0 |  |  | 0 | [13 empty] | Nos | 1.0 | [10 empty] | Ringlus Electro Controls & Automation PVT LTD | [18 empty] | CGST - RNG | 9.0
[120 empty] | SGST - RNG | 9.0
| Transmitted-RHE normal for fixed/plug-in T4-T5 250mm ABB | Transmitted-RHE normal for fixed/plug-in T4-T5 250mm ABB | ABBMCCB | Nos |  | Transmitted-RHE normal for fixed/plug-in T4-T5 250mm ABB |  | 0 | 0 | 1 | 1 | 1 | 0.0 | 0.0 | 0.0 | 0 |  |  | 0.0 | Electrical Components | Transmitted-RHE normal for fixed/plug-in T4-T5 250mm ABB | 0 | 31-12-2099 | Material Transfer |  | 0.0 |  | 0 | 0 |  | 0 | 0 | 0 | 0 |  | 0 | Item Attribute | 1 | Nos | 0.0 | 0.0 | 0 | 0.0 | 0 | ABB | 1SDA070447R1 | India |  |  | 0 | 0.0 |  | 0 | 0 |  | 0 | 0 | 0 | 0 |  |  | 0 | 0 | 0 |  | 0 | [5 empty] | 0 |  |  | 0 | [13 empty] | Nos | 1.0 | [10 empty] | Ringlus Electro Controls & Automation PVT LTD | [18 empty] | CGST - RNG | 9.0
[120 empty] | SGST - RNG | 9.0
| Transmitted-RHE normal for withdrawble T4-T5 ABB | Transmitted-RHE normal for withdrawble T4-T5 ABB | ABBMCCB | Nos |  | Transmitted-RHE normal for withdrawble T4-T5 ABB |  | 0 | 0 | 1 | 1 | 1 | 0.0 | 0.0 | 0.0 | 0 |  |  | 0.0 | Electrical Components | Transmitted-RHE normal for withdrawble T4-T5 ABB | 0 | 31-12-2099 | Material Transfer |  | 0.0 |  | 0 | 0 |  | 0 | 0 | 0 | 0 |  | 0 | Item Attribute | 1 | Nos | 0.0 | 0.0 | 0 | 0.0 | 0 | ABB | 1SDA054933R1 | India |  |  | 0 | 0.0 |  | 0 | 0 |  | 0 | 0 | 0 | 0 |  |  | 0 | 0 | 0 |  | 0 | [5 empty] | 0 |  |  | 0 | [13 empty] | Nos | 1.0 | [10 empty] | Ringlus Electro Controls & Automation PVT LTD | [18 empty] | CGST - RNG | 9.0
[120 empty] | SGST - RNG | 9.0
| Transmitted-RHE normal for fixed T6 ABB | Transmitted-RHE normal for fixed T6 ABB | ABBMCCB | Nos |  | Transmitted-RHE normal for fixed T6 ABB |  | 0 | 0 | 1 | 1 | 1 | 0.0 | 0.0 | 0.0 | 0 |  |  | 0.0 | Electrical Components | Transmitted-RHE normal for fixed T6 ABB | 0 | 31-12-2099 | Material Transfer |  | 0.0 |  | 0 | 0 |  | 0 | 0 | 0 | 0 |  | 0 | Item Attribute | 1 | Nos | 0.0 | 0.0 | 0 | 0.0 | 0 | ABB | 1SDA060409R1 | India |  |  | 0 | 0.0 |  | 0 | 0 |  | 0 | 0 | 0 | 0 |  |  | 0 | 0 | 0 |  | 0 | [5 empty] | 0 |  |  | 0 | [13 empty] | Nos | 1.0 | [10 empty] | Ringlus Electro Controls & Automation PVT LTD | [18 empty] | CGST - RNG | 9.0
[120 empty] | SGST - RNG | 9.0
| Transmitted-RHE normal for withdrawble T6 ABB | Transmitted-RHE normal for withdrawble T6 ABB | ABBMCCB | Nos |  | Transmitted-RHE normal for withdrawble T6 ABB |  | 0 | 0 | 1 | 1 | 1 | 0.0 | 0.0 | 0.0 | 0 |  |  | 0.0 | Electrical Components | Transmitted-RHE normal for withdrawble T6 ABB | 0 | 31-12-2099 | Material Transfer |  | 0.0 |  | 0 | 0 |  | 0 | 0 | 0 | 0 |  | 0 | Item Attribute | 1 | Nos | 0.0 | 0.0 | 0 | 0.0 | 0 | ABB | 1SDA060411R1 | India |  |  | 0 | 0.0 |  | 0 | 0 |  | 0 | 0 | 0 | 0 |  |  | 0 | 0 | 0 |  | 0 | [5 empty] | 0 |  |  | 0 | [13 empty] | Nos | 1.0 | [10 empty] | Ringlus Electro Controls & Automation PVT LTD | [18 empty] | CGST - RNG | 9.0
[120 empty] | SGST - RNG | 9.0
| Transmitted-RHE normal for fixed/plug-in T7 ABB | Transmitted-RHE normal for fixed/plug-in T7 ABB | ABBMCCB | Nos |  | Transmitted-RHE normal for fixed/plug-in T7 ABB |  | 0 | 0 | 1 | 1 | 1 | 0.0 | 0.0 | 0.0 | 0 |  |  | 0.0 | Electrical Components | Transmitted-RHE normal for fixed/plug-in T7 ABB | 0 | 31-12-2099 | Material Transfer |  | 0.0 |  | 0 | 0 |  | 0 | 0 | 0 | 0 |  | 0 | Item Attribute | 1 | Nos | 0.0 | 0.0 | 0 | 0.0 | 0 | ABB | 1SDA062122R1 | India |  |  | 0 | 0.0 |  | 0 | 0 |  | 0 | 0 | 0 | 0 |  |  | 0 | 0 | 0 |  | 0 | [5 empty] | 0 |  |  | 0 | [13 empty] | Nos | 1.0 | [10 empty] | Ringlus Electro Controls & Automation PVT LTD | [18 empty] | CGST - RNG | 9.0
[120 empty] | SGST - RNG | 9.0
| 0.5A Miniature circuit breaker SP SH201M-C 1SYS271011R0984 ABB | 0.5A Miniature circuit breaker SP SH201M-C 1SYS271011R0984 ABB | ABBMCB | Nos |  | 0.5A Miniature circuit breaker SP SH201M-C 1SYS271011R0984 ABB |  | 0 | 0 | 1 | 1 | 1 | 0.0 | 0.0 | 0.0 | 0 |  |  | 0.0 | Electrical Components | 0.5A Miniature circuit breaker SP SH201M-C 1SYS271011R0984 ABB | 0 | 31-12-2099 | Material Transfer |  | 0.0 |  | 0 | 0 |  | 0 | 0 | 0 | 0 |  | 0 | Item Attribute | 1 | Nos | 0.0 | 0.0 | 0 | 0.0 | 0 | ABB | 1SYS271011R0984 | India |  |  | 0 | 0.0 |  | 0 | 0 |  | 0 | 0 | 0 | 0 |  |  | 0 | 0 | 0 |  | 0 | [5 empty] | 0 |  |  | 0 | [13 empty] | Nos | 1.0 | [10 empty] | Ringlus Electro Controls & Automation PVT LTD | [18 empty] | CGST - RNG | 9.0
[120 empty] | SGST - RNG | 9.0
| 1A Miniature circuit breaker SP SH201M-C 1SYS271011R0014 ABB | 1A Miniature circuit breaker SP SH201M-C 1SYS271011R0014 ABB | ABBMCB | Nos |  | 1A Miniature circuit breaker SP SH201M-C 1SYS271011R0014 ABB |  | 0 | 0 | 1 | 1 | 1 | 0.0 | 0.0 | 0.0 | 0 |  |  | 0.0 | Electrical Components | 1A Miniature circuit breaker SP SH201M-C 1SYS271011R0014 ABB | 0 | 31-12-2099 | Material Transfer |  | 0.0 |  | 0 | 0 |  | 0 | 0 | 0 | 0 |  | 0 | Item Attribute | 1 | Nos | 0.0 | 0.0 | 0 | 0.0 | 0 | ABB | 1SYS271011R0014 | India |  |  | 0 | 0.0 |  | 0 | 0 |  | 0 | 0 | 0 | 0 |  |  | 0 | 0 | 0 |  | 0 | [5 empty] | 0 |  |  | 0 | [13 empty] | Nos | 1.0 | [10 empty] | Ringlus Electro Controls & Automation PVT LTD | [18 empty] | CGST - RNG | 9.0
[120 empty] | SGST - RNG | 9.0
| 1.6A Miniature circuit breaker SP SH201M-C 1SYS271011R0974 ABB | 1.6A Miniature circuit breaker SP SH201M-C 1SYS271011R0974 ABB | ABBMCB | Nos |  | 1.6A Miniature circuit breaker SP SH201M-C 1SYS271011R0974 ABB |  | 0 | 0 | 1 | 1 | 1 | 0.0 | 0.0 | 0.0 | 0 |  |  | 0.0 | Electrical Components | 1.6A Miniature circuit breaker SP SH201M-C 1SYS271011R0974 ABB | 0 | 31-12-2099 | Material Transfer |  | 0.0 |  | 0 | 0 |  | 0 | 0 | 0 | 0 |  | 0 | Item Attribute | 1 | Nos | 0.0 | 0.0 | 0 | 0.0 | 0 | ABB | 1SYS271011R0974 | India |  |  | 0 | 0.0 |  | 0 | 0 |  | 0 | 0 | 0 | 0 |  |  | 0 | 0 | 0 |  | 0 | [5 empty] | 0 |  |  | 0 | [13 empty] | Nos | 1.0 | [10 empty] | Ringlus Electro Controls & Automation PVT LTD | [18 empty] | CGST - RNG | 9.0
[120 empty] | SGST - RNG | 9.0
| 2A Miniature circuit breaker SP SH201M-C 1SYS271011R0024 ABB | 2A Miniature circuit breaker SP SH201M-C 1SYS271011R0024 ABB | ABBMCB | Nos |  | 2A Miniature circuit breaker SP SH201M-C 1SYS271011R0024 ABB |  | 0 | 0 | 1 | 1 | 1 | 0.0 | 0.0 | 0.0 | 0 |  |  | 0.0 | Electrical Components | 2A Miniature circuit breaker SP SH201M-C 1SYS271011R0024 ABB | 0 | 31-12-2099 | Material Transfer |  | 0.0 |  | 0 | 0 |  | 0 | 0 | 0 | 0 |  | 0 | Item Attribute | 1 | Nos | 0.0 | 0.0 | 0 | 0.0 | 0 | ABB | 1SYS271011R0024 | India |  |  | 0 | 0.0 |  | 0 | 0 |  | 0 | 0 | 0 | 0 |  |  | 0 | 0 | 0 |  | 0 | [5 empty] | 0 |  |  | 0 | [13 empty] | Nos | 1.0 | [10 empty] | Ringlus Electro Controls & Automation PVT LTD | [18 empty] | CGST - RNG | 9.0
[120 empty] | SGST - RNG | 9.0
| 3A Miniature circuit breaker SP SH201M-C 1SYS271011R0034 ABB | 3A Miniature circuit breaker SP SH201M-C 1SYS271011R0034 ABB | ABBMCB | Nos |  | 3A Miniature circuit breaker SP SH201M-C 1SYS271011R0034 ABB |  | 0 | 0 | 1 | 1 | 1 | 0.0 | 0.0 | 0.0 | 0 |  |  | 0.0 | Electrical Components | 3A Miniature circuit breaker SP SH201M-C 1SYS271011R0034 ABB | 0 | 31-12-2099 | Material Transfer |  | 0.0 |  | 0 | 0 |  | 0 | 0 | 0 | 0 |  | 0 | Item Attribute | 1 | Nos | 0.0 | 0.0 | 0 | 0.0 | 0 | ABB | 1SYS271011R0034 | India |  |  | 0 | 0.0 |  | 0 | 0 |  | 0 | 0 | 0 | 0 |  |  | 0 | 0 | 0 |  | 0 | [5 empty] | 0 |  |  | 0 | [13 empty] | Nos | 1.0 | [10 empty] | Ringlus Electro Controls & Automation PVT LTD | [18 empty] | CGST - RNG | 9.0
[120 empty] | SGST - RNG | 9.0
| 4A Miniature circuit breaker SP SH201M-C 1SYS271011R0044 ABB | 4A Miniature circuit breaker SP SH201M-C 1SYS271011R0044 ABB | ABBMCB | Nos |  | 4A Miniature circuit breaker SP SH201M-C 1SYS271011R0044 ABB |  | 0 | 0 | 1 | 1 | 1 | 0.0 | 0.0 | 0.0 | 0 |  |  | 0.0 | Electrical Components | 4A Miniature circuit breaker SP SH201M-C 1SYS271011R0044 ABB | 0 | 31-12-2099 | Material Transfer |  | 0.0 |  | 0 | 0 |  | 0 | 0 | 0 | 0 |  | 0 | Item Attribute | 1 | Nos | 0.0 | 0.0 | 0 | 0.0 | 0 | ABB | 1SYS271011R0044 | India |  |  | 0 | 0.0 |  | 0 | 0 |  | 0 | 0 | 0 | 0 |  |  | 0 | 0 | 0 |  | 0 | [5 empty] | 0 |  |  | 0 | [13 empty] | Nos | 1.0 | [10 empty] | Ringlus Electro Controls & Automation PVT LTD | [18 empty] | CGST - RNG | 9.0
[120 empty] | SGST - RNG | 9.0
| 6A Miniature circuit breaker SP SH201M-C 1SYS271011R0064 ABB | 6A Miniature circuit breaker SP SH201M-C 1SYS271011R0064 ABB | ABBMCB | Nos |  | 6A Miniature circuit breaker SP SH201M-C 1SYS271011R0064 ABB |  | 0 | 0 | 1 | 1 | 1 | 0.0 | 0.0 | 0.0 | 0 |  |  | 0.0 | Electrical Components | 6A Miniature circuit breaker SP SH201M-C 1SYS271011R0064 ABB | 0 | 31-12-2099 | Material Transfer |  | 0.0 |  | 0 | 0 |  | 0 | 0 | 0 | 0 |  | 0 | Item Attribute | 1 | Nos | 0.0 | 0.0 | 0 | 0.0 | 0 | ABB | 1SYS271011R0064 | India |  |  | 0 | 0.0 |  | 0 | 0 |  | 0 | 0 | 0 | 0 |  |  | 0 | 0 | 0 |  | 0 | [5 empty] | 0 |  |  | 0 | [13 empty] | Nos | 1.0 | [10 empty] | Ringlus Electro Controls & Automation PVT LTD | [18 empty] | CGST - RNG | 9.0
[120 empty] | SGST - RNG | 9.0
| 10A Miniature circuit breaker SP SH201M-C 1SYS271011R0104 ABB | 10A Miniature circuit breaker SP SH201M-C 1SYS271011R0104 ABB | ABBMCB | Nos |  | 10A Miniature circuit breaker SP SH201M-C 1SYS271011R0104 ABB |  | 0 | 0 | 1 | 1 | 1 | 0.0 | 0.0 | 0.0 | 0 |  |  | 0.0 | Electrical Components | 10A Miniature circuit breaker SP SH201M-C 1SYS271011R0104 ABB | 0 | 31-12-2099 | Material Transfer |  | 0.0 |  | 0 | 0 |  | 0 | 0 | 0 | 0 |  | 0 | Item Attribute | 1 | Nos | 0.0 | 0.0 | 0 | 0.0 | 0 | ABB | 1SYS271011R0104 | India |  |  | 0 | 0.0 |  | 0 | 0 |  | 0 | 0 | 0 | 0 |  |  | 0 | 0 | 0 |  | 0 | [5 empty] | 0 |  |  | 0 | [13 empty] | Nos | 1.0 | [10 empty] | Ringlus Electro Controls & Automation PVT LTD | [18 empty] | CGST - RNG | 9.0
[120 empty] | SGST - RNG | 9.0
| 16A Miniature circuit breaker SP SH201M-C 1SYS271011R0164 ABB | 16A Miniature circuit breaker SP SH201M-C 1SYS271011R0164 ABB | ABBMCB | Nos |  | 16A Miniature circuit breaker SP SH201M-C 1SYS271011R0164 ABB |  | 0 | 0 | 1 | 1 | 1 | 0.0 | 0.0 | 0.0 | 0 |  |  | 0.0 | Electrical Components | 16A Miniature circuit breaker SP SH201M-C 1SYS271011R0164 ABB | 0 | 31-12-2099 | Material Transfer |  | 0.0 |  | 0 | 0 |  | 0 | 0 | 0 | 0 |  | 0 | Item Attribute | 1 | Nos | 0.0 | 0.0 | 0 | 0.0 | 0 | ABB | 1SYS271011R0164 | India |  |  | 0 | 0.0 |  | 0 | 0 |  | 0 | 0 | 0 | 0 |  |  | 0 | 0 | 0 |  | 0 | [5 empty] | 0 |  |  | 0 | [13 empty] | Nos | 1.0 | [10 empty] | Ringlus Electro Controls & Automation PVT LTD | [18 empty] | CGST - RNG | 9.0
[120 empty] | SGST - RNG | 9.0
| 20A Miniature circuit breaker SP SH201M-C 1SYS271011R0204 ABB | 20A Miniature circuit breaker SP SH201M-C 1SYS271011R0204 ABB | ABBMCB | Nos |  | 20A Miniature circuit breaker SP SH201M-C 1SYS271011R0204 ABB |  | 0 | 0 | 1 | 1 | 1 | 0.0 | 0.0 | 0.0 | 0 |  |  | 0.0 | Electrical Components | 20A Miniature circuit breaker SP SH201M-C 1SYS271011R0204 ABB | 0 | 31-12-2099 | Material Transfer |  | 0.0 |  | 0 | 0 |  | 0 | 0 | 0 | 0 |  | 0 | Item Attribute | 1 | Nos | 0.0 | 0.0 | 0 | 0.0 | 0 | ABB | 1SYS271011R0204 | India |  |  | 0 | 0.0 |  | 0 | 0 |  | 0 | 0 | 0 | 0 |  |  | 0 | 0 | 0 |  | 0 | [5 empty] | 0 |  |  | 0 | [13 empty] | Nos | 1.0 | [10 empty] | Ringlus Electro Controls & Automation PVT LTD | [18 empty] | CGST - RNG | 9.0
[120 empty] | SGST - RNG | 9.0
| 25A Miniature circuit breaker SP SH201M-C 1SYS271011R0254 ABB | 25A Miniature circuit breaker SP SH201M-C 1SYS271011R0254 ABB | ABBMCB | Nos |  | 25A Miniature circuit breaker SP SH201M-C 1SYS271011R0254 ABB |  | 0 | 0 | 1 | 1 | 1 | 0.0 | 0.0 | 0.0 | 0 |  |  | 0.0 | Electrical Components | 25A Miniature circuit breaker SP SH201M-C 1SYS271011R0254 ABB | 0 | 31-12-2099 | Material Transfer |  | 0.0 |  | 0 | 0 |  | 0 | 0 | 0 | 0 |  | 0 | Item Attribute | 1 | Nos | 0.0 | 0.0 | 0 | 0.0 | 0 | ABB | 1SYS271011R0254 | India |  |  | 0 | 0.0 |  | 0 | 0 |  | 0 | 0 | 0 | 0 |  |  | 0 | 0 | 0 |  | 0 | [5 empty] | 0 |  |  | 0 | [13 empty] | Nos | 1.0 | [10 empty] | Ringlus Electro Controls & Automation PVT LTD | [18 empty] | CGST - RNG | 9.0
[120 empty] | SGST - RNG | 9.0
| 32A Miniature circuit breaker SP SH201M-C 1SYS271011R0324 ABB | 32A Miniature circuit breaker SP SH201M-C 1SYS271011R0324 ABB | ABBMCB | Nos |  | 32A Miniature circuit breaker SP SH201M-C 1SYS271011R0324 ABB |  | 0 | 0 | 1 | 1 | 1 | 0.0 | 0.0 | 0.0 | 0 |  |  | 0.0 | Electrical Components | 32A Miniature circuit breaker SP SH201M-C 1SYS271011R0324 ABB | 0 | 31-12-2099 | Material Transfer |  | 0.0 |  | 0 | 0 |  | 0 | 0 | 0 | 0 |  | 0 | Item Attribute | 1 | Nos | 0.0 | 0.0 | 0 | 0.0 | 0 | ABB | 1SYS271011R0324 | India |  |  | 0 | 0.0 |  | 0 | 0 |  | 0 | 0 | 0 | 0 |  |  | 0 | 0 | 0 |  | 0 | [5 empty] | 0 |  |  | 0 | [13 empty] | Nos | 1.0 | [10 empty] | Ringlus Electro Controls & Automation PVT LTD | [18 empty] | CGST - RNG | 9.0
[120 empty] | SGST - RNG | 9.0
| 40A Miniature circuit breaker SP SH201M-C 1SYS271011R0404 ABB | 40A Miniature circuit breaker SP SH201M-C 1SYS271011R0404 ABB | ABBMCB | Nos |  | 40A Miniature circuit breaker SP SH201M-C 1SYS271011R0404 ABB |  | 0 | 0 | 1 | 1 | 1 | 0.0 | 0.0 | 0.0 | 0 |  |  | 0.0 | Electrical Components | 40A Miniature circuit breaker SP SH201M-C 1SYS271011R0404 ABB | 0 | 31-12-2099 | Material Transfer |  | 0.0 |  | 0 | 0 |  | 0 | 0 | 0 | 0 |  | 0 | Item Attribute | 1 | Nos | 0.0 | 0.0 | 0 | 0.0 | 0 | ABB | 1SYS271011R0404 | India |  |  | 0 | 0.0 |  | 0 | 0 |  | 0 | 0 | 0 | 0 |  |  | 0 | 0 | 0 |  | 0 | [5 empty] | 0 |  |  | 0 | [13 empty] | Nos | 1.0 | [10 empty] | Ringlus Electro Controls & Automation PVT LTD | [18 empty] | CGST - RNG | 9.0
[120 empty] | SGST - RNG | 9.0
| 50A Miniature circuit breaker SP SH201M-C 1SYS271011R0504 ABB | 50A Miniature circuit breaker SP SH201M-C 1SYS271011R0504 ABB | ABBMCB | Nos |  | 50A Miniature circuit breaker SP SH201M-C 1SYS271011R0504 ABB |  | 0 | 0 | 1 | 1 | 1 | 0.0 | 0.0 | 0.0 | 0 |  |  | 0.0 | Electrical Components | 50A Miniature circuit breaker SP SH201M-C 1SYS271011R0504 ABB | 0 | 31-12-2099 | Material Transfer |  | 0.0 |  | 0 | 0 |  | 0 | 0 | 0 | 0 |  | 0 | Item Attribute | 1 | Nos | 0.0 | 0.0 | 0 | 0.0 | 0 | ABB | 1SYS271011R0504 | India |  |  | 0 | 0.0 |  | 0 | 0 |  | 0 | 0 | 0 | 0 |  |  | 0 | 0 | 0 |  | 0 | [5 empty] | 0 |  |  | 0 | [13 empty] | Nos | 1.0 | [10 empty] | Ringlus Electro Controls & Automation PVT LTD | [18 empty] | CGST - RNG | 9.0
[120 empty] | SGST - RNG | 9.0
| 63A Miniature circuit breaker SP SH201M-C 1SYS271011R0634 ABB | 63A Miniature circuit breaker SP SH201M-C 1SYS271011R0634 ABB | ABBMCB | Nos |  | 63A Miniature circuit breaker SP SH201M-C 1SYS271011R0634 ABB |  | 0 | 0 | 1 | 1 | 1 | 0.0 | 0.0 | 0.0 | 0 |  |  | 0.0 | Electrical Components | 63A Miniature circuit breaker SP SH201M-C 1SYS271011R0634 ABB | 0 | 31-12-2099 | Material Transfer |  | 0.0 |  | 0 | 0 |  | 0 | 0 | 0 | 0 |  | 0 | Item Attribute | 1 | Nos | 0.0 | 0.0 | 0 | 0.0 | 0 | ABB | 1SYS271011R0634 | India |  |  | 0 | 0.0 |  | 0 | 0 |  | 0 | 0 | 0 | 0 |  |  | 0 | 0 | 0 |  | 0 | [5 empty] | 0 |  |  | 0 | [13 empty] | Nos | 1.0 | [10 empty] | Ringlus Electro Controls & Automation PVT LTD | [18 empty] | CGST - RNG | 9.0
[120 empty] | SGST - RNG | 9.0
| 0.5A Miniature Circuit breaker DP SH202M-C 1SYS272011R0984 ABB | 0.5A Miniature Circuit breaker DP SH202M-C 1SYS272011R0984 ABB | ABBMCB | Nos |  | 0.5A Miniature Circuit breaker DP SH202M-C 1SYS272011R0984 ABB |  | 0 | 0 | 1 | 1 | 1 | 0.0 | 0.0 | 0.0 | 0 |  |  | 0.0 | Electrical Components | 0.5A Miniature Circuit breaker DP SH202M-C 1SYS272011R0984 ABB | 0 | 31-12-2099 | Material Transfer |  | 0.0 |  | 0 | 0 |  | 0 | 0 | 0 | 0 |  | 0 | Item Attribute | 1 | Nos | 0.0 | 0.0 | 0 | 0.0 | 0 | ABB | 1SYS272011R0984 | India |  |  | 0 | 0.0 |  | 0 | 0 |  | 0 | 0 | 0 | 0 |  |  | 0 | 0 | 0 |  | 0 | [5 empty] | 0 |  |  | 0 | [13 empty] | Nos | 1.0 | [10 empty] | Ringlus Electro Controls & Automation PVT LTD | [18 empty] | CGST - RNG | 9.0
[120 empty] | SGST - RNG | 9.0
| 1A Miniature Circuit breaker DP SH202M-C 1SYS272011R0014 ABB | 1A Miniature Circuit breaker DP SH202M-C 1SYS272011R0014 ABB | ABBMCB | Nos |  | 1A Miniature Circuit breaker DP SH202M-C 1SYS272011R0014 ABB |  | 0 | 0 | 1 | 1 | 1 | 0.0 | 0.0 | 0.0 | 0 |  |  | 0.0 | Electrical Components | 1A Miniature Circuit breaker DP SH202M-C 1SYS272011R0014 ABB | 0 | 31-12-2099 | Material Transfer |  | 0.0 |  | 0 | 0 |  | 0 | 0 | 0 | 0 |  | 0 | Item Attribute | 1 | Nos | 0.0 | 0.0 | 0 | 0.0 | 0 | ABB | 1SYS272011R0014 | India |  |  | 0 | 0.0 |  | 0 | 0 |  | 0 | 0 | 0 | 0 |  |  | 0 | 0 | 0 |  | 0 | [5 empty] | 0 |  |  | 0 | [13 empty] | Nos | 1.0 | [10 empty] | Ringlus Electro Controls & Automation PVT LTD | [18 empty] | CGST - RNG | 9.0
[120 empty] | SGST - RNG | 9.0
| 1.6A Miniature Circuit breaker DP SH202M-C 1SYS272011R0974 ABB | 1.6A Miniature Circuit breaker DP SH202M-C 1SYS272011R0974 ABB | ABBMCB | Nos |  | 1.6A Miniature Circuit breaker DP SH202M-C 1SYS272011R0974 ABB |  | 0 | 0 | 1 | 1 | 1 | 0.0 | 0.0 | 0.0 | 0 |  |  | 0.0 | Electrical Components | 1.6A Miniature Circuit breaker DP SH202M-C 1SYS272011R0974 ABB | 0 | 31-12-2099 | Material Transfer |  | 0.0 |  | 0 | 0 |  | 0 | 0 | 0 | 0 |  | 0 | Item Attribute | 1 | Nos | 0.0 | 0.0 | 0 | 0.0 | 0 | ABB | 1SYS272011R0974 | India |  |  | 0 | 0.0 |  | 0 | 0 |  | 0 | 0 | 0 | 0 |  |  | 0 | 0 | 0 |  | 0 | [5 empty] | 0 |  |  | 0 | [13 empty] | Nos | 1.0 | [10 empty] | Ringlus Electro Controls & Automation PVT LTD | [18 empty] | CGST - RNG | 9.0
[120 empty] | SGST - RNG | 9.0
| 2A Miniature Circuit breaker DP SH202M-C 1SYS272011R0024 ABB | 2A Miniature Circuit breaker DP SH202M-C 1SYS272011R0024 ABB | ABBMCB | Nos |  | 2A Miniature Circuit breaker DP SH202M-C 1SYS272011R0024 ABB |  | 0 | 0 | 1 | 1 | 1 | 0.0 | 0.0 | 0.0 | 0 |  |  | 0.0 | Electrical Components | 2A Miniature Circuit breaker DP SH202M-C 1SYS272011R0024 ABB | 0 | 31-12-2099 | Material Transfer |  | 0.0 |  | 0 | 0 |  | 0 | 0 | 0 | 0 |  | 0 | Item Attribute | 1 | Nos | 0.0 | 0.0 | 0 | 0.0 | 0 | ABB | 1SYS272011R0024 | India |  |  | 0 | 0.0 |  | 0 | 0 |  | 0 | 0 | 0 | 0 |  |  | 0 | 0 | 0 |  | 0 | [5 empty] | 0 |  |  | 0 | [13 empty] | Nos | 1.0 | [10 empty] | Ringlus Electro Controls & Automation PVT LTD | [18 empty] | CGST - RNG | 9.0
[120 empty] | SGST - RNG | 9.0
| 3A Miniature Circuit breaker DP SH202M-C 1SYS272011R0034 ABB | 3A Miniature Circuit breaker DP SH202M-C 1SYS272011R0034 ABB | ABBMCB | Nos |  | 3A Miniature Circuit breaker DP SH202M-C 1SYS272011R0034 ABB |  | 0 | 0 | 1 | 1 | 1 | 0.0 | 0.0 | 0.0 | 0 |  |  | 0.0 | Electrical Components | 3A Miniature Circuit breaker DP SH202M-C 1SYS272011R0034 ABB | 0 | 31-12-2099 | Material Transfer |  | 0.0 |  | 0 | 0 |  | 0 | 0 | 0 | 0 |  | 0 | Item Attribute | 1 | Nos | 0.0 | 0.0 | 0 | 0.0 | 0 | ABB | 1SYS272011R0034 | India |  |  | 0 | 0.0 |  | 0 | 0 |  | 0 | 0 | 0 | 0 |  |  | 0 | 0 | 0 |  | 0 | [5 empty] | 0 |  |  | 0 | [13 empty] | Nos | 1.0 | [10 empty] | Ringlus Electro Controls & Automation PVT LTD | [18 empty] | CGST - RNG | 9.0
[120 empty] | SGST - RNG | 9.0
| 4A Miniature Circuit breaker DP SH202M-C 1SYS272011R0044 ABB | 4A Miniature Circuit breaker DP SH202M-C 1SYS272011R0044 ABB | ABBMCB | Nos |  | 4A Miniature Circuit breaker DP SH202M-C 1SYS272011R0044 ABB |  | 0 | 0 | 1 | 1 | 1 | 0.0 | 0.0 | 0.0 | 0 |  |  | 0.0 | Electrical Components | 4A Miniature Circuit breaker DP SH202M-C 1SYS272011R0044 ABB | 0 | 31-12-2099 | Material Transfer |  | 0.0 |  | 0 | 0 |  | 0 | 0 | 0 | 0 |  | 0 | Item Attribute | 1 | Nos | 0.0 | 0.0 | 0 | 0.0 | 0 | ABB | 1SYS272011R0044 | India |  |  | 0 | 0.0 |  | 0 | 0 |  | 0 | 0 | 0 | 0 |  |  | 0 | 0 | 0 |  | 0 | [5 empty] | 0 |  |  | 0 | [13 empty] | Nos | 1.0 | [10 empty] | Ringlus Electro Controls & Automation PVT LTD | [18 empty] | CGST - RNG | 9.0
[120 empty] | SGST - RNG | 9.0
| 6A Miniature Circuit breaker DP SH202M-C 1SYS272011R0064 ABB | 6A Miniature Circuit breaker DP SH202M-C 1SYS272011R0064 ABB | ABBMCB | Nos |  | 6A Miniature Circuit breaker DP SH202M-C 1SYS272011R0064 ABB |  | 0 | 0 | 1 | 1 | 1 | 0.0 | 0.0 | 0.0 | 0 |  |  | 0.0 | Electrical Components | 6A Miniature Circuit breaker DP SH202M-C 1SYS272011R0064 ABB | 0 | 31-12-2099 | Material Transfer |  | 0.0 |  | 0 | 0 |  | 0 | 0 | 0 | 0 |  | 0 | Item Attribute | 1 | Nos | 0.0 | 0.0 | 0 | 0.0 | 0 | ABB | 1SYS272011R0064 | India |  |  | 0 | 0.0 |  | 0 | 0 |  | 0 | 0 | 0 | 0 |  |  | 0 | 0 | 0 |  | 0 | [5 empty] | 0 |  |  | 0 | [13 empty] | Nos | 1.0 | [10 empty] | Ringlus Electro Controls & Automation PVT LTD | [18 empty] | CGST - RNG | 9.0
[120 empty] | SGST - RNG | 9.0
| 10A Miniature Circuit breaker DP SH202M-C 1SYS272011R0104 ABB | 10A Miniature Circuit breaker DP SH202M-C 1SYS272011R0104 ABB | ABBMCB | Nos |  | 10A Miniature Circuit breaker DP SH202M-C 1SYS272011R0104 ABB |  | 0 | 0 | 1 | 1 | 1 | 0.0 | 0.0 | 0.0 | 0 |  |  | 0.0 | Electrical Components | 10A Miniature Circuit breaker DP SH202M-C 1SYS272011R0104 ABB | 0 | 31-12-2099 | Material Transfer |  | 0.0 |  | 0 | 0 |  | 0 | 0 | 0 | 0 |  | 0 | Item Attribute | 1 | Nos | 0.0 | 0.0 | 0 | 0.0 | 0 | ABB | 1SYS272011R0104 | India |  |  | 0 | 0.0 |  | 0 | 0 |  | 0 | 0 | 0 | 0 |  |  | 0 | 0 | 0 |  | 0 | [5 empty] | 0 |  |  | 0 | [13 empty] | Nos | 1.0 | [10 empty] | Ringlus Electro Controls & Automation PVT LTD | [18 empty] | CGST - RNG | 9.0
[120 empty] | SGST - RNG | 9.0
| 16A Miniature Circuit breaker DP SH202M-C 1SYS272011R0164 ABB | 16A Miniature Circuit breaker DP SH202M-C 1SYS272011R0164 ABB | ABBMCB | Nos |  | 16A Miniature Circuit breaker DP SH202M-C 1SYS272011R0164 ABB |  | 0 | 0 | 1 | 1 | 1 | 0.0 | 0.0 | 0.0 | 0 |  |  | 0.0 | Electrical Components | 16A Miniature Circuit breaker DP SH202M-C 1SYS272011R0164 ABB | 0 | 31-12-2099 | Material Transfer |  | 0.0 |  | 0 | 0 |  | 0 | 0 | 0 | 0 |  | 0 | Item Attribute | 1 | Nos | 0.0 | 0.0 | 0 | 0.0 | 0 | ABB | 1SYS272011R0164 | India |  |  | 0 | 0.0 |  | 0 | 0 |  | 0 | 0 | 0 | 0 |  |  | 0 | 0 | 0 |  | 0 | [5 empty] | 0 |  |  | 0 | [13 empty] | Nos | 1.0 | [10 empty] | Ringlus Electro Controls & Automation PVT LTD | [18 empty] | CGST - RNG | 9.0
[120 empty] | SGST - RNG | 9.0
| 20A Miniature Circuit breaker DP SH202M-C 1SYS272011R0204 ABB | 20A Miniature Circuit breaker DP SH202M-C 1SYS272011R0204 ABB | ABBMCB | Nos |  | 20A Miniature Circuit breaker DP SH202M-C 1SYS272011R0204 ABB |  | 0 | 0 | 1 | 1 | 1 | 0.0 | 0.0 | 0.0 | 0 |  |  | 0.0 | Electrical Components | 20A Miniature Circuit breaker DP SH202M-C 1SYS272011R0204 ABB | 0 | 31-12-2099 | Material Transfer |  | 0.0 |  | 0 | 0 |  | 0 | 0 | 0 | 0 |  | 0 | Item Attribute | 1 | Nos | 0.0 | 0.0 | 0 | 0.0 | 0 | ABB | 1SYS272011R0204 | India |  |  | 0 | 0.0 |  | 0 | 0 |  | 0 | 0 | 0 | 0 |  |  | 0 | 0 | 0 |  | 0 | [5 empty] | 0 |  |  | 0 | [13 empty] | Nos | 1.0 | [10 empty] | Ringlus Electro Controls & Automation PVT LTD | [18 empty] | CGST - RNG | 9.0
[120 empty] | SGST - RNG | 9.0
| 25A Miniature Circuit breaker DP SH202M-C 1SYS272011R0254 ABB | 25A Miniature Circuit breaker DP SH202M-C 1SYS272011R0254 ABB | ABBMCB | Nos |  | 25A Miniature Circuit breaker DP SH202M-C 1SYS272011R0254 ABB |  | 0 | 0 | 1 | 1 | 1 | 0.0 | 0.0 | 0.0 | 0 |  |  | 0.0 | Electrical Components | 25A Miniature Circuit breaker DP SH202M-C 1SYS272011R0254 ABB | 0 | 31-12-2099 | Material Transfer |  | 0.0 |  | 0 | 0 |  | 0 | 0 | 0 | 0 |  | 0 | Item Attribute | 1 | Nos | 0.0 | 0.0 | 0 | 0.0 | 0 | ABB | 1SYS272011R0254 | India |  |  | 0 | 0.0 |  | 0 | 0 |  | 0 | 0 | 0 | 0 |  |  | 0 | 0 | 0 |  | 0 | [5 empty] | 0 |  |  | 0 | [13 empty] | Nos | 1.0 | [10 empty] | Ringlus Electro Controls & Automation PVT LTD | [18 empty] | CGST - RNG | 9.0
[120 empty] | SGST - RNG | 9.0
| 32A Miniature Circuit breaker DP SH202M-C 1SYS272011R0324 ABB | 32A Miniature Circuit breaker DP SH202M-C 1SYS272011R0324 ABB | ABBMCB | Nos |  | 32A Miniature Circuit breaker DP SH202M-C 1SYS272011R0324 ABB |  | 0 | 0 | 1 | 1 | 1 | 0.0 | 0.0 | 0.0 | 0 |  |  | 0.0 | Electrical Components | 32A Miniature Circuit breaker DP SH202M-C 1SYS272011R0324 ABB | 0 | 31-12-2099 | Material Transfer |  | 0.0 |  | 0 | 0 |  | 0 | 0 | 0 | 0 |  | 0 | Item Attribute | 1 | Nos | 0.0 | 0.0 | 0 | 0.0 | 0 | ABB | 1SYS272011R0324 | India |  |  | 0 | 0.0 |  | 0 | 0 |  | 0 | 0 | 0 | 0 |  |  | 0 | 0 | 0 |  | 0 | [5 empty] | 0 |  |  | 0 | [13 empty] | Nos | 1.0 | [10 empty] | Ringlus Electro Controls & Automation PVT LTD | [18 empty] | CGST - RNG | 9.0
[120 empty] | SGST - RNG | 9.0
| 40A Miniature Circuit breaker DP SH202M-C 1SYS272011R0404 ABB | 40A Miniature Circuit breaker DP SH202M-C 1SYS272011R0404 ABB | ABBMCB | Nos |  | 40A Miniature Circuit breaker DP SH202M-C 1SYS272011R0404 ABB |  | 0 | 0 | 1 | 1 | 1 | 0.0 | 0.0 | 0.0 | 0 |  |  | 0.0 | Electrical Components | 40A Miniature Circuit breaker DP SH202M-C 1SYS272011R0404 ABB | 0 | 31-12-2099 | Material Transfer |  | 0.0 |  | 0 | 0 |  | 0 | 0 | 0 | 0 |  | 0 | Item Attribute | 1 | Nos | 0.0 | 0.0 | 0 | 0.0 | 0 | ABB | 1SYS272011R0404 | India |  |  | 0 | 0.0 |  | 0 | 0 |  | 0 | 0 | 0 | 0 |  |  | 0 | 0 | 0 |  | 0 | [5 empty] | 0 |  |  | 0 | [13 empty] | Nos | 1.0 | [10 empty] | Ringlus Electro Controls & Automation PVT LTD | [18 empty] | CGST - RNG | 9.0
[120 empty] | SGST - RNG | 9.0
| 50A Miniature Circuit breaker DP SH202M-C 1SYS272011R0504 ABB | 50A Miniature Circuit breaker DP SH202M-C 1SYS272011R0504 ABB | ABBMCB | Nos |  | 50A Miniature Circuit breaker DP SH202M-C 1SYS272011R0504 ABB |  | 0 | 0 | 1 | 1 | 1 | 0.0 | 0.0 | 0.0 | 0 |  |  | 0.0 | Electrical Components | 50A Miniature Circuit breaker DP SH202M-C 1SYS272011R0504 ABB | 0 | 31-12-2099 | Material Transfer |  | 0.0 |  | 0 | 0 |  | 0 | 0 | 0 | 0 |  | 0 | Item Attribute | 1 | Nos | 0.0 | 0.0 | 0 | 0.0 | 0 | ABB | 1SYS272011R0504 | India |  |  | 0 | 0.0 |  | 0 | 0 |  | 0 | 0 | 0 | 0 |  |  | 0 | 0 | 0 |  | 0 | [5 empty] | 0 |  |  | 0 | [13 empty] | Nos | 1.0 | [10 empty] | Ringlus Electro Controls & Automation PVT LTD | [18 empty] | CGST - RNG | 9.0
[120 empty] | SGST - RNG | 9.0
| 63A Miniature Circuit breaker DP SH202M-C 1SYS272011R0634 ABB | 63A Miniature Circuit breaker DP SH202M-C 1SYS272011R0634 ABB | ABBMCB | Nos |  | 63A Miniature Circuit breaker DP SH202M-C 1SYS272011R0634 ABB |  | 0 | 0 | 1 | 1 | 1 | 0.0 | 0.0 | 0.0 | 0 |  |  | 0.0 | Electrical Components | 63A Miniature Circuit breaker DP SH202M-C 1SYS272011R0634 ABB | 0 | 31-12-2099 | Material Transfer |  | 0.0 |  | 0 | 0 |  | 0 | 0 | 0 | 0 |  | 0 | Item Attribute | 1 | Nos | 0.0 | 0.0 | 0 | 0.0 | 0 | ABB | 1SYS272011R0634 | India |  |  | 0 | 0.0 |  | 0 | 0 |  | 0 | 0 | 0 | 0 |  |  | 0 | 0 | 0 |  | 0 | [5 empty] | 0 |  |  | 0 | [13 empty] | Nos | 1.0 | [10 empty] | Ringlus Electro Controls & Automation PVT LTD | [18 empty] | CGST - RNG | 9.0
[120 empty] | SGST - RNG | 9.0
| 0.5A Miniature Circuit braker TP SH203M-C 1SYS273011R0984 ABB | 0.5A Miniature Circuit braker TP SH203M-C 1SYS273011R0984 ABB | ABBMCB | Nos |  | 0.5A Miniature Circuit braker TP SH203M-C 1SYS273011R0984 ABB |  | 0 | 0 | 1 | 1 | 1 | 0.0 | 0.0 | 0.0 | 0 |  |  | 0.0 | Electrical Components | 0.5A Miniature Circuit braker TP SH203M-C 1SYS273011R0984 ABB | 0 | 31-12-2099 | Material Transfer |  | 0.0 |  | 0 | 0 |  | 0 | 0 | 0 | 0 |  | 0 | Item Attribute | 1 | Nos | 0.0 | 0.0 | 0 | 0.0 | 0 | ABB | 1SYS273011R0984 | India |  |  | 0 | 0.0 |  | 0 | 0 |  | 0 | 0 | 0 | 0 |  |  | 0 | 0 | 0 |  | 0 | [5 empty] | 0 |  |  | 0 | [13 empty] | Nos | 1.0 | [10 empty] | Ringlus Electro Controls & Automation PVT LTD | [18 empty] | CGST - RNG | 9.0
[120 empty] | SGST - RNG | 9.0
| 1A Miniature Circuit braker TP SH203M-C 1SYS273011R0014 ABB | 1A Miniature Circuit braker TP SH203M-C 1SYS273011R0014 ABB | ABBMCB | Nos |  | 1A Miniature Circuit braker TP SH203M-C 1SYS273011R0014 ABB |  | 0 | 0 | 1 | 1 | 1 | 0.0 | 0.0 | 0.0 | 0 |  |  | 0.0 | Electrical Components | 1A Miniature Circuit braker TP SH203M-C 1SYS273011R0014 ABB | 0 | 31-12-2099 | Material Transfer |  | 0.0 |  | 0 | 0 |  | 0 | 0 | 0 | 0 |  | 0 | Item Attribute | 1 | Nos | 0.0 | 0.0 | 0 | 0.0 | 0 | ABB | 1SYS273011R0014 | India |  |  | 0 | 0.0 |  | 0 | 0 |  | 0 | 0 | 0 | 0 |  |  | 0 | 0 | 0 |  | 0 | [5 empty] | 0 |  |  | 0 | [13 empty] | Nos | 1.0 | [10 empty] | Ringlus Electro Controls & Automation PVT LTD | [18 empty] | CGST - RNG | 9.0
[120 empty] | SGST - RNG | 9.0
| 1.6A Miniature Circuit braker TP SH203M-C 1SYS273011R0974 ABB | 1.6A Miniature Circuit braker TP SH203M-C 1SYS273011R0974 ABB | ABBMCB | Nos |  | 1.6A Miniature Circuit braker TP SH203M-C 1SYS273011R0974 ABB |  | 0 | 0 | 1 | 1 | 1 | 0.0 | 0.0 | 0.0 | 0 |  |  | 0.0 | Electrical Components | 1.6A Miniature Circuit braker TP SH203M-C 1SYS273011R0974 ABB | 0 | 31-12-2099 | Material Transfer |  | 0.0 |  | 0 | 0 |  | 0 | 0 | 0 | 0 |  | 0 | Item Attribute | 1 | Nos | 0.0 | 0.0 | 0 | 0.0 | 0 | ABB | 1SYS273011R0974 | India |  |  | 0 | 0.0 |  | 0 | 0 |  | 0 | 0 | 0 | 0 |  |  | 0 | 0 | 0 |  | 0 | [5 empty] | 0 |  |  | 0 | [13 empty] | Nos | 1.0 | [10 empty] | Ringlus Electro Controls & Automation PVT LTD | [18 empty] | CGST - RNG | 9.0
[120 empty] | SGST - RNG | 9.0
| 2A Miniature Circuit braker TP SH203M-C 1SYS273011R0024 ABB | 2A Miniature Circuit braker TP SH203M-C 1SYS273011R0024 ABB | ABBMCB | Nos |  | 2A Miniature Circuit braker TP SH203M-C 1SYS273011R0024 ABB |  | 0 | 0 | 1 | 1 | 1 | 0.0 | 0.0 | 0.0 | 0 |  |  | 0.0 | Electrical Components | 2A Miniature Circuit braker TP SH203M-C 1SYS273011R0024 ABB | 0 | 31-12-2099 | Material Transfer |  | 0.0 |  | 0 | 0 |  | 0 | 0 | 0 | 0 |  | 0 | Item Attribute | 1 | Nos | 0.0 | 0.0 | 0 | 0.0 | 0 | ABB | 1SYS273011R0024 | India |  |  | 0 | 0.0 |  | 0 | 0 |  | 0 | 0 | 0 | 0 |  |  | 0 | 0 | 0 |  | 0 | [5 empty] | 0 |  |  | 0 | [13 empty] | Nos | 1.0 | [10 empty] | Ringlus Electro Controls & Automation PVT LTD | [18 empty] | CGST - RNG | 9.0
[120 empty] | SGST - RNG | 9.0
| 3A Miniature Circuit braker TP SH203M-C 1SYS273011R0034 ABB | 3A Miniature Circuit braker TP SH203M-C 1SYS273011R0034 ABB | ABBMCB | Nos |  | 3A Miniature Circuit braker TP SH203M-C 1SYS273011R0034 ABB |  | 0 | 0 | 1 | 1 | 1 | 0.0 | 0.0 | 0.0 | 0 |  |  | 0.0 | Electrical Components | 3A Miniature Circuit braker TP SH203M-C 1SYS273011R0034 ABB | 0 | 31-12-2099 | Material Transfer |  | 0.0 |  | 0 | 0 |  | 0 | 0 | 0 | 0 |  | 0 | Item Attribute | 1 | Nos | 0.0 | 0.0 | 0 | 0.0 | 0 | ABB | 1SYS273011R0034 | India |  |  | 0 | 0.0 |  | 0 | 0 |  | 0 | 0 | 0 | 0 |  |  | 0 | 0 | 0 |  | 0 | [5 empty] | 0 |  |  | 0 | [13 empty] | Nos | 1.0 | [10 empty] | Ringlus Electro Controls & Automation PVT LTD | [18 empty] | CGST - RNG | 9.0
[120 empty] | SGST - RNG | 9.0
| 4A Miniature Circuit braker TP SH203M-C 1SYS273011R0044 ABB | 4A Miniature Circuit braker TP SH203M-C 1SYS273011R0044 ABB | ABBMCB | Nos |  | 4A Miniature Circuit braker TP SH203M-C 1SYS273011R0044 ABB |  | 0 | 0 | 1 | 1 | 1 | 0.0 | 0.0 | 0.0 | 0 |  |  | 0.0 | Electrical Components | 4A Miniature Circuit braker TP SH203M-C 1SYS273011R0044 ABB | 0 | 31-12-2099 | Material Transfer |  | 0.0 |  | 0 | 0 |  | 0 | 0 | 0 | 0 |  | 0 | Item Attribute | 1 | Nos | 0.0 | 0.0 | 0 | 0.0 | 0 | ABB | 1SYS273011R0044 | India |  |  | 0 | 0.0 |  | 0 | 0 |  | 0 | 0 | 0 | 0 |  |  | 0 | 0 | 0 |  | 0 | [5 empty] | 0 |  |  | 0 | [13 empty] | Nos | 1.0 | [10 empty] | Ringlus Electro Controls & Automation PVT LTD | [18 empty] | CGST - RNG | 9.0
[120 empty] | SGST - RNG | 9.0
| 6A Miniature Circuit braker TP SH203M-C 1SYS273011R0064 ABB | 6A Miniature Circuit braker TP SH203M-C 1SYS273011R0064 ABB | ABBMCB | Nos |  | 6A Miniature Circuit braker TP SH203M-C 1SYS273011R0064 ABB |  | 0 | 0 | 1 | 1 | 1 | 0.0 | 0.0 | 0.0 | 0 |  |  | 0.0 | Electrical Components | 6A Miniature Circuit braker TP SH203M-C 1SYS273011R0064 ABB | 0 | 31-12-2099 | Material Transfer |  | 0.0 |  | 0 | 0 |  | 0 | 0 | 0 | 0 |  | 0 | Item Attribute | 1 | Nos | 0.0 | 0.0 | 0 | 0.0 | 0 | ABB | 1SYS273011R0064 | India |  |  | 0 | 0.0 |  | 0 | 0 |  | 0 | 0 | 0 | 0 |  |  | 0 | 0 | 0 |  | 0 | [5 empty] | 0 |  |  | 0 | [13 empty] | Nos | 1.0 | [10 empty] | Ringlus Electro Controls & Automation PVT LTD | [18 empty] | CGST - RNG | 9.0
[120 empty] | SGST - RNG | 9.0
| 10A Miniature Circuit braker TP SH203M-C 1SYS273011R0104 ABB | 10A Miniature Circuit braker TP SH203M-C 1SYS273011R0104 ABB | ABBMCB | Nos |  | 10A Miniature Circuit braker TP SH203M-C 1SYS273011R0104 ABB |  | 0 | 0 | 1 | 1 | 1 | 0.0 | 0.0 | 0.0 | 0 |  |  | 0.0 | Electrical Components | 10A Miniature Circuit braker TP SH203M-C 1SYS273011R0104 ABB | 0 | 31-12-2099 | Material Transfer |  | 0.0 |  | 0 | 0 |  | 0 | 0 | 0 | 0 |  | 0 | Item Attribute | 1 | Nos | 0.0 | 0.0 | 0 | 0.0 | 0 | ABB | 1SYS273011R0104 | India |  |  | 0 | 0.0 |  | 0 | 0 |  | 0 | 0 | 0 | 0 |  |  | 0 | 0 | 0 |  | 0 | [5 empty] | 0 |  |  | 0 | [13 empty] | Nos | 1.0 | [10 empty] | Ringlus Electro Controls & Automation PVT LTD | [18 empty] | CGST - RNG | 9.0
[120 empty] | SGST - RNG | 9.0
| 16A Miniature Circuit braker TP SH203M-C 1SYS273011R0164 ABB | 16A Miniature Circuit braker TP SH203M-C 1SYS273011R0164 ABB | ABBMCB | Nos |  | 16A Miniature Circuit braker TP SH203M-C 1SYS273011R0164 ABB |  | 0 | 0 | 1 | 1 | 1 | 0.0 | 0.0 | 0.0 | 0 |  |  | 0.0 | Electrical Components | 16A Miniature Circuit braker TP SH203M-C 1SYS273011R0164 ABB | 0 | 31-12-2099 | Material Transfer |  | 0.0 |  | 0 | 0 |  | 0 | 0 | 0 | 0 |  | 0 | Item Attribute | 1 | Nos | 0.0 | 0.0 | 0 | 0.0 | 0 | ABB | 1SYS273011R0164 | India |  |  | 0 | 0.0 |  | 0 | 0 |  | 0 | 0 | 0 | 0 |  |  | 0 | 0 | 0 |  | 0 | [5 empty] | 0 |  |  | 0 | [13 empty] | Nos | 1.0 | [10 empty] | Ringlus Electro Controls & Automation PVT LTD | [18 empty] | CGST - RNG | 9.0
[120 empty] | SGST - RNG | 9.0
| 20A Miniature Circuit braker TP SH203M-C 1SYS273011R0204 ABB | 20A Miniature Circuit braker TP SH203M-C 1SYS273011R0204 ABB | ABBMCB | Nos |  | 20A Miniature Circuit braker TP SH203M-C 1SYS273011R0204 ABB |  | 0 | 0 | 1 | 1 | 1 | 0.0 | 0.0 | 0.0 | 0 |  |  | 0.0 | Electrical Components | 20A Miniature Circuit braker TP SH203M-C 1SYS273011R0204 ABB | 0 | 31-12-2099 | Material Transfer |  | 0.0 |  | 0 | 0 |  | 0 | 0 | 0 | 0 |  | 0 | Item Attribute | 1 | Nos | 0.0 | 0.0 | 0 | 0.0 | 0 | ABB | 1SYS273011R0204 | India |  |  | 0 | 0.0 |  | 0 | 0 |  | 0 | 0 | 0 | 0 |  |  | 0 | 0 | 0 |  | 0 | [5 empty] | 0 |  |  | 0 | [13 empty] | Nos | 1.0 | [10 empty] | Ringlus Electro Controls & Automation PVT LTD | [18 empty] | CGST - RNG | 9.0
[120 empty] | SGST - RNG | 9.0
| 25A Miniature Circuit braker TP SH203M-C 1SYS273011R0254 ABB | 25A Miniature Circuit braker TP SH203M-C 1SYS273011R0254 ABB | ABBMCB | Nos |  | 25A Miniature Circuit braker TP SH203M-C 1SYS273011R0254 ABB |  | 0 | 0 | 1 | 1 | 1 | 0.0 | 0.0 | 0.0 | 0 |  |  | 0.0 | Electrical Components | 25A Miniature Circuit braker TP SH203M-C 1SYS273011R0254 ABB | 0 | 31-12-2099 | Material Transfer |  | 0.0 |  | 0 | 0 |  | 0 | 0 | 0 | 0 |  | 0 | Item Attribute | 1 | Nos | 0.0 | 0.0 | 0 | 0.0 | 0 | ABB | 1SYS273011R0254 | India |  |  | 0 | 0.0 |  | 0 | 0 |  | 0 | 0 | 0 | 0 |  |  | 0 | 0 | 0 |  | 0 | [5 empty] | 0 |  |  | 0 | [13 empty] | Nos | 1.0 | [10 empty] | Ringlus Electro Controls & Automation PVT LTD | [18 empty] | CGST - RNG | 9.0
[120 empty] | SGST - RNG | 9.0
| 32A Miniature Circuit braker TP SH203M-C 1SYS273011R0324 ABB | 32A Miniature Circuit braker TP SH203M-C 1SYS273011R0324 ABB | ABBMCB | Nos |  | 32A Miniature Circuit braker TP SH203M-C 1SYS273011R0324 ABB |  | 0 | 0 | 1 | 1 | 1 | 0.0 | 0.0 | 0.0 | 0 |  |  | 0.0 | Electrical Components | 32A Miniature Circuit braker TP SH203M-C 1SYS273011R0324 ABB | 0 | 31-12-2099 | Material Transfer |  | 0.0 |  | 0 | 0 |  | 0 | 0 | 0 | 0 |  | 0 | Item Attribute | 1 | Nos | 0.0 | 0.0 | 0 | 0.0 | 0 | ABB | 1SYS273011R0324 | India |  |  | 0 | 0.0 |  | 0 | 0 |  | 0 | 0 | 0 | 0 |  |  | 0 | 0 | 0 |  | 0 | [5 empty] | 0 |  |  | 0 | [13 empty] | Nos | 1.0 | [10 empty] | Ringlus Electro Controls & Automation PVT LTD | [18 empty] | CGST - RNG | 9.0
[120 empty] | SGST - RNG | 9.0
| 40A Miniature Circuit braker TP SH203M-C 1SYS273011R0404 ABB | 40A Miniature Circuit braker TP SH203M-C 1SYS273011R0404 ABB | ABBMCB | Nos |  | 40A Miniature Circuit braker TP SH203M-C 1SYS273011R0404 ABB |  | 0 | 0 | 1 | 1 | 1 | 0.0 | 0.0 | 0.0 | 0 |  |  | 0.0 | Electrical Components | 40A Miniature Circuit braker TP SH203M-C 1SYS273011R0404 ABB | 0 | 31-12-2099 | Material Transfer |  | 0.0 |  | 0 | 0 |  | 0 | 0 | 0 | 0 |  | 0 | Item Attribute | 1 | Nos | 0.0 | 0.0 | 0 | 0.0 | 0 | ABB | 1SYS273011R0404 | India |  |  | 0 | 0.0 |  | 0 | 0 |  | 0 | 0 | 0 | 0 |  |  | 0 | 0 | 0 |  | 0 | [5 empty] | 0 |  |  | 0 | [13 empty] | Nos | 1.0 | [10 empty] | Ringlus Electro Controls & Automation PVT LTD | [18 empty] | CGST - RNG | 9.0
[120 empty] | SGST - RNG | 9.0
| 50A Miniature Circuit braker TP SH203M-C 1SYS273011R0504 ABB | 50A Miniature Circuit braker TP SH203M-C 1SYS273011R0504 ABB | ABBMCB | Nos |  | 50A Miniature Circuit braker TP SH203M-C 1SYS273011R0504 ABB |  | 0 | 0 | 1 | 1 | 1 | 0.0 | 0.0 | 0.0 | 0 |  |  | 0.0 | Electrical Components | 50A Miniature Circuit braker TP SH203M-C 1SYS273011R0504 ABB | 0 | 31-12-2099 | Material Transfer |  | 0.0 |  | 0 | 0 |  | 0 | 0 | 0 | 0 |  | 0 | Item Attribute | 1 | Nos | 0.0 | 0.0 | 0 | 0.0 | 0 | ABB | 1SYS273011R0504 | India |  |  | 0 | 0.0 |  | 0 | 0 |  | 0 | 0 | 0 | 0 |  |  | 0 | 0 | 0 |  | 0 | [5 empty] | 0 |  |  | 0 | [13 empty] | Nos | 1.0 | [10 empty] | Ringlus Electro Controls & Automation PVT LTD | [18 empty] | CGST - RNG | 9.0
[120 empty] | SGST - RNG | 9.0
| 63A Miniature Circuit braker TP SH203M-C 1SYS273011R0634 ABB | 63A Miniature Circuit braker TP SH203M-C 1SYS273011R0634 ABB | ABBMCB | Nos |  | 63A Miniature Circuit braker TP SH203M-C 1SYS273011R0634 ABB |  | 0 | 0 | 1 | 1 | 1 | 0.0 | 0.0 | 0.0 | 0 |  |  | 0.0 | Electrical Components | 63A Miniature Circuit braker TP SH203M-C 1SYS273011R0634 ABB | 0 | 31-12-2099 | Material Transfer |  | 0.0 |  | 0 | 0 |  | 0 | 0 | 0 | 0 |  | 0 | Item Attribute | 1 | Nos | 0.0 | 0.0 | 0 | 0.0 | 0 | ABB | 1SYS273011R0634 | India |  |  | 0 | 0.0 |  | 0 | 0 |  | 0 | 0 | 0 | 0 |  |  | 0 | 0 | 0 |  | 0 | [5 empty] | 0 |  |  | 0 | [13 empty] | Nos | 1.0 | [10 empty] | Ringlus Electro Controls & Automation PVT LTD | [18 empty] | CGST - RNG | 9.0
[120 empty] | SGST - RNG | 9.0
| 0.5A Miniature Circuit breaker TPN S203M-C 2CDS273103R0984 ABB | 0.5A Miniature Circuit breaker TPN S203M-C 2CDS273103R0984 ABB | ABBMCB | Nos |  | 0.5A Miniature Circuit breaker TPN S203M-C 2CDS273103R0984 ABB |  | 0 | 0 | 1 | 1 | 1 | 0.0 | 0.0 | 0.0 | 0 |  |  | 0.0 | Electrical Components | 0.5A Miniature Circuit breaker TPN S203M-C 2CDS273103R0984 ABB | 0 | 31-12-2099 | Material Transfer |  | 0.0 |  | 0 | 0 |  | 0 | 0 | 0 | 0 |  | 0 | Item Attribute | 1 | Nos | 0.0 | 0.0 | 0 | 0.0 | 0 | ABB | 2CDS273103R0984 | India |  |  | 0 | 0.0 |  | 0 | 0 |  | 0 | 0 | 0 | 0 |  |  | 0 | 0 | 0 |  | 0 | [5 empty] | 0 |  |  | 0 | [13 empty] | Nos | 1.0 | [10 empty] | Ringlus Electro Controls & Automation PVT LTD | [18 empty] | CGST - RNG | 9.0
[120 empty] | SGST - RNG | 9.0
| 1A Miniature Circuit breaker TPN S203M-C 2CDS273103R0014 ABB | 1A Miniature Circuit breaker TPN S203M-C 2CDS273103R0014 ABB | ABBMCB | Nos |  | 1A Miniature Circuit breaker TPN S203M-C 2CDS273103R0014 ABB |  | 0 | 0 | 1 | 1 | 1 | 0.0 | 0.0 | 0.0 | 0 |  |  | 0.0 | Electrical Components | 1A Miniature Circuit breaker TPN S203M-C 2CDS273103R0014 ABB | 0 | 31-12-2099 | Material Transfer |  | 0.0 |  | 0 | 0 |  | 0 | 0 | 0 | 0 |  | 0 | Item Attribute | 1 | Nos | 0.0 | 0.0 | 0 | 0.0 | 0 | ABB | 2CDS273103R0014 | India |  |  | 0 | 0.0 |  | 0 | 0 |  | 0 | 0 | 0 | 0 |  |  | 0 | 0 | 0 |  | 0 | [5 empty] | 0 |  |  | 0 | [13 empty] | Nos | 1.0 | [10 empty] | Ringlus Electro Controls & Automation PVT LTD | [18 empty] | CGST - RNG | 9.0
[120 empty] | SGST - RNG | 9.0
| 1.6A Miniature Circuit breaker TPN S203M-C 2CDS273103R0974 ABB | 1.6A Miniature Circuit breaker TPN S203M-C 2CDS273103R0974 ABB | ABBMCB | Nos |  | 1.6A Miniature Circuit breaker TPN S203M-C 2CDS273103R0974 ABB |  | 0 | 0 | 1 | 1 | 1 | 0.0 | 0.0 | 0.0 | 0 |  |  | 0.0 | Electrical Components | 1.6A Miniature Circuit breaker TPN S203M-C 2CDS273103R0974 ABB | 0 | 31-12-2099 | Material Transfer |  | 0.0 |  | 0 | 0 |  | 0 | 0 | 0 | 0 |  | 0 | Item Attribute | 1 | Nos | 0.0 | 0.0 | 0 | 0.0 | 0 | ABB | 2CDS273103R0974 | India |  |  | 0 | 0.0 |  | 0 | 0 |  | 0 | 0 | 0 | 0 |  |  | 0 | 0 | 0 |  | 0 | [5 empty] | 0 |  |  | 0 | [13 empty] | Nos | 1.0 | [10 empty] | Ringlus Electro Controls & Automation PVT LTD | [18 empty] | CGST - RNG | 9.0
[120 empty] | SGST - RNG | 9.0
| 2A Miniature Circuit breaker TPN S203M-C 2CDS273103R0024 ABB | 2A Miniature Circuit breaker TPN S203M-C 2CDS273103R0024 ABB | ABBMCB | Nos |  | 2A Miniature Circuit breaker TPN S203M-C 2CDS273103R0024 ABB |  | 0 | 0 | 1 | 1 | 1 | 0.0 | 0.0 | 0.0 | 0 |  |  | 0.0 | Electrical Components | 2A Miniature Circuit breaker TPN S203M-C 2CDS273103R0024 ABB | 0 | 31-12-2099 | Material Transfer |  | 0.0 |  | 0 | 0 |  | 0 | 0 | 0 | 0 |  | 0 | Item Attribute | 1 | Nos | 0.0 | 0.0 | 0 | 0.0 | 0 | ABB | 2CDS273103R0024 | India |  |  | 0 | 0.0 |  | 0 | 0 |  | 0 | 0 | 0 | 0 |  |  | 0 | 0 | 0 |  | 0 | [5 empty] | 0 |  |  | 0 | [13 empty] | Nos | 1.0 | [10 empty] | Ringlus Electro Controls & Automation PVT LTD | [18 empty] | CGST - RNG | 9.0
[120 empty] | SGST - RNG | 9.0
| 3A Miniature Circuit breaker TPN S203M-C 2CDS273103R0034 ABB | 3A Miniature Circuit breaker TPN S203M-C 2CDS273103R0034 ABB | ABBMCB | Nos |  | 3A Miniature Circuit breaker TPN S203M-C 2CDS273103R0034 ABB |  | 0 | 0 | 1 | 1 | 1 | 0.0 | 0.0 | 0.0 | 0 |  |  | 0.0 | Electrical Components | 3A Miniature Circuit breaker TPN S203M-C 2CDS273103R0034 ABB | 0 | 31-12-2099 | Material Transfer |  | 0.0 |  | 0 | 0 |  | 0 | 0 | 0 | 0 |  | 0 | Item Attribute | 1 | Nos | 0.0 | 0.0 | 0 | 0.0 | 0 | ABB | 2CDS273103R0034 | India |  |  | 0 | 0.0 |  | 0 | 0 |  | 0 | 0 | 0 | 0 |  |  | 0 | 0 | 0 |  | 0 | [5 empty] | 0 |  |  | 0 | [13 empty] | Nos | 1.0 | [10 empty] | Ringlus Electro Controls & Automation PVT LTD | [18 empty] | CGST - RNG | 9.0
[120 empty] | SGST - RNG | 9.0
| 4A Miniature Circuit breaker TPN S203M-C 2CDS273103R0044 ABB | 4A Miniature Circuit breaker TPN S203M-C 2CDS273103R0044 ABB | ABBMCB | Nos |  | 4A Miniature Circuit breaker TPN S203M-C 2CDS273103R0044 ABB |  | 0 | 0 | 1 | 1 | 1 | 0.0 | 0.0 | 0.0 | 0 |  |  | 0.0 | Electrical Components | 4A Miniature Circuit breaker TPN S203M-C 2CDS273103R0044 ABB | 0 | 31-12-2099 | Material Transfer |  | 0.0 |  | 0 | 0 |  | 0 | 0 | 0 | 0 |  | 0 | Item Attribute | 1 | Nos | 0.0 | 0.0 | 0 | 0.0 | 0 | ABB | 2CDS273103R0044 | India |  |  | 0 | 0.0 |  | 0 | 0 |  | 0 | 0 | 0 | 0 |  |  | 0 | 0 | 0 |  | 0 | [5 empty] | 0 |  |  | 0 | [13 empty] | Nos | 1.0 | [10 empty] | Ringlus Electro Controls & Automation PVT LTD | [18 empty] | CGST - RNG | 9.0
[120 empty] | SGST - RNG | 9.0
| 6A Miniature Circuit breaker TPN S203M-C 2CDS273103R0064 ABB | 6A Miniature Circuit breaker TPN S203M-C 2CDS273103R0064 ABB | ABBMCB | Nos |  | 6A Miniature Circuit breaker TPN S203M-C 2CDS273103R0064 ABB |  | 0 | 0 | 1 | 1 | 1 | 0.0 | 0.0 | 0.0 | 0 |  |  | 0.0 | Electrical Components | 6A Miniature Circuit breaker TPN S203M-C 2CDS273103R0064 ABB | 0 | 31-12-2099 | Material Transfer |  | 0.0 |  | 0 | 0 |  | 0 | 0 | 0 | 0 |  | 0 | Item Attribute | 1 | Nos | 0.0 | 0.0 | 0 | 0.0 | 0 | ABB | 2CDS273103R0064 | India |  |  | 0 | 0.0 |  | 0 | 0 |  | 0 | 0 | 0 | 0 |  |  | 0 | 0 | 0 |  | 0 | [5 empty] | 0 |  |  | 0 | [13 empty] | Nos | 1.0 | [10 empty] | Ringlus Electro Controls & Automation PVT LTD | [18 empty] | CGST - RNG | 9.0
[120 empty] | SGST - RNG | 9.0
| 10A Miniature Circuit breaker TPN S203M-C 2CDS273103R0104 ABB | 10A Miniature Circuit breaker TPN S203M-C 2CDS273103R0104 ABB | ABBMCB | Nos |  | 10A Miniature Circuit breaker TPN S203M-C 2CDS273103R0104 ABB |  | 0 | 0 | 1 | 1 | 1 | 0.0 | 0.0 | 0.0 | 0 |  |  | 0.0 | Electrical Components | 10A Miniature Circuit breaker TPN S203M-C 2CDS273103R0104 ABB | 0 | 31-12-2099 | Material Transfer |  | 0.0 |  | 0 | 0 |  | 0 | 0 | 0 | 0 |  | 0 | Item Attribute | 1 | Nos | 0.0 | 0.0 | 0 | 0.0 | 0 | ABB | 2CDS273103R0104 | India |  |  | 0 | 0.0 |  | 0 | 0 |  | 0 | 0 | 0 | 0 |  |  | 0 | 0 | 0 |  | 0 | [5 empty] | 0 |  |  | 0 | [13 empty] | Nos | 1.0 | [10 empty] | Ringlus Electro Controls & Automation PVT LTD | [18 empty] | CGST - RNG | 9.0
[120 empty] | SGST - RNG | 9.0
| 16A Miniature Circuit breaker TPN S203M-C 2CDS273103R0164 ABB | 16A Miniature Circuit breaker TPN S203M-C 2CDS273103R0164 ABB | ABBMCB | Nos |  | 16A Miniature Circuit breaker TPN S203M-C 2CDS273103R0164 ABB |  | 0 | 0 | 1 | 1 | 1 | 0.0 | 0.0 | 0.0 | 0 |  |  | 0.0 | Electrical Components | 16A Miniature Circuit breaker TPN S203M-C 2CDS273103R0164 ABB | 0 | 31-12-2099 | Material Transfer |  | 0.0 |  | 0 | 0 |  | 0 | 0 | 0 | 0 |  | 0 | Item Attribute | 1 | Nos | 0.0 | 0.0 | 0 | 0.0 | 0 | ABB | 2CDS273103R0164 | India |  |  | 0 | 0.0 |  | 0 | 0 |  | 0 | 0 | 0 | 0 |  |  | 0 | 0 | 0 |  | 0 | [5 empty] | 0 |  |  | 0 | [13 empty] | Nos | 1.0 | [10 empty] | Ringlus Electro Controls & Automation PVT LTD | [18 empty] | CGST - RNG | 9.0
[120 empty] | SGST - RNG | 9.0
| 20A Miniature Circuit breaker TPN S203M-C 2CDS273103R0204 ABB | 20A Miniature Circuit breaker TPN S203M-C 2CDS273103R0204 ABB | ABBMCB | Nos |  | 20A Miniature Circuit breaker TPN S203M-C 2CDS273103R0204 ABB |  | 0 | 0 | 1 | 1 | 1 | 0.0 | 0.0 | 0.0 | 0 |  |  | 0.0 | Electrical Components | 20A Miniature Circuit breaker TPN S203M-C 2CDS273103R0204 ABB | 0 | 31-12-2099 | Material Transfer |  | 0.0 |  | 0 | 0 |  | 0 | 0 | 0 | 0 |  | 0 | Item Attribute | 1 | Nos | 0.0 | 0.0 | 0 | 0.0 | 0 | ABB | 2CDS273103R0204 | India |  |  | 0 | 0.0 |  | 0 | 0 |  | 0 | 0 | 0 | 0 |  |  | 0 | 0 | 0 |  | 0 | [5 empty] | 0 |  |  | 0 | [13 empty] | Nos | 1.0 | [10 empty] | Ringlus Electro Controls & Automation PVT LTD | [18 empty] | CGST - RNG | 9.0
[120 empty] | SGST - RNG | 9.0
| 25A Miniature Circuit breaker TPN S203M-C 2CDS273103R0254 ABB | 25A Miniature Circuit breaker TPN S203M-C 2CDS273103R0254 ABB | ABBMCB | Nos |  | 25A Miniature Circuit breaker TPN S203M-C 2CDS273103R0254 ABB |  | 0 | 0 | 1 | 1 | 1 | 0.0 | 0.0 | 0.0 | 0 |  |  | 0.0 | Electrical Components | 25A Miniature Circuit breaker TPN S203M-C 2CDS273103R0254 ABB | 0 | 31-12-2099 | Material Transfer |  | 0.0 |  | 0 | 0 |  | 0 | 0 | 0 | 0 |  | 0 | Item Attribute | 1 | Nos | 0.0 | 0.0 | 0 | 0.0 | 0 | ABB | 2CDS273103R0254 | India |  |  | 0 | 0.0 |  | 0 | 0 |  | 0 | 0 | 0 | 0 |  |  | 0 | 0 | 0 |  | 0 | [5 empty] | 0 |  |  | 0 | [13 empty] | Nos | 1.0 | [10 empty] | Ringlus Electro Controls & Automation PVT LTD | [18 empty] | CGST - RNG | 9.0
[120 empty] | SGST - RNG | 9.0
| 32A Miniature Circuit breaker TPN S203M-C 2CDS273103R0324 ABB | 32A Miniature Circuit breaker TPN S203M-C 2CDS273103R0324 ABB | ABBMCB | Nos |  | 32A Miniature Circuit breaker TPN S203M-C 2CDS273103R0324 ABB |  | 0 | 0 | 1 | 1 | 1 | 0.0 | 0.0 | 0.0 | 0 |  |  | 0.0 | Electrical Components | 32A Miniature Circuit breaker TPN S203M-C 2CDS273103R0324 ABB | 0 | 31-12-2099 | Material Transfer |  | 0.0 |  | 0 | 0 |  | 0 | 0 | 0 | 0 |  | 0 | Item Attribute | 1 | Nos | 0.0 | 0.0 | 0 | 0.0 | 0 | ABB | 2CDS273103R0324 | India |  |  | 0 | 0.0 |  | 0 | 0 |  | 0 | 0 | 0 | 0 |  |  | 0 | 0 | 0 |  | 0 | [5 empty] | 0 |  |  | 0 | [13 empty] | Nos | 1.0 | [10 empty] | Ringlus Electro Controls & Automation PVT LTD | [18 empty] | CGST - RNG | 9.0
[120 empty] | SGST - RNG | 9.0
| 40A Miniature Circuit breaker TPN S203M-C 2CDS273103R0404 ABB | 40A Miniature Circuit breaker TPN S203M-C 2CDS273103R0404 ABB | ABBMCB | Nos |  | 40A Miniature Circuit breaker TPN S203M-C 2CDS273103R0404 ABB |  | 0 | 0 | 1 | 1 | 1 | 0.0 | 0.0 | 0.0 | 0 |  |  | 0.0 | Electrical Components | 40A Miniature Circuit breaker TPN S203M-C 2CDS273103R0404 ABB | 0 | 31-12-2099 | Material Transfer |  | 0.0 |  | 0 | 0 |  | 0 | 0 | 0 | 0 |  | 0 | Item Attribute | 1 | Nos | 0.0 | 0.0 | 0 | 0.0 | 0 | ABB | 2CDS273103R0404 | India |  |  | 0 | 0.0 |  | 0 | 0 |  | 0 | 0 | 0 | 0 |  |  | 0 | 0 | 0 |  | 0 | [5 empty] | 0 |  |  | 0 | [13 empty] | Nos | 1.0 | [10 empty] | Ringlus Electro Controls & Automation PVT LTD | [18 empty] | CGST - RNG | 9.0
[120 empty] | SGST - RNG | 9.0
| 50A Miniature Circuit breaker TPN S203M-C 2CDS273103R0504 ABB | 50A Miniature Circuit breaker TPN S203M-C 2CDS273103R0504 ABB | ABBMCB | Nos |  | 50A Miniature Circuit breaker TPN S203M-C 2CDS273103R0504 ABB |  | 0 | 0 | 1 | 1 | 1 | 0.0 | 0.0 | 0.0 | 0 |  |  | 0.0 | Electrical Components | 50A Miniature Circuit breaker TPN S203M-C 2CDS273103R0504 ABB | 0 | 31-12-2099 | Material Transfer |  | 0.0 |  | 0 | 0 |  | 0 | 0 | 0 | 0 |  | 0 | Item Attribute | 1 | Nos | 0.0 | 0.0 | 0 | 0.0 | 0 | ABB | 2CDS273103R0504 | India |  |  | 0 | 0.0 |  | 0 | 0 |  | 0 | 0 | 0 | 0 |  |  | 0 | 0 | 0 |  | 0 | [5 empty] | 0 |  |  | 0 | [13 empty] | Nos | 1.0 | [10 empty] | Ringlus Electro Controls & Automation PVT LTD | [18 empty] | CGST - RNG | 9.0
[120 empty] | SGST - RNG | 9.0
| 63A Miniature Circuit breaker TPN S203M-C 2CDS273103R0634 ABB | 63A Miniature Circuit breaker TPN S203M-C 2CDS273103R0634 ABB | ABBMCB | Nos |  | 63A Miniature Circuit breaker TPN S203M-C 2CDS273103R0634 ABB |  | 0 | 0 | 1 | 1 | 1 | 0.0 | 0.0 | 0.0 | 0 |  |  | 0.0 | Electrical Components | 63A Miniature Circuit breaker TPN S203M-C 2CDS273103R0634 ABB | 0 | 31-12-2099 | Material Transfer |  | 0.0 |  | 0 | 0 |  | 0 | 0 | 0 | 0 |  | 0 | Item Attribute | 1 | Nos | 0.0 | 0.0 | 0 | 0.0 | 0 | ABB | 2CDS273103R0634 | India |  |  | 0 | 0.0 |  | 0 | 0 |  | 0 | 0 | 0 | 0 |  |  | 0 | 0 | 0 |  | 0 | [5 empty] | 0 |  |  | 0 | [13 empty] | Nos | 1.0 | [10 empty] | Ringlus Electro Controls & Automation PVT LTD | [18 empty] | CGST - RNG | 9.0
[120 empty] | SGST - RNG | 9.0
| 0.5A Miniature Circuit breaker FP S204M-C 2CDS274001R0984 ABB | 0.5A Miniature Circuit breaker FP S204M-C 2CDS274001R0984 ABB | ABBMCB | Nos |  | 0.5A Miniature Circuit breaker FP S204M-C 2CDS274001R0984 ABB |  | 0 | 0 | 1 | 1 | 1 | 0.0 | 0.0 | 0.0 | 0 |  |  | 0.0 | Electrical Components | 0.5A Miniature Circuit breaker FP S204M-C 2CDS274001R0984 ABB | 0 | 31-12-2099 | Material Transfer |  | 0.0 |  | 0 | 0 |  | 0 | 0 | 0 | 0 |  | 0 | Item Attribute | 1 | Nos | 0.0 | 0.0 | 0 | 0.0 | 0 | ABB | 2CDS274001R0984 | India |  |  | 0 | 0.0 |  | 0 | 0 |  | 0 | 0 | 0 | 0 |  |  | 0 | 0 | 0 |  | 0 | [5 empty] | 0 |  |  | 0 | [13 empty] | Nos | 1.0 | [10 empty] | Ringlus Electro Controls & Automation PVT LTD | [18 empty] | CGST - RNG | 9.0
[120 empty] | SGST - RNG | 9.0
| 1A Miniature Circuit breaker FP S204M-C 2CDS274001R0014 ABB | 1A Miniature Circuit breaker FP S204M-C 2CDS274001R0014 ABB | ABBMCB | Nos |  | 1A Miniature Circuit breaker FP S204M-C 2CDS274001R0014 ABB |  | 0 | 0 | 1 | 1 | 1 | 0.0 | 0.0 | 0.0 | 0 |  |  | 0.0 | Electrical Components | 1A Miniature Circuit breaker FP S204M-C 2CDS274001R0014 ABB | 0 | 31-12-2099 | Material Transfer |  | 0.0 |  | 0 | 0 |  | 0 | 0 | 0 | 0 |  | 0 | Item Attribute | 1 | Nos | 0.0 | 0.0 | 0 | 0.0 | 0 | ABB | 2CDS274001R0014 | India |  |  | 0 | 0.0 |  | 0 | 0 |  | 0 | 0 | 0 | 0 |  |  | 0 | 0 | 0 |  | 0 | [5 empty] | 0 |  |  | 0 | [13 empty] | Nos | 1.0 | [10 empty] | Ringlus Electro Controls & Automation PVT LTD | [18 empty] | CGST - RNG | 9.0
[120 empty] | SGST - RNG | 9.0
| 1.6A Miniature Circuit breaker FP S204M-C 2CDS274001R0974 ABB | 1.6A Miniature Circuit breaker FP S204M-C 2CDS274001R0974 ABB | ABBMCB | Nos |  | 1.6A Miniature Circuit breaker FP S204M-C 2CDS274001R0974 ABB |  | 0 | 0 | 1 | 1 | 1 | 0.0 | 0.0 | 0.0 | 0 |  |  | 0.0 | Electrical Components | 1.6A Miniature Circuit breaker FP S204M-C 2CDS274001R0974 ABB | 0 | 31-12-2099 | Material Transfer |  | 0.0 |  | 0 | 0 |  | 0 | 0 | 0 | 0 |  | 0 | Item Attribute | 1 | Nos | 0.0 | 0.0 | 0 | 0.0 | 0 | ABB | 2CDS274001R0974 | India |  |  | 0 | 0.0 |  | 0 | 0 |  | 0 | 0 | 0 | 0 |  |  | 0 | 0 | 0 |  | 0 | [5 empty] | 0 |  |  | 0 | [13 empty] | Nos | 1.0 | [10 empty] | Ringlus Electro Controls & Automation PVT LTD | [18 empty] | CGST - RNG | 9.0
[120 empty] | SGST - RNG | 9.0
| 2A Miniature Circuit breaker FP S204M-C 2CDS274001R0024 ABB | 2A Miniature Circuit breaker FP S204M-C 2CDS274001R0024 ABB | ABBMCB | Nos |  | 2A Miniature Circuit breaker FP S204M-C 2CDS274001R0024 ABB |  | 0 | 0 | 1 | 1 | 1 | 0.0 | 0.0 | 0.0 | 0 |  |  | 0.0 | Electrical Components | 2A Miniature Circuit breaker FP S204M-C 2CDS274001R0024 ABB | 0 | 31-12-2099 | Material Transfer |  | 0.0 |  | 0 | 0 |  | 0 | 0 | 0 | 0 |  | 0 | Item Attribute | 1 | Nos | 0.0 | 0.0 | 0 | 0.0 | 0 | ABB | 2CDS274001R0024 | India |  |  | 0 | 0.0 |  | 0 | 0 |  | 0 | 0 | 0 | 0 |  |  | 0 | 0 | 0 |  | 0 | [5 empty] | 0 |  |  | 0 | [13 empty] | Nos | 1.0 | [10 empty] | Ringlus Electro Controls & Automation PVT LTD | [18 empty] | CGST - RNG | 9.0
[120 empty] | SGST - RNG | 9.0
| 3A Miniature Circuit breaker FP S204M-C 2CDS274001R0034 ABB | 3A Miniature Circuit breaker FP S204M-C 2CDS274001R0034 ABB | ABBMCB | Nos |  | 3A Miniature Circuit breaker FP S204M-C 2CDS274001R0034 ABB |  | 0 | 0 | 1 | 1 | 1 | 0.0 | 0.0 | 0.0 | 0 |  |  | 0.0 | Electrical Components | 3A Miniature Circuit breaker FP S204M-C 2CDS274001R0034 ABB | 0 | 31-12-2099 | Material Transfer |  | 0.0 |  | 0 | 0 |  | 0 | 0 | 0 | 0 |  | 0 | Item Attribute | 1 | Nos | 0.0 | 0.0 | 0 | 0.0 | 0 | ABB | 2CDS274001R0034 | India |  |  | 0 | 0.0 |  | 0 | 0 |  | 0 | 0 | 0 | 0 |  |  | 0 | 0 | 0 |  | 0 | [5 empty] | 0 |  |  | 0 | [13 empty] | Nos | 1.0 | [10 empty] | Ringlus Electro Controls & Automation PVT LTD | [18 empty] | CGST - RNG | 9.0
[120 empty] | SGST - RNG | 9.0
| 4A Miniature Circuit breaker FP S204M-C 2CDS274001R0044 ABB | 4A Miniature Circuit breaker FP S204M-C 2CDS274001R0044 ABB | ABBMCB | Nos |  | 4A Miniature Circuit breaker FP S204M-C 2CDS274001R0044 ABB |  | 0 | 0 | 1 | 1 | 1 | 0.0 | 0.0 | 0.0 | 0 |  |  | 0.0 | Electrical Components | 4A Miniature Circuit breaker FP S204M-C 2CDS274001R0044 ABB | 0 | 31-12-2099 | Material Transfer |  | 0.0 |  | 0 | 0 |  | 0 | 0 | 0 | 0 |  | 0 | Item Attribute | 1 | Nos | 0.0 | 0.0 | 0 | 0.0 | 0 | ABB | 2CDS274001R0044 | India |  |  | 0 | 0.0 |  | 0 | 0 |  | 0 | 0 | 0 | 0 |  |  | 0 | 0 | 0 |  | 0 | [5 empty] | 0 |  |  | 0 | [13 empty] | Nos | 1.0 | [10 empty] | Ringlus Electro Controls & Automation PVT LTD | [18 empty] | CGST - RNG | 9.0
[120 empty] | SGST - RNG | 9.0
| 6A Miniature Circuit breaker FP S204M-C 2CDS274001R0064 ABB | 6A Miniature Circuit breaker FP S204M-C 2CDS274001R0064 ABB | ABBMCB | Nos |  | 6A Miniature Circuit breaker FP S204M-C 2CDS274001R0064 ABB |  | 0 | 0 | 1 | 1 | 1 | 0.0 | 0.0 | 0.0 | 0 |  |  | 0.0 | Electrical Components | 6A Miniature Circuit breaker FP S204M-C 2CDS274001R0064 ABB | 0 | 31-12-2099 | Material Transfer |  | 0.0 |  | 0 | 0 |  | 0 | 0 | 0 | 0 |  | 0 | Item Attribute | 1 | Nos | 0.0 | 0.0 | 0 | 0.0 | 0 | ABB | 2CDS274001R0064 | India |  |  | 0 | 0.0 |  | 0 | 0 |  | 0 | 0 | 0 | 0 |  |  | 0 | 0 | 0 |  | 0 | [5 empty] | 0 |  |  | 0 | [13 empty] | Nos | 1.0 | [10 empty] | Ringlus Electro Controls & Automation PVT LTD | [18 empty] | CGST - RNG | 9.0
[120 empty] | SGST - RNG | 9.0
| 10A Miniature Circuit breaker FP S204M-C 2CDS274001R0104 ABB | 10A Miniature Circuit breaker FP S204M-C 2CDS274001R0104 ABB | ABBMCB | Nos |  | 10A Miniature Circuit breaker FP S204M-C 2CDS274001R0104 ABB |  | 0 | 0 | 1 | 1 | 1 | 0.0 | 0.0 | 0.0 | 0 |  |  | 0.0 | Electrical Components | 10A Miniature Circuit breaker FP S204M-C 2CDS274001R0104 ABB | 0 | 31-12-2099 | Material Transfer |  | 0.0 |  | 0 | 0 |  | 0 | 0 | 0 | 0 |  | 0 | Item Attribute | 1 | Nos | 0.0 | 0.0 | 0 | 0.0 | 0 | ABB | 2CDS274001R0104 | India |  |  | 0 | 0.0 |  | 0 | 0 |  | 0 | 0 | 0 | 0 |  |  | 0 | 0 | 0 |  | 0 | [5 empty] | 0 |  |  | 0 | [13 empty] | Nos | 1.0 | [10 empty] | Ringlus Electro Controls & Automation PVT LTD | [18 empty] | CGST - RNG | 9.0
[120 empty] | SGST - RNG | 9.0
| 16A Miniature Circuit breaker FP S204M-C 2CDS274001R0164 ABB | 16A Miniature Circuit breaker FP S204M-C 2CDS274001R0164 ABB | ABBMCB | Nos |  | 16A Miniature Circuit breaker FP S204M-C 2CDS274001R0164 ABB |  | 0 | 0 | 1 | 1 | 1 | 0.0 | 0.0 | 0.0 | 0 |  |  | 0.0 | Electrical Components | 16A Miniature Circuit breaker FP S204M-C 2CDS274001R0164 ABB | 0 | 31-12-2099 | Material Transfer |  | 0.0 |  | 0 | 0 |  | 0 | 0 | 0 | 0 |  | 0 | Item Attribute | 1 | Nos | 0.0 | 0.0 | 0 | 0.0 | 0 | ABB | 2CDS274001R0164 | India |  |  | 0 | 0.0 |  | 0 | 0 |  | 0 | 0 | 0 | 0 |  |  | 0 | 0 | 0 |  | 0 | [5 empty] | 0 |  |  | 0 | [13 empty] | Nos | 1.0 | [10 empty] | Ringlus Electro Controls & Automation PVT LTD | [18 empty] | CGST - RNG | 9.0
[120 empty] | SGST - RNG | 9.0
| 20A Miniature Circuit breaker FP S204M-C 2CDS274001R0204 ABB | 20A Miniature Circuit breaker FP S204M-C 2CDS274001R0204 ABB | ABBMCB | Nos |  | 20A Miniature Circuit breaker FP S204M-C 2CDS274001R0204 ABB |  | 0 | 0 | 1 | 1 | 1 | 0.0 | 0.0 | 0.0 | 0 |  |  | 0.0 | Electrical Components | 20A Miniature Circuit breaker FP S204M-C 2CDS274001R0204 ABB | 0 | 31-12-2099 | Material Transfer |  | 0.0 |  | 0 | 0 |  | 0 | 0 | 0 | 0 |  | 0 | Item Attribute | 1 | Nos | 0.0 | 0.0 | 0 | 0.0 | 0 | ABB | 2CDS274001R0204 | India |  |  | 0 | 0.0 |  | 0 | 0 |  | 0 | 0 | 0 | 0 |  |  | 0 | 0 | 0 |  | 0 | [5 empty] | 0 |  |  | 0 | [13 empty] | Nos | 1.0 | [10 empty] | Ringlus Electro Controls & Automation PVT LTD | [18 empty] | CGST - RNG | 9.0
[120 empty] | SGST - RNG | 9.0
| 25A Miniature Circuit breaker FP S204M-C 2CDS274001R0254 ABB | 25A Miniature Circuit breaker FP S204M-C 2CDS274001R0254 ABB | ABBMCB | Nos |  | 25A Miniature Circuit breaker FP S204M-C 2CDS274001R0254 ABB |  | 0 | 0 | 1 | 1 | 1 | 0.0 | 0.0 | 0.0 | 0 |  |  | 0.0 | Electrical Components | 25A Miniature Circuit breaker FP S204M-C 2CDS274001R0254 ABB | 0 | 31-12-2099 | Material Transfer |  | 0.0 |  | 0 | 0 |  | 0 | 0 | 0 | 0 |  | 0 | Item Attribute | 1 | Nos | 0.0 | 0.0 | 0 | 0.0 | 0 | ABB | 2CDS274001R0254 | India |  |  | 0 | 0.0 |  | 0 | 0 |  | 0 | 0 | 0 | 0 |  |  | 0 | 0 | 0 |  | 0 | [5 empty] | 0 |  |  | 0 | [13 empty] | Nos | 1.0 | [10 empty] | Ringlus Electro Controls & Automation PVT LTD | [18 empty] | CGST - RNG | 9.0
[120 empty] | SGST - RNG | 9.0
| 32A Miniature Circuit breaker FP S204M-C 2CDS274001R0324 ABB | 32A Miniature Circuit breaker FP S204M-C 2CDS274001R0324 ABB | ABBMCB | Nos |  | 32A Miniature Circuit breaker FP S204M-C 2CDS274001R0324 ABB |  | 0 | 0 | 1 | 1 | 1 | 0.0 | 0.0 | 0.0 | 0 |  |  | 0.0 | Electrical Components | 32A Miniature Circuit breaker FP S204M-C 2CDS274001R0324 ABB | 0 | 31-12-2099 | Material Transfer |  | 0.0 |  | 0 | 0 |  | 0 | 0 | 0 | 0 |  | 0 | Item Attribute | 1 | Nos | 0.0 | 0.0 | 0 | 0.0 | 0 | ABB | 2CDS274001R0324 | India |  |  | 0 | 0.0 |  | 0 | 0 |  | 0 | 0 | 0 | 0 |  |  | 0 | 0 | 0 |  | 0 | [5 empty] | 0 |  |  | 0 | [13 empty] | Nos | 1.0 | [10 empty] | Ringlus Electro Controls & Automation PVT LTD | [18 empty] | CGST - RNG | 9.0
[120 empty] | SGST - RNG | 9.0
| 40A Miniature Circuit breaker FP S204M-C 2CDS274001R0404 ABB | 40A Miniature Circuit breaker FP S204M-C 2CDS274001R0404 ABB | ABBMCB | Nos |  | 40A Miniature Circuit breaker FP S204M-C 2CDS274001R0404 ABB |  | 0 | 0 | 1 | 1 | 1 | 0.0 | 0.0 | 0.0 | 0 |  |  | 0.0 | Electrical Components | 40A Miniature Circuit breaker FP S204M-C 2CDS274001R0404 ABB | 0 | 31-12-2099 | Material Transfer |  | 0.0 |  | 0 | 0 |  | 0 | 0 | 0 | 0 |  | 0 | Item Attribute | 1 | Nos | 0.0 | 0.0 | 0 | 0.0 | 0 | ABB | 2CDS274001R0404 | India |  |  | 0 | 0.0 |  | 0 | 0 |  | 0 | 0 | 0 | 0 |  |  | 0 | 0 | 0 |  | 0 | [5 empty] | 0 |  |  | 0 | [13 empty] | Nos | 1.0 | [10 empty] | Ringlus Electro Controls & Automation PVT LTD | [18 empty] | CGST - RNG | 9.0
[120 empty] | SGST - RNG | 9.0
| 50A Miniature Circuit breaker FP S204M-C 2CDS274001R0504 ABB | 50A Miniature Circuit breaker FP S204M-C 2CDS274001R0504 ABB | ABBMCB | Nos |  | 50A Miniature Circuit breaker FP S204M-C 2CDS274001R0504 ABB |  | 0 | 0 | 1 | 1 | 1 | 0.0 | 0.0 | 0.0 | 0 |  |  | 0.0 | Electrical Components | 50A Miniature Circuit breaker FP S204M-C 2CDS274001R0504 ABB | 0 | 31-12-2099 | Material Transfer |  | 0.0 |  | 0 | 0 |  | 0 | 0 | 0 | 0 |  | 0 | Item Attribute | 1 | Nos | 0.0 | 0.0 | 0 | 0.0 | 0 | ABB | 2CDS274001R0504 | India |  |  | 0 | 0.0 |  | 0 | 0 |  | 0 | 0 | 0 | 0 |  |  | 0 | 0 | 0 |  | 0 | [5 empty] | 0 |  |  | 0 | [13 empty] | Nos | 1.0 | [10 empty] | Ringlus Electro Controls & Automation PVT LTD | [18 empty] | CGST - RNG | 9.0
[120 empty] | SGST - RNG | 9.0
| 63A Miniature Circuit breaker FP S204M-C 2CDS274001R0634 ABB | 63A Miniature Circuit breaker FP S204M-C 2CDS274001R0634 ABB | ABBMCB | Nos |  | 63A Miniature Circuit breaker FP S204M-C 2CDS274001R0634 ABB |  | 0 | 0 | 1 | 1 | 1 | 0.0 | 0.0 | 0.0 | 0 |  |  | 0.0 | Electrical Components | 63A Miniature Circuit breaker FP S204M-C 2CDS274001R0634 ABB | 0 | 31-12-2099 | Material Transfer |  | 0.0 |  | 0 | 0 |  | 0 | 0 | 0 | 0 |  | 0 | Item Attribute | 1 | Nos | 0.0 | 0.0 | 0 | 0.0 | 0 | ABB | 2CDS274001R0634 | India |  |  | 0 | 0.0 |  | 0 | 0 |  | 0 | 0 | 0 | 0 |  |  | 0 | 0 | 0 |  | 0 | [5 empty] | 0 |  |  | 0 | [13 empty] | Nos | 1.0 | [10 empty] | Ringlus Electro Controls & Automation PVT LTD | [18 empty] | CGST - RNG | 9.0
[120 empty] | SGST - RNG | 9.0
| 80A Miniature Circuit breaker SP S201-C80 2CDS251001R0804 ABB | 80A Miniature Circuit breaker SP S201-C80 2CDS251001R0804 ABB | ABBMCB | Nos |  | 80A Miniature Circuit breaker SP S201-C80 2CDS251001R0804 ABB |  | 0 | 0 | 1 | 1 | 1 | 0.0 | 0.0 | 0.0 | 0 |  |  | 0.0 | Electrical Components | 80A Miniature Circuit breaker SP S201-C80 2CDS251001R0804 ABB | 0 | 31-12-2099 | Material Transfer |  | 0.0 |  | 0 | 0 |  | 0 | 0 | 0 | 0 |  | 0 | Item Attribute | 1 | Nos | 0.0 | 0.0 | 0 | 0.0 | 0 | ABB | 2CDS251001R0804 | India |  |  | 0 | 0.0 |  | 0 | 0 |  | 0 | 0 | 0 | 0 |  |  | 0 | 0 | 0 |  | 0 | [5 empty] | 0 |  |  | 0 | [13 empty] | Nos | 1.0 | [10 empty] | Ringlus Electro Controls & Automation PVT LTD | [18 empty] | CGST - RNG | 9.0
[120 empty] | SGST - RNG | 9.0
| 100A Miniature Circuit breaker SP S201-C100 2CDS251001R0824 ABB | 100A Miniature Circuit breaker SP S201-C100 2CDS251001R0824 ABB | ABBMCB | Nos |  | 100A Miniature Circuit breaker SP S201-C100 2CDS251001R0824 ABB |  | 0 | 0 | 1 | 1 | 1 | 0.0 | 0.0 | 0.0 | 0 |  |  | 0.0 | Electrical Components | 100A Miniature Circuit breaker SP S201-C100 2CDS251001R0824 ABB | 0 | 31-12-2099 | Material Transfer |  | 0.0 |  | 0 | 0 |  | 0 | 0 | 0 | 0 |  | 0 | Item Attribute | 1 | Nos | 0.0 | 0.0 | 0 | 0.0 | 0 | ABB | 2CDS251001R0824 | India |  |  | 0 | 0.0 |  | 0 | 0 |  | 0 | 0 | 0 | 0 |  |  | 0 | 0 | 0 |  | 0 | [5 empty] | 0 |  |  | 0 | [13 empty] | Nos | 1.0 | [10 empty] | Ringlus Electro Controls & Automation PVT LTD | [18 empty] | CGST - RNG | 9.0
[120 empty] | SGST - RNG | 9.0
| 80A Miniature Circuit breaker SPN S201-C80 2CDS251101R0804 ABB | 80A Miniature Circuit breaker SPN S201-C80 2CDS251101R0804 ABB | ABBMCB | Nos |  | 80A Miniature Circuit breaker SPN S201-C80 2CDS251101R0804 ABB |  | 0 | 0 | 1 | 1 | 1 | 0.0 | 0.0 | 0.0 | 0 |  |  | 0.0 | Electrical Components | 80A Miniature Circuit breaker SPN S201-C80 2CDS251101R0804 ABB | 0 | 31-12-2099 | Material Transfer |  | 0.0 |  | 0 | 0 |  | 0 | 0 | 0 | 0 |  | 0 | Item Attribute | 1 | Nos | 0.0 | 0.0 | 0 | 0.0 | 0 | ABB | 2CDS251101R0804 | India |  |  | 0 | 0.0 |  | 0 | 0 |  | 0 | 0 | 0 | 0 |  |  | 0 | 0 | 0 |  | 0 | [5 empty] | 0 |  |  | 0 | [13 empty] | Nos | 1.0 | [10 empty] | Ringlus Electro Controls & Automation PVT LTD | [18 empty] | CGST - RNG | 9.0
[120 empty] | SGST - RNG | 9.0
| 100A Miniature Circuit breaker SPN S201-C100 2CDS251101R0824 ABB | 100A Miniature Circuit breaker SPN S201-C100 2CDS251101R0824 ABB | ABBMCB | Nos |  | 100A Miniature Circuit breaker SPN S201-C100 2CDS251101R0824 ABB |  | 0 | 0 | 1 | 1 | 1 | 0.0 | 0.0 | 0.0 | 0 |  |  | 0.0 | Electrical Components | 100A Miniature Circuit breaker SPN S201-C100 2CDS251101R0824 ABB | 0 | 31-12-2099 | Material Transfer |  | 0.0 |  | 0 | 0 |  | 0 | 0 | 0 | 0 |  | 0 | Item Attribute | 1 | Nos | 0.0 | 0.0 | 0 | 0.0 | 0 | ABB | 2CDS251101R0824 | India |  |  | 0 | 0.0 |  | 0 | 0 |  | 0 | 0 | 0 | 0 |  |  | 0 | 0 | 0 |  | 0 | [5 empty] | 0 |  |  | 0 | [13 empty] | Nos | 1.0 | [10 empty] | Ringlus Electro Controls & Automation PVT LTD | [18 empty] | CGST - RNG | 9.0
[120 empty] | SGST - RNG | 9.0
| 80A Miniature Circuit breaker DP S202-C80 2CDS252001R0804 ABB | 80A Miniature Circuit breaker DP S202-C80 2CDS252001R0804 ABB | ABBMCB | Nos |  | 80A Miniature Circuit breaker DP S202-C80 2CDS252001R0804 ABB |  | 0 | 0 | 1 | 1 | 1 | 0.0 | 0.0 | 0.0 | 0 |  |  | 0.0 | Electrical Components | 80A Miniature Circuit breaker DP S202-C80 2CDS252001R0804 ABB | 0 | 31-12-2099 | Material Transfer |  | 0.0 |  | 0 | 0 |  | 0 | 0 | 0 | 0 |  | 0 | Item Attribute | 1 | Nos | 0.0 | 0.0 | 0 | 0.0 | 0 | ABB | 2CDS252001R0804 | India |  |  | 0 | 0.0 |  | 0 | 0 |  | 0 | 0 | 0 | 0 |  |  | 0 | 0 | 0 |  | 0 | [5 empty] | 0 |  |  | 0 | [13 empty] | Nos | 1.0 | [10 empty] | Ringlus Electro Controls & Automation PVT LTD | [18 empty] | CGST - RNG | 9.0
[120 empty] | SGST - RNG | 9.0
| 100A Miniature Circuit breaker DP S202-C100 2CDS252001R0824 ABB | 100A Miniature Circuit breaker DP S202-C100 2CDS252001R0824 ABB | ABBMCB | Nos |  | 100A Miniature Circuit breaker DP S202-C100 2CDS252001R0824 ABB |  | 0 | 0 | 1 | 1 | 1 | 0.0 | 0.0 | 0.0 | 0 |  |  | 0.0 | Electrical Components | 100A Miniature Circuit breaker DP S202-C100 2CDS252001R0824 ABB | 0 | 31-12-2099 | Material Transfer |  | 0.0 |  | 0 | 0 |  | 0 | 0 | 0 | 0 |  | 0 | Item Attribute | 1 | Nos | 0.0 | 0.0 | 0 | 0.0 | 0 | ABB | 2CDS252001R0824 | India |  |  | 0 | 0.0 |  | 0 | 0 |  | 0 | 0 | 0 | 0 |  |  | 0 | 0 | 0 |  | 0 | [5 empty] | 0 |  |  | 0 | [13 empty] | Nos | 1.0 | [10 empty] | Ringlus Electro Controls & Automation PVT LTD | [18 empty] | CGST - RNG | 9.0
[120 empty] | SGST - RNG | 9.0
| 80A Miniature Circuit breaker TP S203-C80 2CDS253001R0804 ABB | 80A Miniature Circuit breaker TP S203-C80 2CDS253001R0804 ABB | ABBMCB | Nos |  | 80A Miniature Circuit breaker TP S203-C80 2CDS253001R0804 ABB |  | 0 | 0 | 1 | 1 | 1 | 0.0 | 0.0 | 0.0 | 0 |  |  | 0.0 | Electrical Components | 80A Miniature Circuit breaker TP S203-C80 2CDS253001R0804 ABB | 0 | 31-12-2099 | Material Transfer |  | 0.0 |  | 0 | 0 |  | 0 | 0 | 0 | 0 |  | 0 | Item Attribute | 1 | Nos | 0.0 | 0.0 | 0 | 0.0 | 0 | ABB | 2CDS253001R0804 | India |  |  | 0 | 0.0 |  | 0 | 0 |  | 0 | 0 | 0 | 0 |  |  | 0 | 0 | 0 |  | 0 | [5 empty] | 0 |  |  | 0 | [13 empty] | Nos | 1.0 | [10 empty] | Ringlus Electro Controls & Automation PVT LTD | [18 empty] | CGST - RNG | 9.0
[120 empty] | SGST - RNG | 9.0
| 100A Miniature Circuit breaker TP S203-C100 2CDS253001R0824 ABB | 100A Miniature Circuit breaker TP S203-C100 2CDS253001R0824 ABB | ABBMCB | Nos |  | 100A Miniature Circuit breaker TP S203-C100 2CDS253001R0824 ABB |  | 0 | 0 | 1 | 1 | 1 | 0.0 | 0.0 | 0.0 | 0 |  |  | 0.0 | Electrical Components | 100A Miniature Circuit breaker TP S203-C100 2CDS253001R0824 ABB | 0 | 31-12-2099 | Material Transfer |  | 0.0 |  | 0 | 0 |  | 0 | 0 | 0 | 0 |  | 0 | Item Attribute | 1 | Nos | 0.0 | 0.0 | 0 | 0.0 | 0 | ABB | 2CDS253001R0824 | India |  |  | 0 | 0.0 |  | 0 | 0 |  | 0 | 0 | 0 | 0 |  |  | 0 | 0 | 0 |  | 0 | [5 empty] | 0 |  |  | 0 | [13 empty] | Nos | 1.0 | [10 empty] | Ringlus Electro Controls & Automation PVT LTD | [18 empty] | CGST - RNG | 9.0
[120 empty] | SGST - RNG | 9.0
| 80A Miniature Circuit breaker TPN S203-C80NA 2CDS253103R0804 ABB | 80A Miniature Circuit breaker TPN S203-C80NA 2CDS253103R0804 ABB | ABBMCB | Nos |  | 80A Miniature Circuit breaker TPN S203-C80NA 2CDS253103R0804 ABB |  | 0 | 0 | 1 | 1 | 1 | 0.0 | 0.0 | 0.0 | 0 |  |  | 0.0 | Electrical Components | 80A Miniature Circuit breaker TPN S203-C80NA 2CDS253103R0804 ABB | 0 | 31-12-2099 | Material Transfer |  | 0.0 |  | 0 | 0 |  | 0 | 0 | 0 | 0 |  | 0 | Item Attribute | 1 | Nos | 0.0 | 0.0 | 0 | 0.0 | 0 | ABB | 2CDS253103R0804 | India |  |  | 0 | 0.0 |  | 0 | 0 |  | 0 | 0 | 0 | 0 |  |  | 0 | 0 | 0 |  | 0 | [5 empty] | 0 |  |  | 0 | [13 empty] | Nos | 1.0 | [10 empty] | Ringlus Electro Controls & Automation PVT LTD | [18 empty] | CGST - RNG | 9.0
[120 empty] | SGST - RNG | 9.0
| 100A Miniature Circuit breaker TPN S203-C100NA 2CDS253103R0824 ABB | 100A Miniature Circuit breaker TPN S203-C100NA 2CDS253103R0824 ABB | ABBMCB | Nos |  | 100A Miniature Circuit breaker TPN S203-C100NA 2CDS253103R0824 ABB |  | 0 | 0 | 1 | 1 | 1 | 0.0 | 0.0 | 0.0 | 0 |  |  | 0.0 | Electrical Components | 100A Miniature Circuit breaker TPN S203-C100NA 2CDS253103R0824 ABB | 0 | 31-12-2099 | Material Transfer |  | 0.0 |  | 0 | 0 |  | 0 | 0 | 0 | 0 |  | 0 | Item Attribute | 1 | Nos | 0.0 | 0.0 | 0 | 0.0 | 0 | ABB | 2CDS253103R0824 | India |  |  | 0 | 0.0 |  | 0 | 0 |  | 0 | 0 | 0 | 0 |  |  | 0 | 0 | 0 |  | 0 | [5 empty] | 0 |  |  | 0 | [13 empty] | Nos | 1.0 | [10 empty] | Ringlus Electro Controls & Automation PVT LTD | [18 empty] | CGST - RNG | 9.0
[120 empty] | SGST - RNG | 9.0
| 80A Miniature Circuit breaker FP S203-C80NA 2CDS254001R0804 ABB | 80A Miniature Circuit breaker FP S203-C80NA 2CDS254001R0804 ABB | ABBMCB | Nos |  | 80A Miniature Circuit breaker FP S203-C80NA 2CDS254001R0804 ABB |  | 0 | 0 | 1 | 1 | 1 | 0.0 | 0.0 | 0.0 | 0 |  |  | 0.0 | Electrical Components | 80A Miniature Circuit breaker FP S203-C80NA 2CDS254001R0804 ABB | 0 | 31-12-2099 | Material Transfer |  | 0.0 |  | 0 | 0 |  | 0 | 0 | 0 | 0 |  | 0 | Item Attribute | 1 | Nos | 0.0 | 0.0 | 0 | 0.0 | 0 | ABB | 2CDS254001R0804 | India |  |  | 0 | 0.0 |  | 0 | 0 |  | 0 | 0 | 0 | 0 |  |  | 0 | 0 | 0 |  | 0 | [5 empty] | 0 |  |  | 0 | [13 empty] | Nos | 1.0 | [10 empty] | Ringlus Electro Controls & Automation PVT LTD | [18 empty] | CGST - RNG | 9.0
[120 empty] | SGST - RNG | 9.0
| 100A Miniature Circuit breaker FP S203-C100NA 2CDS254001R0824 ABB | 100A Miniature Circuit breaker FP S203-C100NA 2CDS254001R0824 ABB | ABBMCB | Nos |  | 100A Miniature Circuit breaker FP S203-C100NA 2CDS254001R0824 ABB |  | 0 | 0 | 1 | 1 | 1 | 0.0 | 0.0 | 0.0 | 0 |  |  | 0.0 | Electrical Components | 100A Miniature Circuit breaker FP S203-C100NA 2CDS254001R0824 ABB | 0 | 31-12-2099 | Material Transfer |  | 0.0 |  | 0 | 0 |  | 0 | 0 | 0 | 0 |  | 0 | Item Attribute | 1 | Nos | 0.0 | 0.0 | 0 | 0.0 | 0 | ABB | 2CDS254001R0824 | India |  |  | 0 | 0.0 |  | 0 | 0 |  | 0 | 0 | 0 | 0 |  |  | 0 | 0 | 0 |  | 0 | [5 empty] | 0 |  |  | 0 | [13 empty] | Nos | 1.0 | [10 empty] | Ringlus Electro Controls & Automation PVT LTD | [18 empty] | CGST - RNG | 9.0
[120 empty] | SGST - RNG | 9.0
| 25A MCB Isolator DP SHD202/25 1SYD272111R0025 ABB | 25A MCB Isolator DP SHD202/25 1SYD272111R0025 ABB | ABBMCB | Nos |  | 25A MCB Isolator DP SHD202/25 1SYD272111R0025 ABB |  | 0 | 0 | 1 | 1 | 1 | 0.0 | 0.0 | 0.0 | 0 |  |  | 0.0 | Electrical Components | 25A MCB Isolator DP SHD202/25 1SYD272111R0025 ABB | 0 | 31-12-2099 | Material Transfer |  | 0.0 |  | 0 | 0 |  | 0 | 0 | 0 | 0 |  | 0 | Item Attribute | 1 | Nos | 0.0 | 0.0 | 0 | 0.0 | 0 | ABB | 1SYD272111R0025 | India |  |  | 0 | 0.0 |  | 0 | 0 |  | 0 | 0 | 0 | 0 |  |  | 0 | 0 | 0 |  | 0 | [5 empty] | 0 |  |  | 0 | [13 empty] | Nos | 1.0 | [10 empty] | Ringlus Electro Controls & Automation PVT LTD | [18 empty] | CGST - RNG | 9.0
[120 empty] | SGST - RNG | 9.0
| 40A MCB Isolator DP SHD202/40 1SYD272111R0040 ABB | 40A MCB Isolator DP SHD202/40 1SYD272111R0040 ABB | ABBMCB | Nos |  | 40A MCB Isolator DP SHD202/40 1SYD272111R0040 ABB |  | 0 | 0 | 1 | 1 | 1 | 0.0 | 0.0 | 0.0 | 0 |  |  | 0.0 | Electrical Components | 40A MCB Isolator DP SHD202/40 1SYD272111R0040 ABB | 0 | 31-12-2099 | Material Transfer |  | 0.0 |  | 0 | 0 |  | 0 | 0 | 0 | 0 |  | 0 | Item Attribute | 1 | Nos | 0.0 | 0.0 | 0 | 0.0 | 0 | ABB | 1SYD272111R0040 | India |  |  | 0 | 0.0 |  | 0 | 0 |  | 0 | 0 | 0 | 0 |  |  | 0 | 0 | 0 |  | 0 | [5 empty] | 0 |  |  | 0 | [13 empty] | Nos | 1.0 | [10 empty] | Ringlus Electro Controls & Automation PVT LTD | [18 empty] | CGST - RNG | 9.0
[120 empty] | SGST - RNG | 9.0
| 63A MCB Isolator DP SHD202/63 1SYD272111R0063 ABB | 63A MCB Isolator DP SHD202/63 1SYD272111R0063 ABB | ABBMCB | Nos |  | 63A MCB Isolator DP SHD202/63 1SYD272111R0063 ABB |  | 0 | 0 | 1 | 1 | 1 | 0.0 | 0.0 | 0.0 | 0 |  |  | 0.0 | Electrical Components | 63A MCB Isolator DP SHD202/63 1SYD272111R0063 ABB | 0 | 31-12-2099 | Material Transfer |  | 0.0 |  | 0 | 0 |  | 0 | 0 | 0 | 0 |  | 0 | Item Attribute | 1 | Nos | 0.0 | 0.0 | 0 | 0.0 | 0 | ABB | 1SYD272111R0063 | India |  |  | 0 | 0.0 |  | 0 | 0 |  | 0 | 0 | 0 | 0 |  |  | 0 | 0 | 0 |  | 0 | [5 empty] | 0 |  |  | 0 | [13 empty] | Nos | 1.0 | [10 empty] | Ringlus Electro Controls & Automation PVT LTD | [18 empty] | CGST - RNG | 9.0
[120 empty] | SGST - RNG | 9.0
| 25A MCB Isolator TP SHD203/25 1SYD273111R0025 ABB | 25A MCB Isolator TP SHD203/25 1SYD273111R0025 ABB | ABBMCB | Nos |  | 25A MCB Isolator TP SHD203/25 1SYD273111R0025 ABB |  | 0 | 0 | 1 | 1 | 1 | 0.0 | 0.0 | 0.0 | 0 |  |  | 0.0 | Electrical Components | 25A MCB Isolator TP SHD203/25 1SYD273111R0025 ABB | 0 | 31-12-2099 | Material Transfer |  | 0.0 |  | 0 | 0 |  | 0 | 0 | 0 | 0 |  | 0 | Item Attribute | 1 | Nos | 0.0 | 0.0 | 0 | 0.0 | 0 | ABB | 1SYD273111R0025 | India |  |  | 0 | 0.0 |  | 0 | 0 |  | 0 | 0 | 0 | 0 |  |  | 0 | 0 | 0 |  | 0 | [5 empty] | 0 |  |  | 0 | [13 empty] | Nos | 1.0 | [10 empty] | Ringlus Electro Controls & Automation PVT LTD | [18 empty] | CGST - RNG | 9.0
[120 empty] | SGST - RNG | 9.0
| 40A MCB Isolator TP SHD203/40 1SYD273111R0040 ABB | 40A MCB Isolator TP SHD203/40 1SYD273111R0040 ABB | ABBMCB | Nos |  | 40A MCB Isolator TP SHD203/40 1SYD273111R0040 ABB |  | 0 | 0 | 1 | 1 | 1 | 0.0 | 0.0 | 0.0 | 0 |  |  | 0.0 | Electrical Components | 40A MCB Isolator TP SHD203/40 1SYD273111R0040 ABB | 0 | 31-12-2099 | Material Transfer |  | 0.0 |  | 0 | 0 |  | 0 | 0 | 0 | 0 |  | 0 | Item Attribute | 1 | Nos | 0.0 | 0.0 | 0 | 0.0 | 0 | ABB | 1SYD273111R0040 | India |  |  | 0 | 0.0 |  | 0 | 0 |  | 0 | 0 | 0 | 0 |  |  | 0 | 0 | 0 |  | 0 | [5 empty] | 0 |  |  | 0 | [13 empty] | Nos | 1.0 | [10 empty] | Ringlus Electro Controls & Automation PVT LTD | [18 empty] | CGST - RNG | 9.0
[120 empty] | SGST - RNG | 9.0
| 63A MCB Isolator TP SHD203/63 1SYD273111R0063 ABB | 63A MCB Isolator TP SHD203/63 1SYD273111R0063 ABB | ABBMCB | Nos |  | 63A MCB Isolator TP SHD203/63 1SYD273111R0063 ABB |  | 0 | 0 | 1 | 1 | 1 | 0.0 | 0.0 | 0.0 | 0 |  |  | 0.0 | Electrical Components | 63A MCB Isolator TP SHD203/63 1SYD273111R0063 ABB | 0 | 31-12-2099 | Material Transfer |  | 0.0 |  | 0 | 0 |  | 0 | 0 | 0 | 0 |  | 0 | Item Attribute | 1 | Nos | 0.0 | 0.0 | 0 | 0.0 | 0 | ABB | 1SYD273111R0063 | India |  |  | 0 | 0.0 |  | 0 | 0 |  | 0 | 0 | 0 | 0 |  |  | 0 | 0 | 0 |  | 0 | [5 empty] | 0 |  |  | 0 | [13 empty] | Nos | 1.0 | [10 empty] | Ringlus Electro Controls & Automation PVT LTD | [18 empty] | CGST - RNG | 9.0
[120 empty] | SGST - RNG | 9.0
| 25A MCB Isolator FP SHD204/25 1SYD274111R0025 ABB | 25A MCB Isolator FP SHD204/25 1SYD274111R0025 ABB | ABBMCB | Nos |  | 25A MCB Isolator FP SHD204/25 1SYD274111R0025 ABB |  | 0 | 0 | 1 | 1 | 1 | 0.0 | 0.0 | 0.0 | 0 |  |  | 0.0 | Electrical Components | 25A MCB Isolator FP SHD204/25 1SYD274111R0025 ABB | 0 | 31-12-2099 | Material Transfer |  | 0.0 |  | 0 | 0 |  | 0 | 0 | 0 | 0 |  | 0 | Item Attribute | 1 | Nos | 0.0 | 0.0 | 0 | 0.0 | 0 | ABB | 1SYD274111R0025 | India |  |  | 0 | 0.0 |  | 0 | 0 |  | 0 | 0 | 0 | 0 |  |  | 0 | 0 | 0 |  | 0 | [5 empty] | 0 |  |  | 0 | [13 empty] | Nos | 1.0 | [10 empty] | Ringlus Electro Controls & Automation PVT LTD | [18 empty] | CGST - RNG | 9.0
[120 empty] | SGST - RNG | 9.0
| 40A MCB Isolator FP SHD204/40 1SYD274111R0040 ABB | 40A MCB Isolator FP SHD204/40 1SYD274111R0040 ABB | ABBMCB | Nos |  | 40A MCB Isolator FP SHD204/40 1SYD274111R0040 ABB |  | 0 | 0 | 1 | 1 | 1 | 0.0 | 0.0 | 0.0 | 0 |  |  | 0.0 | Electrical Components | 40A MCB Isolator FP SHD204/40 1SYD274111R0040 ABB | 0 | 31-12-2099 | Material Transfer |  | 0.0 |  | 0 | 0 |  | 0 | 0 | 0 | 0 |  | 0 | Item Attribute | 1 | Nos | 0.0 | 0.0 | 0 | 0.0 | 0 | ABB | 1SYD274111R0040 | India |  |  | 0 | 0.0 |  | 0 | 0 |  | 0 | 0 | 0 | 0 |  |  | 0 | 0 | 0 |  | 0 | [5 empty] | 0 |  |  | 0 | [13 empty] | Nos | 1.0 | [10 empty] | Ringlus Electro Controls & Automation PVT LTD | [18 empty] | CGST - RNG | 9.0
[120 empty] | SGST - RNG | 9.0
| 63A MCB Isolator FP SHD204/63 1SYD274111R0063 ABB | 63A MCB Isolator FP SHD204/63 1SYD274111R0063 ABB | ABBMCB | Nos |  | 63A MCB Isolator FP SHD204/63 1SYD274111R0063 ABB |  | 0 | 0 | 1 | 1 | 1 | 0.0 | 0.0 | 0.0 | 0 |  |  | 0.0 | Electrical Components | 63A MCB Isolator FP SHD204/63 1SYD274111R0063 ABB | 0 | 31-12-2099 | Material Transfer |  | 0.0 |  | 0 | 0 |  | 0 | 0 | 0 | 0 |  | 0 | Item Attribute | 1 | Nos | 0.0 | 0.0 | 0 | 0.0 | 0 | ABB | 1SYD274111R0063 | India |  |  | 0 | 0.0 |  | 0 | 0 |  | 0 | 0 | 0 | 0 |  |  | 0 | 0 | 0 |  | 0 | [5 empty] | 0 |  |  | 0 | [13 empty] | Nos | 1.0 | [10 empty] | Ringlus Electro Controls & Automation PVT LTD | [18 empty] | CGST - RNG | 9.0
[120 empty] | SGST - RNG | 9.0
| 25A 30mA RCCB F202 AC-25/0,03 1SYF202005R1250 ABB | 25A 30mA RCCB F202 AC-25/0,03 1SYF202005R1250 ABB | ABBMCB | Nos |  | 25A 30mA RCCB F202 AC-25/0,03 1SYF202005R1250 ABB |  | 0 | 0 | 1 | 1 | 1 | 0.0 | 0.0 | 0.0 | 0 |  |  | 0.0 | Electrical Components | 25A 30mA RCCB F202 AC-25/0,03 1SYF202005R1250 ABB | 0 | 31-12-2099 | Material Transfer |  | 0.0 |  | 0 | 0 |  | 0 | 0 | 0 | 0 |  | 0 | Item Attribute | 1 | Nos | 0.0 | 0.0 | 0 | 0.0 | 0 | ABB | 1SYF202005R1250 | India |  |  | 0 | 0.0 |  | 0 | 0 |  | 0 | 0 | 0 | 0 |  |  | 0 | 0 | 0 |  | 0 | [5 empty] | 0 |  |  | 0 | [13 empty] | Nos | 1.0 | [10 empty] | Ringlus Electro Controls & Automation PVT LTD | [18 empty] | CGST - RNG | 9.0
[120 empty] | SGST - RNG | 9.0
| 25A 100mA RCCB F202 AC-25/0,1 1SYF202005R2250 ABB | 25A 100mA RCCB F202 AC-25/0,1 1SYF202005R2250 ABB | ABBMCB | Nos |  | 25A 100mA RCCB F202 AC-25/0,1 1SYF202005R2250 ABB |  | 0 | 0 | 1 | 1 | 1 | 0.0 | 0.0 | 0.0 | 0 |  |  | 0.0 | Electrical Components | 25A 100mA RCCB F202 AC-25/0,1 1SYF202005R2250 ABB | 0 | 31-12-2099 | Material Transfer |  | 0.0 |  | 0 | 0 |  | 0 | 0 | 0 | 0 |  | 0 | Item Attribute | 1 | Nos | 0.0 | 0.0 | 0 | 0.0 | 0 | ABB | 1SYF202005R2250 | India |  |  | 0 | 0.0 |  | 0 | 0 |  | 0 | 0 | 0 | 0 |  |  | 0 | 0 | 0 |  | 0 | [5 empty] | 0 |  |  | 0 | [13 empty] | Nos | 1.0 | [10 empty] | Ringlus Electro Controls & Automation PVT LTD | [18 empty] | CGST - RNG | 9.0
[120 empty] | SGST - RNG | 9.0
| 25A 300mA RCCB F202 AC-25/0,3 1SYF202005R3250 ABB | 25A 300mA RCCB F202 AC-25/0,3 1SYF202005R3250 ABB | ABBMCB | Nos |  | 25A 300mA RCCB F202 AC-25/0,3 1SYF202005R3250 ABB |  | 0 | 0 | 1 | 1 | 1 | 0.0 | 0.0 | 0.0 | 0 |  |  | 0.0 | Electrical Components | 25A 300mA RCCB F202 AC-25/0,3 1SYF202005R3250 ABB | 0 | 31-12-2099 | Material Transfer |  | 0.0 |  | 0 | 0 |  | 0 | 0 | 0 | 0 |  | 0 | Item Attribute | 1 | Nos | 0.0 | 0.0 | 0 | 0.0 | 0 | ABB | 1SYF202005R3250 | India |  |  | 0 | 0.0 |  | 0 | 0 |  | 0 | 0 | 0 | 0 |  |  | 0 | 0 | 0 |  | 0 | [5 empty] | 0 |  |  | 0 | [13 empty] | Nos | 1.0 | [10 empty] | Ringlus Electro Controls & Automation PVT LTD | [18 empty] | CGST - RNG | 9.0
[120 empty] | SGST - RNG | 9.0
| 40A 30mA RCCB F202 AC-40/0,03 1SYF202005R1400 ABB | 40A 30mA RCCB F202 AC-40/0,03 1SYF202005R1400 ABB | ABBMCB | Nos |  | 40A 30mA RCCB F202 AC-40/0,03 1SYF202005R1400 ABB |  | 0 | 0 | 1 | 1 | 1 | 0.0 | 0.0 | 0.0 | 0 |  |  | 0.0 | Electrical Components | 40A 30mA RCCB F202 AC-40/0,03 1SYF202005R1400 ABB | 0 | 31-12-2099 | Material Transfer |  | 0.0 |  | 0 | 0 |  | 0 | 0 | 0 | 0 |  | 0 | Item Attribute | 1 | Nos | 0.0 | 0.0 | 0 | 0.0 | 0 | ABB | 1SYF202005R1400 | India |  |  | 0 | 0.0 |  | 0 | 0 |  | 0 | 0 | 0 | 0 |  |  | 0 | 0 | 0 |  | 0 | [5 empty] | 0 |  |  | 0 | [13 empty] | Nos | 1.0 | [10 empty] | Ringlus Electro Controls & Automation PVT LTD | [18 empty] | CGST - RNG | 9.0
[120 empty] | SGST - RNG | 9.0
| 40A 100mA RCCB F202 AC-40/0,1 1SYF202005R2400 ABB | 40A 100mA RCCB F202 AC-40/0,1 1SYF202005R2400 ABB | ABBMCB | Nos |  | 40A 100mA RCCB F202 AC-40/0,1 1SYF202005R2400 ABB |  | 0 | 0 | 1 | 1 | 1 | 0.0 | 0.0 | 0.0 | 0 |  |  | 0.0 | Electrical Components | 40A 100mA RCCB F202 AC-40/0,1 1SYF202005R2400 ABB | 0 | 31-12-2099 | Material Transfer |  | 0.0 |  | 0 | 0 |  | 0 | 0 | 0 | 0 |  | 0 | Item Attribute | 1 | Nos | 0.0 | 0.0 | 0 | 0.0 | 0 | ABB | 1SYF202005R2400 | India |  |  | 0 | 0.0 |  | 0 | 0 |  | 0 | 0 | 0 | 0 |  |  | 0 | 0 | 0 |  | 0 | [5 empty] | 0 |  |  | 0 | [13 empty] | Nos | 1.0 | [10 empty] | Ringlus Electro Controls & Automation PVT LTD | [18 empty] | CGST - RNG | 9.0
[120 empty] | SGST - RNG | 9.0
| 40A 300mA RCCB F202 AC-40/0,3 1SYF202005R3400 ABB | 40A 300mA RCCB F202 AC-40/0,3 1SYF202005R3400 ABB | ABBMCB | Nos |  | 40A 300mA RCCB F202 AC-40/0,3 1SYF202005R3400 ABB |  | 0 | 0 | 1 | 1 | 1 | 0.0 | 0.0 | 0.0 | 0 |  |  | 0.0 | Electrical Components | 40A 300mA RCCB F202 AC-40/0,3 1SYF202005R3400 ABB | 0 | 31-12-2099 | Material Transfer |  | 0.0 |  | 0 | 0 |  | 0 | 0 | 0 | 0 |  | 0 | Item Attribute | 1 | Nos | 0.0 | 0.0 | 0 | 0.0 | 0 | ABB | 1SYF202005R3400 | India |  |  | 0 | 0.0 |  | 0 | 0 |  | 0 | 0 | 0 | 0 |  |  | 0 | 0 | 0 |  | 0 | [5 empty] | 0 |  |  | 0 | [13 empty] | Nos | 1.0 | [10 empty] | Ringlus Electro Controls & Automation PVT LTD | [18 empty] | CGST - RNG | 9.0
[120 empty] | SGST - RNG | 9.0
| 63A 30mA RCCB F202 AC-63/0,03 1SYF202005R1630 ABB | 63A 30mA RCCB F202 AC-63/0,03 1SYF202005R1630 ABB | ABBMCB | Nos |  | 63A 30mA RCCB F202 AC-63/0,03 1SYF202005R1630 ABB |  | 0 | 0 | 1 | 1 | 1 | 0.0 | 0.0 | 0.0 | 0 |  |  | 0.0 | Electrical Components | 63A 30mA RCCB F202 AC-63/0,03 1SYF202005R1630 ABB | 0 | 31-12-2099 | Material Transfer |  | 0.0 |  | 0 | 0 |  | 0 | 0 | 0 | 0 |  | 0 | Item Attribute | 1 | Nos | 0.0 | 0.0 | 0 | 0.0 | 0 | ABB | 1SYF202005R1630 | India |  |  | 0 | 0.0 |  | 0 | 0 |  | 0 | 0 | 0 | 0 |  |  | 0 | 0 | 0 |  | 0 | [5 empty] | 0 |  |  | 0 | [13 empty] | Nos | 1.0 | [10 empty] | Ringlus Electro Controls & Automation PVT LTD | [18 empty] | CGST - RNG | 9.0
[120 empty] | SGST - RNG | 9.0
| 63A 100mA RCCB F202 AC-63/0,1 1SYF202005R2630 ABB | 63A 100mA RCCB F202 AC-63/0,1 1SYF202005R2630 ABB | ABBMCB | Nos |  | 63A 100mA RCCB F202 AC-63/0,1 1SYF202005R2630 ABB |  | 0 | 0 | 1 | 1 | 1 | 0.0 | 0.0 | 0.0 | 0 |  |  | 0.0 | Electrical Components | 63A 100mA RCCB F202 AC-63/0,1 1SYF202005R2630 ABB | 0 | 31-12-2099 | Material Transfer |  | 0.0 |  | 0 | 0 |  | 0 | 0 | 0 | 0 |  | 0 | Item Attribute | 1 | Nos | 0.0 | 0.0 | 0 | 0.0 | 0 | ABB | 1SYF202005R2630 | India |  |  | 0 | 0.0 |  | 0 | 0 |  | 0 | 0 | 0 | 0 |  |  | 0 | 0 | 0 |  | 0 | [5 empty] | 0 |  |  | 0 | [13 empty] | Nos | 1.0 | [10 empty] | Ringlus Electro Controls & Automation PVT LTD | [18 empty] | CGST - RNG | 9.0
[120 empty] | SGST - RNG | 9.0
| 63A 300mA RCCB F202 AC-63/0,3 1SYF202005R3630 ABB | 63A 300mA RCCB F202 AC-63/0,3 1SYF202005R3630 ABB | ABBMCB | Nos |  | 63A 300mA RCCB F202 AC-63/0,3 1SYF202005R3630 ABB |  | 0 | 0 | 1 | 1 | 1 | 0.0 | 0.0 | 0.0 | 0 |  |  | 0.0 | Electrical Components | 63A 300mA RCCB F202 AC-63/0,3 1SYF202005R3630 ABB | 0 | 31-12-2099 | Material Transfer |  | 0.0 |  | 0 | 0 |  | 0 | 0 | 0 | 0 |  | 0 | Item Attribute | 1 | Nos | 0.0 | 0.0 | 0 | 0.0 | 0 | ABB | 1SYF202005R3630 | India |  |  | 0 | 0.0 |  | 0 | 0 |  | 0 | 0 | 0 | 0 |  |  | 0 | 0 | 0 |  | 0 | [5 empty] | 0 |  |  | 0 | [13 empty] | Nos | 1.0 | [10 empty] | Ringlus Electro Controls & Automation PVT LTD | [18 empty] | CGST - RNG | 9.0
[120 empty] | SGST - RNG | 9.0
| 80A 30mA RCCB F202 AC-80/0,03 2CSF202005R1800 ABB | 80A 30mA RCCB F202 AC-80/0,03 2CSF202005R1800 ABB | ABBMCB | Nos |  | 80A 30mA RCCB F202 AC-80/0,03 2CSF202005R1800 ABB |  | 0 | 0 | 1 | 1 | 1 | 0.0 | 0.0 | 0.0 | 0 |  |  | 0.0 | Electrical Components | 80A 30mA RCCB F202 AC-80/0,03 2CSF202005R1800 ABB | 0 | 31-12-2099 | Material Transfer |  | 0.0 |  | 0 | 0 |  | 0 | 0 | 0 | 0 |  | 0 | Item Attribute | 1 | Nos | 0.0 | 0.0 | 0 | 0.0 | 0 | ABB | 2CSF202005R1800 | India |  |  | 0 | 0.0 |  | 0 | 0 |  | 0 | 0 | 0 | 0 |  |  | 0 | 0 | 0 |  | 0 | [5 empty] | 0 |  |  | 0 | [13 empty] | Nos | 1.0 | [10 empty] | Ringlus Electro Controls & Automation PVT LTD | [18 empty] | CGST - RNG | 9.0
[120 empty] | SGST - RNG | 9.0
| 80A 100mA RCCB F202 AC-80/0,1 2CSF202005R2800 ABB | 80A 100mA RCCB F202 AC-80/0,1 2CSF202005R2800 ABB | ABBMCB | Nos |  | 80A 100mA RCCB F202 AC-80/0,1 2CSF202005R2800 ABB |  | 0 | 0 | 1 | 1 | 1 | 0.0 | 0.0 | 0.0 | 0 |  |  | 0.0 | Electrical Components | 80A 100mA RCCB F202 AC-80/0,1 2CSF202005R2800 ABB | 0 | 31-12-2099 | Material Transfer |  | 0.0 |  | 0 | 0 |  | 0 | 0 | 0 | 0 |  | 0 | Item Attribute | 1 | Nos | 0.0 | 0.0 | 0 | 0.0 | 0 | ABB | 2CSF202005R2800 | India |  |  | 0 | 0.0 |  | 0 | 0 |  | 0 | 0 | 0 | 0 |  |  | 0 | 0 | 0 |  | 0 | [5 empty] | 0 |  |  | 0 | [13 empty] | Nos | 1.0 | [10 empty] | Ringlus Electro Controls & Automation PVT LTD | [18 empty] | CGST - RNG | 9.0
[120 empty] | SGST - RNG | 9.0
| 80A 300mA RCCB F202 AC-80/0,3 2CSF202005R3800 ABB | 80A 300mA RCCB F202 AC-80/0,3 2CSF202005R3800 ABB | ABBMCB | Nos |  | 80A 300mA RCCB F202 AC-80/0,3 2CSF202005R3800 ABB |  | 0 | 0 | 1 | 1 | 1 | 0.0 | 0.0 | 0.0 | 0 |  |  | 0.0 | Electrical Components | 80A 300mA RCCB F202 AC-80/0,3 2CSF202005R3800 ABB | 0 | 31-12-2099 | Material Transfer |  | 0.0 |  | 0 | 0 |  | 0 | 0 | 0 | 0 |  | 0 | Item Attribute | 1 | Nos | 0.0 | 0.0 | 0 | 0.0 | 0 | ABB | 2CSF202005R3800 | India |  |  | 0 | 0.0 |  | 0 | 0 |  | 0 | 0 | 0 | 0 |  |  | 0 | 0 | 0 |  | 0 | [5 empty] | 0 |  |  | 0 | [13 empty] | Nos | 1.0 | [10 empty] | Ringlus Electro Controls & Automation PVT LTD | [18 empty] | CGST - RNG | 9.0
[120 empty] | SGST - RNG | 9.0
| 100A 30mA RCCB F202 AC-100/0,03 2CSF202005R1900 ABB | 100A 30mA RCCB F202 AC-100/0,03 2CSF202005R1900 ABB | ABBMCB | Nos |  | 100A 30mA RCCB F202 AC-100/0,03 2CSF202005R1900 ABB |  | 0 | 0 | 1 | 1 | 1 | 0.0 | 0.0 | 0.0 | 0 |  |  | 0.0 | Electrical Components | 100A 30mA RCCB F202 AC-100/0,03 2CSF202005R1900 ABB | 0 | 31-12-2099 | Material Transfer |  | 0.0 |  | 0 | 0 |  | 0 | 0 | 0 | 0 |  | 0 | Item Attribute | 1 | Nos | 0.0 | 0.0 | 0 | 0.0 | 0 | ABB | 2CSF202005R1900 | India |  |  | 0 | 0.0 |  | 0 | 0 |  | 0 | 0 | 0 | 0 |  |  | 0 | 0 | 0 |  | 0 | [5 empty] | 0 |  |  | 0 | [13 empty] | Nos | 1.0 | [10 empty] | Ringlus Electro Controls & Automation PVT LTD | [18 empty] | CGST - RNG | 9.0
[120 empty] | SGST - RNG | 9.0
| 100A 100mA RCCB F202 AC-100/0,1 2CSF202005R2900 ABB | 100A 100mA RCCB F202 AC-100/0,1 2CSF202005R2900 ABB | ABBMCB | Nos |  | 100A 100mA RCCB F202 AC-100/0,1 2CSF202005R2900 ABB |  | 0 | 0 | 1 | 1 | 1 | 0.0 | 0.0 | 0.0 | 0 |  |  | 0.0 | Electrical Components | 100A 100mA RCCB F202 AC-100/0,1 2CSF202005R2900 ABB | 0 | 31-12-2099 | Material Transfer |  | 0.0 |  | 0 | 0 |  | 0 | 0 | 0 | 0 |  | 0 | Item Attribute | 1 | Nos | 0.0 | 0.0 | 0 | 0.0 | 0 | ABB | 2CSF202005R2900 | India |  |  | 0 | 0.0 |  | 0 | 0 |  | 0 | 0 | 0 | 0 |  |  | 0 | 0 | 0 |  | 0 | [5 empty] | 0 |  |  | 0 | [13 empty] | Nos | 1.0 | [10 empty] | Ringlus Electro Controls & Automation PVT LTD | [18 empty] | CGST - RNG | 9.0
[120 empty] | SGST - RNG | 9.0
| 100A 300mA RCCB F202 AC-100/0,3 2CSF202005R3900 ABB | 100A 300mA RCCB F202 AC-100/0,3 2CSF202005R3900 ABB | ABBMCB | Nos |  | 100A 300mA RCCB F202 AC-100/0,3 2CSF202005R3900 ABB |  | 0 | 0 | 1 | 1 | 1 | 0.0 | 0.0 | 0.0 | 0 |  |  | 0.0 | Electrical Components | 100A 300mA RCCB F202 AC-100/0,3 2CSF202005R3900 ABB | 0 | 31-12-2099 | Material Transfer |  | 0.0 |  | 0 | 0 |  | 0 | 0 | 0 | 0 |  | 0 | Item Attribute | 1 | Nos | 0.0 | 0.0 | 0 | 0.0 | 0 | ABB | 2CSF202005R3900 | India |  |  | 0 | 0.0 |  | 0 | 0 |  | 0 | 0 | 0 | 0 |  |  | 0 | 0 | 0 |  | 0 | [5 empty] | 0 |  |  | 0 | [13 empty] | Nos | 1.0 | [10 empty] | Ringlus Electro Controls & Automation PVT LTD | [18 empty] | CGST - RNG | 9.0
[120 empty] | SGST - RNG | 9.0
| 25A 30mA RCCB F204 AC-25/0,03 1SYF204005R1250 ABB | 25A 30mA RCCB F204 AC-25/0,03 1SYF204005R1250 ABB | ABBMCB | Nos |  | 25A 30mA RCCB F204 AC-25/0,03 1SYF204005R1250 ABB |  | 0 | 0 | 1 | 1 | 1 | 0.0 | 0.0 | 0.0 | 0 |  |  | 0.0 | Electrical Components | 25A 30mA RCCB F204 AC-25/0,03 1SYF204005R1250 ABB | 0 | 31-12-2099 | Material Transfer |  | 0.0 |  | 0 | 0 |  | 0 | 0 | 0 | 0 |  | 0 | Item Attribute | 1 | Nos | 0.0 | 0.0 | 0 | 0.0 | 0 | ABB | 1SYF204005R1250 | India |  |  | 0 | 0.0 |  | 0 | 0 |  | 0 | 0 | 0 | 0 |  |  | 0 | 0 | 0 |  | 0 | [5 empty] | 0 |  |  | 0 | [13 empty] | Nos | 1.0 | [10 empty] | Ringlus Electro Controls & Automation PVT LTD | [18 empty] | CGST - RNG | 9.0
[120 empty] | SGST - RNG | 9.0
| 25A 100mA RCCB F204 AC-25/0,1 1SYF204005R2250 ABB | 25A 100mA RCCB F204 AC-25/0,1 1SYF204005R2250 ABB | ABBMCB | Nos |  | 25A 100mA RCCB F204 AC-25/0,1 1SYF204005R2250 ABB |  | 0 | 0 | 1 | 1 | 1 | 0.0 | 0.0 | 0.0 | 0 |  |  | 0.0 | Electrical Components | 25A 100mA RCCB F204 AC-25/0,1 1SYF204005R2250 ABB | 0 | 31-12-2099 | Material Transfer |  | 0.0 |  | 0 | 0 |  | 0 | 0 | 0 | 0 |  | 0 | Item Attribute | 1 | Nos | 0.0 | 0.0 | 0 | 0.0 | 0 | ABB | 1SYF204005R2250 | India |  |  | 0 | 0.0 |  | 0 | 0 |  | 0 | 0 | 0 | 0 |  |  | 0 | 0 | 0 |  | 0 | [5 empty] | 0 |  |  | 0 | [13 empty] | Nos | 1.0 | [10 empty] | Ringlus Electro Controls & Automation PVT LTD | [18 empty] | CGST - RNG | 9.0
[120 empty] | SGST - RNG | 9.0
| 25A 300mA RCCB F204 AC-25/0,3 1SYF204005R3250 ABB | 25A 300mA RCCB F204 AC-25/0,3 1SYF204005R3250 ABB | ABBMCB | Nos |  | 25A 300mA RCCB F204 AC-25/0,3 1SYF204005R3250 ABB |  | 0 | 0 | 1 | 1 | 1 | 0.0 | 0.0 | 0.0 | 0 |  |  | 0.0 | Electrical Components | 25A 300mA RCCB F204 AC-25/0,3 1SYF204005R3250 ABB | 0 | 31-12-2099 | Material Transfer |  | 0.0 |  | 0 | 0 |  | 0 | 0 | 0 | 0 |  | 0 | Item Attribute | 1 | Nos | 0.0 | 0.0 | 0 | 0.0 | 0 | ABB | 1SYF204005R3250 | India |  |  | 0 | 0.0 |  | 0 | 0 |  | 0 | 0 | 0 | 0 |  |  | 0 | 0 | 0 |  | 0 | [5 empty] | 0 |  |  | 0 | [13 empty] | Nos | 1.0 | [10 empty] | Ringlus Electro Controls & Automation PVT LTD | [18 empty] | CGST - RNG | 9.0
[120 empty] | SGST - RNG | 9.0
| 40A 30mA RCCB F204 AC-40/0,03 1SYF204005R1400 ABB | 40A 30mA RCCB F204 AC-40/0,03 1SYF204005R1400 ABB | ABBMCB | Nos |  | 40A 30mA RCCB F204 AC-40/0,03 1SYF204005R1400 ABB |  | 0 | 0 | 1 | 1 | 1 | 0.0 | 0.0 | 0.0 | 0 |  |  | 0.0 | Electrical Components | 40A 30mA RCCB F204 AC-40/0,03 1SYF204005R1400 ABB | 0 | 31-12-2099 | Material Transfer |  | 0.0 |  | 0 | 0 |  | 0 | 0 | 0 | 0 |  | 0 | Item Attribute | 1 | Nos | 0.0 | 0.0 | 0 | 0.0 | 0 | ABB | 1SYF204005R1400 | India |  |  | 0 | 0.0 |  | 0 | 0 |  | 0 | 0 | 0 | 0 |  |  | 0 | 0 | 0 |  | 0 | [5 empty] | 0 |  |  | 0 | [13 empty] | Nos | 1.0 | [10 empty] | Ringlus Electro Controls & Automation PVT LTD | [18 empty] | CGST - RNG | 9.0
[120 empty] | SGST - RNG | 9.0
| 40A 100mA RCCB F204 AC-40/0,1 1SYF204005R2400 ABB | 40A 100mA RCCB F204 AC-40/0,1 1SYF204005R2400 ABB | ABBMCB | Nos |  | 40A 100mA RCCB F204 AC-40/0,1 1SYF204005R2400 ABB |  | 0 | 0 | 1 | 1 | 1 | 0.0 | 0.0 | 0.0 | 0 |  |  | 0.0 | Electrical Components | 40A 100mA RCCB F204 AC-40/0,1 1SYF204005R2400 ABB | 0 | 31-12-2099 | Material Transfer |  | 0.0 |  | 0 | 0 |  | 0 | 0 | 0 | 0 |  | 0 | Item Attribute | 1 | Nos | 0.0 | 0.0 | 0 | 0.0 | 0 | ABB | 1SYF204005R2400 | India |  |  | 0 | 0.0 |  | 0 | 0 |  | 0 | 0 | 0 | 0 |  |  | 0 | 0 | 0 |  | 0 | [5 empty] | 0 |  |  | 0 | [13 empty] | Nos | 1.0 | [10 empty] | Ringlus Electro Controls & Automation PVT LTD | [18 empty] | CGST - RNG | 9.0
[120 empty] | SGST - RNG | 9.0
| 40A 300mA RCCB F204 AC-40/0,3 1SYF204005R3400 ABB | 40A 300mA RCCB F204 AC-40/0,3 1SYF204005R3400 ABB | ABBMCB | Nos |  | 40A 300mA RCCB F204 AC-40/0,3 1SYF204005R3400 ABB |  | 0 | 0 | 1 | 1 | 1 | 0.0 | 0.0 | 0.0 | 0 |  |  | 0.0 | Electrical Components | 40A 300mA RCCB F204 AC-40/0,3 1SYF204005R3400 ABB | 0 | 31-12-2099 | Material Transfer |  | 0.0 |  | 0 | 0 |  | 0 | 0 | 0 | 0 |  | 0 | Item Attribute | 1 | Nos | 0.0 | 0.0 | 0 | 0.0 | 0 | ABB | 1SYF204005R3400 | India |  |  | 0 | 0.0 |  | 0 | 0 |  | 0 | 0 | 0 | 0 |  |  | 0 | 0 | 0 |  | 0 | [5 empty] | 0 |  |  | 0 | [13 empty] | Nos | 1.0 | [10 empty] | Ringlus Electro Controls & Automation PVT LTD | [18 empty] | CGST - RNG | 9.0
[120 empty] | SGST - RNG | 9.0
| 63A 30mA RCCB F204 AC-63/0,03 1SYF204005R1630 ABB | 63A 30mA RCCB F204 AC-63/0,03 1SYF204005R1630 ABB | ABBMCB | Nos |  | 63A 30mA RCCB F204 AC-63/0,03 1SYF204005R1630 ABB |  | 0 | 0 | 1 | 1 | 1 | 0.0 | 0.0 | 0.0 | 0 |  |  | 0.0 | Electrical Components | 63A 30mA RCCB F204 AC-63/0,03 1SYF204005R1630 ABB | 0 | 31-12-2099 | Material Transfer |  | 0.0 |  | 0 | 0 |  | 0 | 0 | 0 | 0 |  | 0 | Item Attribute | 1 | Nos | 0.0 | 0.0 | 0 | 0.0 | 0 | ABB | 1SYF204005R1630 | India |  |  | 0 | 0.0 |  | 0 | 0 |  | 0 | 0 | 0 | 0 |  |  | 0 | 0 | 0 |  | 0 | [5 empty] | 0 |  |  | 0 | [13 empty] | Nos | 1.0 | [10 empty] | Ringlus Electro Controls & Automation PVT LTD | [18 empty] | CGST - RNG | 9.0
[120 empty] | SGST - RNG | 9.0
| 63A 100mA RCCB F204 AC-63/0,1 1SYF204005R2630 ABB | 63A 100mA RCCB F204 AC-63/0,1 1SYF204005R2630 ABB | ABBMCB | Nos |  | 63A 100mA RCCB F204 AC-63/0,1 1SYF204005R2630 ABB |  | 0 | 0 | 1 | 1 | 1 | 0.0 | 0.0 | 0.0 | 0 |  |  | 0.0 | Electrical Components | 63A 100mA RCCB F204 AC-63/0,1 1SYF204005R2630 ABB | 0 | 31-12-2099 | Material Transfer |  | 0.0 |  | 0 | 0 |  | 0 | 0 | 0 | 0 |  | 0 | Item Attribute | 1 | Nos | 0.0 | 0.0 | 0 | 0.0 | 0 | ABB | 1SYF204005R2630 | India |  |  | 0 | 0.0 |  | 0 | 0 |  | 0 | 0 | 0 | 0 |  |  | 0 | 0 | 0 |  | 0 | [5 empty] | 0 |  |  | 0 | [13 empty] | Nos | 1.0 | [10 empty] | Ringlus Electro Controls & Automation PVT LTD | [18 empty] | CGST - RNG | 9.0
[120 empty] | SGST - RNG | 9.0
| 63A 300mA RCCB F204 AC-63/0,3 1SYF204005R3630 ABB | 63A 300mA RCCB F204 AC-63/0,3 1SYF204005R3630 ABB | ABBMCB | Nos |  | 63A 300mA RCCB F204 AC-63/0,3 1SYF204005R3630 ABB |  | 0 | 0 | 1 | 1 | 1 | 0.0 | 0.0 | 0.0 | 0 |  |  | 0.0 | Electrical Components | 63A 300mA RCCB F204 AC-63/0,3 1SYF204005R3630 ABB | 0 | 31-12-2099 | Material Transfer |  | 0.0 |  | 0 | 0 |  | 0 | 0 | 0 | 0 |  | 0 | Item Attribute | 1 | Nos | 0.0 | 0.0 | 0 | 0.0 | 0 | ABB | 1SYF204005R3630 | India |  |  | 0 | 0.0 |  | 0 | 0 |  | 0 | 0 | 0 | 0 |  |  | 0 | 0 | 0 |  | 0 | [5 empty] | 0 |  |  | 0 | [13 empty] | Nos | 1.0 | [10 empty] | Ringlus Electro Controls & Automation PVT LTD | [18 empty] | CGST - RNG | 9.0
[120 empty] | SGST - RNG | 9.0
| 80A 30mA RCCB F204 AC-80/0,03 2CSF204005R1800 ABB | 80A 30mA RCCB F204 AC-80/0,03 2CSF204005R1800 ABB | ABBMCB | Nos |  | 80A 30mA RCCB F204 AC-80/0,03 2CSF204005R1800 ABB |  | 0 | 0 | 1 | 1 | 1 | 0.0 | 0.0 | 0.0 | 0 |  |  | 0.0 | Electrical Components | 80A 30mA RCCB F204 AC-80/0,03 2CSF204005R1800 ABB | 0 | 31-12-2099 | Material Transfer |  | 0.0 |  | 0 | 0 |  | 0 | 0 | 0 | 0 |  | 0 | Item Attribute | 1 | Nos | 0.0 | 0.0 | 0 | 0.0 | 0 | ABB | 2CSF204005R1800 | India |  |  | 0 | 0.0 |  | 0 | 0 |  | 0 | 0 | 0 | 0 |  |  | 0 | 0 | 0 |  | 0 | [5 empty] | 0 |  |  | 0 | [13 empty] | Nos | 1.0 | [10 empty] | Ringlus Electro Controls & Automation PVT LTD | [18 empty] | CGST - RNG | 9.0
[120 empty] | SGST - RNG | 9.0
| 80A 100mA RCCB F204 AC-80/0,1 2CSF204005R2800 ABB | 80A 100mA RCCB F204 AC-80/0,1 2CSF204005R2800 ABB | ABBMCB | Nos |  | 80A 100mA RCCB F204 AC-80/0,1 2CSF204005R2800 ABB |  | 0 | 0 | 1 | 1 | 1 | 0.0 | 0.0 | 0.0 | 0 |  |  | 0.0 | Electrical Components | 80A 100mA RCCB F204 AC-80/0,1 2CSF204005R2800 ABB | 0 | 31-12-2099 | Material Transfer |  | 0.0 |  | 0 | 0 |  | 0 | 0 | 0 | 0 |  | 0 | Item Attribute | 1 | Nos | 0.0 | 0.0 | 0 | 0.0 | 0 | ABB | 2CSF204005R2800 | India |  |  | 0 | 0.0 |  | 0 | 0 |  | 0 | 0 | 0 | 0 |  |  | 0 | 0 | 0 |  | 0 | [5 empty] | 0 |  |  | 0 | [13 empty] | Nos | 1.0 | [10 empty] | Ringlus Electro Controls & Automation PVT LTD | [18 empty] | CGST - RNG | 9.0
[120 empty] | SGST - RNG | 9.0
| 80A 300mA RCCB F204 AC-80/0,3 2CSF204005R3800 ABB | 80A 300mA RCCB F204 AC-80/0,3 2CSF204005R3800 ABB | ABBMCB | Nos |  | 80A 300mA RCCB F204 AC-80/0,3 2CSF204005R3800 ABB |  | 0 | 0 | 1 | 1 | 1 | 0.0 | 0.0 | 0.0 | 0 |  |  | 0.0 | Electrical Components | 80A 300mA RCCB F204 AC-80/0,3 2CSF204005R3800 ABB | 0 | 31-12-2099 | Material Transfer |  | 0.0 |  | 0 | 0 |  | 0 | 0 | 0 | 0 |  | 0 | Item Attribute | 1 | Nos | 0.0 | 0.0 | 0 | 0.0 | 0 | ABB | 2CSF204005R3800 | India |  |  | 0 | 0.0 |  | 0 | 0 |  | 0 | 0 | 0 | 0 |  |  | 0 | 0 | 0 |  | 0 | [5 empty] | 0 |  |  | 0 | [13 empty] | Nos | 1.0 | [10 empty] | Ringlus Electro Controls & Automation PVT LTD | [18 empty] | CGST - RNG | 9.0
[120 empty] | SGST - RNG | 9.0
| 100A 30mA RCCB F204 AC-100/0,03 2CSF204005R1900 ABB | 100A 30mA RCCB F204 AC-100/0,03 2CSF204005R1900 ABB | ABBMCB | Nos |  | 100A 30mA RCCB F204 AC-100/0,03 2CSF204005R1900 ABB |  | 0 | 0 | 1 | 1 | 1 | 0.0 | 0.0 | 0.0 | 0 |  |  | 0.0 | Electrical Components | 100A 30mA RCCB F204 AC-100/0,03 2CSF204005R1900 ABB | 0 | 31-12-2099 | Material Transfer |  | 0.0 |  | 0 | 0 |  | 0 | 0 | 0 | 0 |  | 0 | Item Attribute | 1 | Nos | 0.0 | 0.0 | 0 | 0.0 | 0 | ABB | 2CSF204005R1900 | India |  |  | 0 | 0.0 |  | 0 | 0 |  | 0 | 0 | 0 | 0 |  |  | 0 | 0 | 0 |  | 0 | [5 empty] | 0 |  |  | 0 | [13 empty] | Nos | 1.0 | [10 empty] | Ringlus Electro Controls & Automation PVT LTD | [18 empty] | CGST - RNG | 9.0
[120 empty] | SGST - RNG | 9.0
| 100A 100mA RCCB F204 AC-100/0,1 2CSF204005R2900 ABB | 100A 100mA RCCB F204 AC-100/0,1 2CSF204005R2900 ABB | ABBMCB | Nos |  | 100A 100mA RCCB F204 AC-100/0,1 2CSF204005R2900 ABB |  | 0 | 0 | 1 | 1 | 1 | 0.0 | 0.0 | 0.0 | 0 |  |  | 0.0 | Electrical Components | 100A 100mA RCCB F204 AC-100/0,1 2CSF204005R2900 ABB | 0 | 31-12-2099 | Material Transfer |  | 0.0 |  | 0 | 0 |  | 0 | 0 | 0 | 0 |  | 0 | Item Attribute | 1 | Nos | 0.0 | 0.0 | 0 | 0.0 | 0 | ABB | 2CSF204005R2900 | India |  |  | 0 | 0.0 |  | 0 | 0 |  | 0 | 0 | 0 | 0 |  |  | 0 | 0 | 0 |  | 0 | [5 empty] | 0 |  |  | 0 | [13 empty] | Nos | 1.0 | [10 empty] | Ringlus Electro Controls & Automation PVT LTD | [18 empty] | CGST - RNG | 9.0
[120 empty] | SGST - RNG | 9.0
| 100A 300mA RCCB F204 AC-100/0,3 2CSF204005R3900 ABB | 100A 300mA RCCB F204 AC-100/0,3 2CSF204005R3900 ABB | ABBMCB | Nos |  | 100A 300mA RCCB F204 AC-100/0,3 2CSF204005R3900 ABB |  | 0 | 0 | 1 | 1 | 1 | 0.0 | 0.0 | 0.0 | 0 |  |  | 0.0 | Electrical Components | 100A 300mA RCCB F204 AC-100/0,3 2CSF204005R3900 ABB | 0 | 31-12-2099 | Material Transfer |  | 0.0 |  | 0 | 0 |  | 0 | 0 | 0 | 0 |  | 0 | Item Attribute | 1 | Nos | 0.0 | 0.0 | 0 | 0.0 | 0 | ABB | 2CSF204005R3900 | India |  |  | 0 | 0.0 |  | 0 | 0 |  | 0 | 0 | 0 | 0 |  |  | 0 | 0 | 0 |  | 0 | [5 empty] | 0 |  |  | 0 | [13 empty] | Nos | 1.0 | [10 empty] | Ringlus Electro Controls & Automation PVT LTD | [18 empty] | CGST - RNG | 9.0
[120 empty] | SGST - RNG | 9.0
| 125A 30mA RCCB F204 AC-125/0,03 2CSF204001R1950 ABB | 125A 30mA RCCB F204 AC-125/0,03 2CSF204001R1950 ABB | ABBMCB | Nos |  | 125A 30mA RCCB F204 AC-125/0,03 2CSF204001R1950 ABB |  | 0 | 0 | 1 | 1 | 1 | 0.0 | 0.0 | 0.0 | 0 |  |  | 0.0 | Electrical Components | 125A 30mA RCCB F204 AC-125/0,03 2CSF204001R1950 ABB | 0 | 31-12-2099 | Material Transfer |  | 0.0 |  | 0 | 0 |  | 0 | 0 | 0 | 0 |  | 0 | Item Attribute | 1 | Nos | 0.0 | 0.0 | 0 | 0.0 | 0 | ABB | 2CSF204001R1950 | India |  |  | 0 | 0.0 |  | 0 | 0 |  | 0 | 0 | 0 | 0 |  |  | 0 | 0 | 0 |  | 0 | [5 empty] | 0 |  |  | 0 | [13 empty] | Nos | 1.0 | [10 empty] | Ringlus Electro Controls & Automation PVT LTD | [18 empty] | CGST - RNG | 9.0
[120 empty] | SGST - RNG | 9.0
| 125A 100mA RCCB F204 AC-125/0,1 2CSF204001R2950 ABB | 125A 100mA RCCB F204 AC-125/0,1 2CSF204001R2950 ABB | ABBMCB | Nos |  | 125A 100mA RCCB F204 AC-125/0,1 2CSF204001R2950 ABB |  | 0 | 0 | 1 | 1 | 1 | 0.0 | 0.0 | 0.0 | 0 |  |  | 0.0 | Electrical Components | 125A 100mA RCCB F204 AC-125/0,1 2CSF204001R2950 ABB | 0 | 31-12-2099 | Material Transfer |  | 0.0 |  | 0 | 0 |  | 0 | 0 | 0 | 0 |  | 0 | Item Attribute | 1 | Nos | 0.0 | 0.0 | 0 | 0.0 | 0 | ABB | 2CSF204001R2950 | India |  |  | 0 | 0.0 |  | 0 | 0 |  | 0 | 0 | 0 | 0 |  |  | 0 | 0 | 0 |  | 0 | [5 empty] | 0 |  |  | 0 | [13 empty] | Nos | 1.0 | [10 empty] | Ringlus Electro Controls & Automation PVT LTD | [18 empty] | CGST - RNG | 9.0
[120 empty] | SGST - RNG | 9.0
| 125A 300mA RCCB F205 AC-125/0,3 2CSF204001R3950 ABB | 125A 300mA RCCB F205 AC-125/0,3 2CSF204001R3950 ABB | ABBMCB | Nos |  | 125A 300mA RCCB F205 AC-125/0,3 2CSF204001R3950 ABB |  | 0 | 0 | 1 | 1 | 1 | 0.0 | 0.0 | 0.0 | 0 |  |  | 0.0 | Electrical Components | 125A 300mA RCCB F205 AC-125/0,3 2CSF204001R3950 ABB | 0 | 31-12-2099 | Material Transfer |  | 0.0 |  | 0 | 0 |  | 0 | 0 | 0 | 0 |  | 0 | Item Attribute | 1 | Nos | 0.0 | 0.0 | 0 | 0.0 | 0 | ABB | 2CSF204001R3950 | India |  |  | 0 | 0.0 |  | 0 | 0 |  | 0 | 0 | 0 | 0 |  |  | 0 | 0 | 0 |  | 0 | [5 empty] | 0 |  |  | 0 | [13 empty] | Nos | 1.0 | [10 empty] | Ringlus Electro Controls & Automation PVT LTD | [18 empty] | CGST - RNG | 9.0
[120 empty] | SGST - RNG | 9.0
| 6A 30mA RCBO DP 10kA AC Type DS201 M C6 AC30 2CSR275040R1064 ABB | 6A 30mA RCBO DP 10kA AC Type DS201 M C6 AC30 2CSR275040R1064 ABB | ABBMCB | Nos |  | 6A 30mA RCBO DP 10kA AC Type DS201 M C6 AC30 2CSR275040R1064 ABB |  | 0 | 0 | 1 | 1 | 1 | 0.0 | 0.0 | 0.0 | 0 |  |  | 0.0 | Electrical Components | 6A 30mA RCBO DP 10kA AC Type DS201 M C6 AC30 2CSR275040R1064 ABB | 0 | 31-12-2099 | Material Transfer |  | 0.0 |  | 0 | 0 |  | 0 | 0 | 0 | 0 |  | 0 | Item Attribute | 1 | Nos | 0.0 | 0.0 | 0 | 0.0 | 0 | ABB | 2CSR275040R1064 | India |  |  | 0 | 0.0 |  | 0 | 0 |  | 0 | 0 | 0 | 0 |  |  | 0 | 0 | 0 |  | 0 | [5 empty] | 0 |  |  | 0 | [13 empty] | Nos | 1.0 | [10 empty] | Ringlus Electro Controls & Automation PVT LTD | [18 empty] | CGST - RNG | 9.0
[120 empty] | SGST - RNG | 9.0
| 6A 100mA RCBO DP 10kA AC Type DS201 M C6 AC100 2CSR275040R2064 ABB | 6A 100mA RCBO DP 10kA AC Type DS201 M C6 AC100 2CSR275040R2064 ABB | ABBMCB | Nos |  | 6A 100mA RCBO DP 10kA AC Type DS201 M C6 AC100 2CSR275040R2064 ABB |  | 0 | 0 | 1 | 1 | 1 | 0.0 | 0.0 | 0.0 | 0 |  |  | 0.0 | Electrical Components | 6A 100mA RCBO DP 10kA AC Type DS201 M C6 AC100 2CSR275040R2064 ABB | 0 | 31-12-2099 | Material Transfer |  | 0.0 |  | 0 | 0 |  | 0 | 0 | 0 | 0 |  | 0 | Item Attribute | 1 | Nos | 0.0 | 0.0 | 0 | 0.0 | 0 | ABB | 2CSR275040R2064 | India |  |  | 0 | 0.0 |  | 0 | 0 |  | 0 | 0 | 0 | 0 |  |  | 0 | 0 | 0 |  | 0 | [5 empty] | 0 |  |  | 0 | [13 empty] | Nos | 1.0 | [10 empty] | Ringlus Electro Controls & Automation PVT LTD | [18 empty] | CGST - RNG | 9.0
[120 empty] | SGST - RNG | 9.0
| 6A 300mA RCBO DP 10kA AC Type DS201 M C6 AC300 2CSR275040R3064 ABB | 6A 300mA RCBO DP 10kA AC Type DS201 M C6 AC300 2CSR275040R3064 ABB | ABBMCB | Nos |  | 6A 300mA RCBO DP 10kA AC Type DS201 M C6 AC300 2CSR275040R3064 ABB |  | 0 | 0 | 1 | 1 | 1 | 0.0 | 0.0 | 0.0 | 0 |  |  | 0.0 | Electrical Components | 6A 300mA RCBO DP 10kA AC Type DS201 M C6 AC300 2CSR275040R3064 ABB | 0 | 31-12-2099 | Material Transfer |  | 0.0 |  | 0 | 0 |  | 0 | 0 | 0 | 0 |  | 0 | Item Attribute | 1 | Nos | 0.0 | 0.0 | 0 | 0.0 | 0 | ABB | 2CSR275040R3064 | India |  |  | 0 | 0.0 |  | 0 | 0 |  | 0 | 0 | 0 | 0 |  |  | 0 | 0 | 0 |  | 0 | [5 empty] | 0 |  |  | 0 | [13 empty] | Nos | 1.0 | [10 empty] | Ringlus Electro Controls & Automation PVT LTD | [18 empty] | CGST - RNG | 9.0
[120 empty] | SGST - RNG | 9.0
| 10A 30mA RCBO DP 10kA AC Type DS201 M C10 AC30 2CSR275040R1104 ABB | 10A 30mA RCBO DP 10kA AC Type DS201 M C10 AC30 2CSR275040R1104 ABB | ABBMCB | Nos |  | 10A 30mA RCBO DP 10kA AC Type DS201 M C10 AC30 2CSR275040R1104 ABB |  | 0 | 0 | 1 | 1 | 1 | 0.0 | 0.0 | 0.0 | 0 |  |  | 0.0 | Electrical Components | 10A 30mA RCBO DP 10kA AC Type DS201 M C10 AC30 2CSR275040R1104 ABB | 0 | 31-12-2099 | Material Transfer |  | 0.0 |  | 0 | 0 |  | 0 | 0 | 0 | 0 |  | 0 | Item Attribute | 1 | Nos | 0.0 | 0.0 | 0 | 0.0 | 0 | ABB | 2CSR275040R1104 | India |  |  | 0 | 0.0 |  | 0 | 0 |  | 0 | 0 | 0 | 0 |  |  | 0 | 0 | 0 |  | 0 | [5 empty] | 0 |  |  | 0 | [13 empty] | Nos | 1.0 | [10 empty] | Ringlus Electro Controls & Automation PVT LTD | [18 empty] | CGST - RNG | 9.0
[120 empty] | SGST - RNG | 9.0
| 10A 100mA RCBO DP 10kA AC Type DS201 M C10 AC100 2CSR275040R2104 ABB | 10A 100mA RCBO DP 10kA AC Type DS201 M C10 AC100 2CSR275040R2104 ABB | ABBMCB | Nos |  | 10A 100mA RCBO DP 10kA AC Type DS201 M C10 AC100 2CSR275040R2104 ABB |  | 0 | 0 | 1 | 1 | 1 | 0.0 | 0.0 | 0.0 | 0 |  |  | 0.0 | Electrical Components | 10A 100mA RCBO DP 10kA AC Type DS201 M C10 AC100 2CSR275040R2104 ABB | 0 | 31-12-2099 | Material Transfer |  | 0.0 |  | 0 | 0 |  | 0 | 0 | 0 | 0 |  | 0 | Item Attribute | 1 | Nos | 0.0 | 0.0 | 0 | 0.0 | 0 | ABB | 2CSR275040R2104 | India |  |  | 0 | 0.0 |  | 0 | 0 |  | 0 | 0 | 0 | 0 |  |  | 0 | 0 | 0 |  | 0 | [5 empty] | 0 |  |  | 0 | [13 empty] | Nos | 1.0 | [10 empty] | Ringlus Electro Controls & Automation PVT LTD | [18 empty] | CGST - RNG | 9.0
[120 empty] | SGST - RNG | 9.0
| 10A 300mA RCBO DP 10kA AC Type DS201 M C10 AC300 2CSR275040R3104 ABB | 10A 300mA RCBO DP 10kA AC Type DS201 M C10 AC300 2CSR275040R3104 ABB | ABBMCB | Nos |  | 10A 300mA RCBO DP 10kA AC Type DS201 M C10 AC300 2CSR275040R3104 ABB |  | 0 | 0 | 1 | 1 | 1 | 0.0 | 0.0 | 0.0 | 0 |  |  | 0.0 | Electrical Components | 10A 300mA RCBO DP 10kA AC Type DS201 M C10 AC300 2CSR275040R3104 ABB | 0 | 31-12-2099 | Material Transfer |  | 0.0 |  | 0 | 0 |  | 0 | 0 | 0 | 0 |  | 0 | Item Attribute | 1 | Nos | 0.0 | 0.0 | 0 | 0.0 | 0 | ABB | 2CSR275040R3104 | India |  |  | 0 | 0.0 |  | 0 | 0 |  | 0 | 0 | 0 | 0 |  |  | 0 | 0 | 0 |  | 0 | [5 empty] | 0 |  |  | 0 | [13 empty] | Nos | 1.0 | [10 empty] | Ringlus Electro Controls & Automation PVT LTD | [18 empty] | CGST - RNG | 9.0
[120 empty] | SGST - RNG | 9.0
| 16A 30mA RCBO DP 10kA AC Type DS201 M C16 AC30 2CSR275040R1164 ABB | 16A 30mA RCBO DP 10kA AC Type DS201 M C16 AC30 2CSR275040R1164 ABB | ABBMCB | Nos |  | 16A 30mA RCBO DP 10kA AC Type DS201 M C16 AC30 2CSR275040R1164 ABB |  | 0 | 0 | 1 | 1 | 1 | 0.0 | 0.0 | 0.0 | 0 |  |  | 0.0 | Electrical Components | 16A 30mA RCBO DP 10kA AC Type DS201 M C16 AC30 2CSR275040R1164 ABB | 0 | 31-12-2099 | Material Transfer |  | 0.0 |  | 0 | 0 |  | 0 | 0 | 0 | 0 |  | 0 | Item Attribute | 1 | Nos | 0.0 | 0.0 | 0 | 0.0 | 0 | ABB | 2CSR275040R1164 | India |  |  | 0 | 0.0 |  | 0 | 0 |  | 0 | 0 | 0 | 0 |  |  | 0 | 0 | 0 |  | 0 | [5 empty] | 0 |  |  | 0 | [13 empty] | Nos | 1.0 | [10 empty] | Ringlus Electro Controls & Automation PVT LTD | [18 empty] | CGST - RNG | 9.0
[120 empty] | SGST - RNG | 9.0
| 16A 100mA RCBO DP 10kA AC Type DS201 M C16 AC100 2CSR275040R2164 ABB | 16A 100mA RCBO DP 10kA AC Type DS201 M C16 AC100 2CSR275040R2164 ABB | ABBMCB | Nos |  | 16A 100mA RCBO DP 10kA AC Type DS201 M C16 AC100 2CSR275040R2164 ABB |  | 0 | 0 | 1 | 1 | 1 | 0.0 | 0.0 | 0.0 | 0 |  |  | 0.0 | Electrical Components | 16A 100mA RCBO DP 10kA AC Type DS201 M C16 AC100 2CSR275040R2164 ABB | 0 | 31-12-2099 | Material Transfer |  | 0.0 |  | 0 | 0 |  | 0 | 0 | 0 | 0 |  | 0 | Item Attribute | 1 | Nos | 0.0 | 0.0 | 0 | 0.0 | 0 | ABB | 2CSR275040R2164 | India |  |  | 0 | 0.0 |  | 0 | 0 |  | 0 | 0 | 0 | 0 |  |  | 0 | 0 | 0 |  | 0 | [5 empty] | 0 |  |  | 0 | [13 empty] | Nos | 1.0 | [10 empty] | Ringlus Electro Controls & Automation PVT LTD | [18 empty] | CGST - RNG | 9.0
[120 empty] | SGST - RNG | 9.0
| 16A 300mA RCBO DP 10kA AC Type DS201 M C16 AC300 2CSR275040R3164 ABB | 16A 300mA RCBO DP 10kA AC Type DS201 M C16 AC300 2CSR275040R3164 ABB | ABBMCB | Nos |  | 16A 300mA RCBO DP 10kA AC Type DS201 M C16 AC300 2CSR275040R3164 ABB |  | 0 | 0 | 1 | 1 | 1 | 0.0 | 0.0 | 0.0 | 0 |  |  | 0.0 | Electrical Components | 16A 300mA RCBO DP 10kA AC Type DS201 M C16 AC300 2CSR275040R3164 ABB | 0 | 31-12-2099 | Material Transfer |  | 0.0 |  | 0 | 0 |  | 0 | 0 | 0 | 0 |  | 0 | Item Attribute | 1 | Nos | 0.0 | 0.0 | 0 | 0.0 | 0 | ABB | 2CSR275040R3164 | India |  |  | 0 | 0.0 |  | 0 | 0 |  | 0 | 0 | 0 | 0 |  |  | 0 | 0 | 0 |  | 0 | [5 empty] | 0 |  |  | 0 | [13 empty] | Nos | 1.0 | [10 empty] | Ringlus Electro Controls & Automation PVT LTD | [18 empty] | CGST - RNG | 9.0
[120 empty] | SGST - RNG | 9.0
| 20A 30mA RCBO DP 10kA AC Type DS201 M C20 AC30 2CSR275040R1204 ABB | 20A 30mA RCBO DP 10kA AC Type DS201 M C20 AC30 2CSR275040R1204 ABB | ABBMCB | Nos |  | 20A 30mA RCBO DP 10kA AC Type DS201 M C20 AC30 2CSR275040R1204 ABB |  | 0 | 0 | 1 | 1 | 1 | 0.0 | 0.0 | 0.0 | 0 |  |  | 0.0 | Electrical Components | 20A 30mA RCBO DP 10kA AC Type DS201 M C20 AC30 2CSR275040R1204 ABB | 0 | 31-12-2099 | Material Transfer |  | 0.0 |  | 0 | 0 |  | 0 | 0 | 0 | 0 |  | 0 | Item Attribute | 1 | Nos | 0.0 | 0.0 | 0 | 0.0 | 0 | ABB | 2CSR275040R1204 | India |  |  | 0 | 0.0 |  | 0 | 0 |  | 0 | 0 | 0 | 0 |  |  | 0 | 0 | 0 |  | 0 | [5 empty] | 0 |  |  | 0 | [13 empty] | Nos | 1.0 | [10 empty] | Ringlus Electro Controls & Automation PVT LTD | [18 empty] | CGST - RNG | 9.0
[120 empty] | SGST - RNG | 9.0
| 20A 100mA RCBO DP 10kA AC Type DS201 M C20 AC100 2CSR275040R2204 ABB | 20A 100mA RCBO DP 10kA AC Type DS201 M C20 AC100 2CSR275040R2204 ABB | ABBMCB | Nos |  | 20A 100mA RCBO DP 10kA AC Type DS201 M C20 AC100 2CSR275040R2204 ABB |  | 0 | 0 | 1 | 1 | 1 | 0.0 | 0.0 | 0.0 | 0 |  |  | 0.0 | Electrical Components | 20A 100mA RCBO DP 10kA AC Type DS201 M C20 AC100 2CSR275040R2204 ABB | 0 | 31-12-2099 | Material Transfer |  | 0.0 |  | 0 | 0 |  | 0 | 0 | 0 | 0 |  | 0 | Item Attribute | 1 | Nos | 0.0 | 0.0 | 0 | 0.0 | 0 | ABB | 2CSR275040R2204 | India |  |  | 0 | 0.0 |  | 0 | 0 |  | 0 | 0 | 0 | 0 |  |  | 0 | 0 | 0 |  | 0 | [5 empty] | 0 |  |  | 0 | [13 empty] | Nos | 1.0 | [10 empty] | Ringlus Electro Controls & Automation PVT LTD | [18 empty] | CGST - RNG | 9.0
[120 empty] | SGST - RNG | 9.0
| 20A 300mA RCBO DP 10kA AC Type DS201 M C20 AC300 2CSR275040R3204 ABB | 20A 300mA RCBO DP 10kA AC Type DS201 M C20 AC300 2CSR275040R3204 ABB | ABBMCB | Nos |  | 20A 300mA RCBO DP 10kA AC Type DS201 M C20 AC300 2CSR275040R3204 ABB |  | 0 | 0 | 1 | 1 | 1 | 0.0 | 0.0 | 0.0 | 0 |  |  | 0.0 | Electrical Components | 20A 300mA RCBO DP 10kA AC Type DS201 M C20 AC300 2CSR275040R3204 ABB | 0 | 31-12-2099 | Material Transfer |  | 0.0 |  | 0 | 0 |  | 0 | 0 | 0 | 0 |  | 0 | Item Attribute | 1 | Nos | 0.0 | 0.0 | 0 | 0.0 | 0 | ABB | 2CSR275040R3204 | India |  |  | 0 | 0.0 |  | 0 | 0 |  | 0 | 0 | 0 | 0 |  |  | 0 | 0 | 0 |  | 0 | [5 empty] | 0 |  |  | 0 | [13 empty] | Nos | 1.0 | [10 empty] | Ringlus Electro Controls & Automation PVT LTD | [18 empty] | CGST - RNG | 9.0
[120 empty] | SGST - RNG | 9.0
| 25A 30mA RCBO DP 10kA AC Type DS201 M C25 AC30 2CSR275040R1254 ABB | 25A 30mA RCBO DP 10kA AC Type DS201 M C25 AC30 2CSR275040R1254 ABB | ABBMCB | Nos |  | 25A 30mA RCBO DP 10kA AC Type DS201 M C25 AC30 2CSR275040R1254 ABB |  | 0 | 0 | 1 | 1 | 1 | 0.0 | 0.0 | 0.0 | 0 |  |  | 0.0 | Electrical Components | 25A 30mA RCBO DP 10kA AC Type DS201 M C25 AC30 2CSR275040R1254 ABB | 0 | 31-12-2099 | Material Transfer |  | 0.0 |  | 0 | 0 |  | 0 | 0 | 0 | 0 |  | 0 | Item Attribute | 1 | Nos | 0.0 | 0.0 | 0 | 0.0 | 0 | ABB | 2CSR275040R1254 | India |  |  | 0 | 0.0 |  | 0 | 0 |  | 0 | 0 | 0 | 0 |  |  | 0 | 0 | 0 |  | 0 | [5 empty] | 0 |  |  | 0 | [13 empty] | Nos | 1.0 | [10 empty] | Ringlus Electro Controls & Automation PVT LTD | [18 empty] | CGST - RNG | 9.0
[120 empty] | SGST - RNG | 9.0
| 25A 100mA RCBO DP 10kA AC Type DS201 M C25 AC100 2CSR275040R2254 ABB | 25A 100mA RCBO DP 10kA AC Type DS201 M C25 AC100 2CSR275040R2254 ABB | ABBMCB | Nos |  | 25A 100mA RCBO DP 10kA AC Type DS201 M C25 AC100 2CSR275040R2254 ABB |  | 0 | 0 | 1 | 1 | 1 | 0.0 | 0.0 | 0.0 | 0 |  |  | 0.0 | Electrical Components | 25A 100mA RCBO DP 10kA AC Type DS201 M C25 AC100 2CSR275040R2254 ABB | 0 | 31-12-2099 | Material Transfer |  | 0.0 |  | 0 | 0 |  | 0 | 0 | 0 | 0 |  | 0 | Item Attribute | 1 | Nos | 0.0 | 0.0 | 0 | 0.0 | 0 | ABB | 2CSR275040R2254 | India |  |  | 0 | 0.0 |  | 0 | 0 |  | 0 | 0 | 0 | 0 |  |  | 0 | 0 | 0 |  | 0 | [5 empty] | 0 |  |  | 0 | [13 empty] | Nos | 1.0 | [10 empty] | Ringlus Electro Controls & Automation PVT LTD | [18 empty] | CGST - RNG | 9.0
[120 empty] | SGST - RNG | 9.0
| 25A 300mA RCBO DP 10kA AC Type DS201 M C25 AC300 2CSR275040R3254 ABB | 25A 300mA RCBO DP 10kA AC Type DS201 M C25 AC300 2CSR275040R3254 ABB | ABBMCB | Nos |  | 25A 300mA RCBO DP 10kA AC Type DS201 M C25 AC300 2CSR275040R3254 ABB |  | 0 | 0 | 1 | 1 | 1 | 0.0 | 0.0 | 0.0 | 0 |  |  | 0.0 | Electrical Components | 25A 300mA RCBO DP 10kA AC Type DS201 M C25 AC300 2CSR275040R3254 ABB | 0 | 31-12-2099 | Material Transfer |  | 0.0 |  | 0 | 0 |  | 0 | 0 | 0 | 0 |  | 0 | Item Attribute | 1 | Nos | 0.0 | 0.0 | 0 | 0.0 | 0 | ABB | 2CSR275040R3254 | India |  |  | 0 | 0.0 |  | 0 | 0 |  | 0 | 0 | 0 | 0 |  |  | 0 | 0 | 0 |  | 0 | [5 empty] | 0 |  |  | 0 | [13 empty] | Nos | 1.0 | [10 empty] | Ringlus Electro Controls & Automation PVT LTD | [18 empty] | CGST - RNG | 9.0
[120 empty] | SGST - RNG | 9.0
| 32A 30mA RCBO DP 10kA AC Type DS201 M C32 AC30 2CSR275040R1324 ABB | 32A 30mA RCBO DP 10kA AC Type DS201 M C32 AC30 2CSR275040R1324 ABB | ABBMCB | Nos |  | 32A 30mA RCBO DP 10kA AC Type DS201 M C32 AC30 2CSR275040R1324 ABB |  | 0 | 0 | 1 | 1 | 1 | 0.0 | 0.0 | 0.0 | 0 |  |  | 0.0 | Electrical Components | 32A 30mA RCBO DP 10kA AC Type DS201 M C32 AC30 2CSR275040R1324 ABB | 0 | 31-12-2099 | Material Transfer |  | 0.0 |  | 0 | 0 |  | 0 | 0 | 0 | 0 |  | 0 | Item Attribute | 1 | Nos | 0.0 | 0.0 | 0 | 0.0 | 0 | ABB | 2CSR275040R1324 | India |  |  | 0 | 0.0 |  | 0 | 0 |  | 0 | 0 | 0 | 0 |  |  | 0 | 0 | 0 |  | 0 | [5 empty] | 0 |  |  | 0 | [13 empty] | Nos | 1.0 | [10 empty] | Ringlus Electro Controls & Automation PVT LTD | [18 empty] | CGST - RNG | 9.0
[120 empty] | SGST - RNG | 9.0
| 32A 100mA RCBO DP 10kA AC Type DS201 M C32 AC100 2CSR275040R2324 ABB | 32A 100mA RCBO DP 10kA AC Type DS201 M C32 AC100 2CSR275040R2324 ABB | ABBMCB | Nos |  | 32A 100mA RCBO DP 10kA AC Type DS201 M C32 AC100 2CSR275040R2324 ABB |  | 0 | 0 | 1 | 1 | 1 | 0.0 | 0.0 | 0.0 | 0 |  |  | 0.0 | Electrical Components | 32A 100mA RCBO DP 10kA AC Type DS201 M C32 AC100 2CSR275040R2324 ABB | 0 | 31-12-2099 | Material Transfer |  | 0.0 |  | 0 | 0 |  | 0 | 0 | 0 | 0 |  | 0 | Item Attribute | 1 | Nos | 0.0 | 0.0 | 0 | 0.0 | 0 | ABB | 2CSR275040R2324 | India |  |  | 0 | 0.0 |  | 0 | 0 |  | 0 | 0 | 0 | 0 |  |  | 0 | 0 | 0 |  | 0 | [5 empty] | 0 |  |  | 0 | [13 empty] | Nos | 1.0 | [10 empty] | Ringlus Electro Controls & Automation PVT LTD | [18 empty] | CGST - RNG | 9.0
[120 empty] | SGST - RNG | 9.0
| 32A 300mA RCBO DP 10kA AC Type DS201 M C32 AC300 2CSR275040R3324 ABB | 32A 300mA RCBO DP 10kA AC Type DS201 M C32 AC300 2CSR275040R3324 ABB | ABBMCB | Nos |  | 32A 300mA RCBO DP 10kA AC Type DS201 M C32 AC300 2CSR275040R3324 ABB |  | 0 | 0 | 1 | 1 | 1 | 0.0 | 0.0 | 0.0 | 0 |  |  | 0.0 | Electrical Components | 32A 300mA RCBO DP 10kA AC Type DS201 M C32 AC300 2CSR275040R3324 ABB | 0 | 31-12-2099 | Material Transfer |  | 0.0 |  | 0 | 0 |  | 0 | 0 | 0 | 0 |  | 0 | Item Attribute | 1 | Nos | 0.0 | 0.0 | 0 | 0.0 | 0 | ABB | 2CSR275040R3324 | India |  |  | 0 | 0.0 |  | 0 | 0 |  | 0 | 0 | 0 | 0 |  |  | 0 | 0 | 0 |  | 0 | [5 empty] | 0 |  |  | 0 | [13 empty] | Nos | 1.0 | [10 empty] | Ringlus Electro Controls & Automation PVT LTD | [18 empty] | CGST - RNG | 9.0
[120 empty] | SGST - RNG | 9.0
| 40A 30mA RCBO DP 10kA AC Type DS201 M C40 AC30 2CSR275040R1404 ABB | 40A 30mA RCBO DP 10kA AC Type DS201 M C40 AC30 2CSR275040R1404 ABB | ABBMCB | Nos |  | 40A 30mA RCBO DP 10kA AC Type DS201 M C40 AC30 2CSR275040R1404 ABB |  | 0 | 0 | 1 | 1 | 1 | 0.0 | 0.0 | 0.0 | 0 |  |  | 0.0 | Electrical Components | 40A 30mA RCBO DP 10kA AC Type DS201 M C40 AC30 2CSR275040R1404 ABB | 0 | 31-12-2099 | Material Transfer |  | 0.0 |  | 0 | 0 |  | 0 | 0 | 0 | 0 |  | 0 | Item Attribute | 1 | Nos | 0.0 | 0.0 | 0 | 0.0 | 0 | ABB | 2CSR275040R1404 | India |  |  | 0 | 0.0 |  | 0 | 0 |  | 0 | 0 | 0 | 0 |  |  | 0 | 0 | 0 |  | 0 | [5 empty] | 0 |  |  | 0 | [13 empty] | Nos | 1.0 | [10 empty] | Ringlus Electro Controls & Automation PVT LTD | [18 empty] | CGST - RNG | 9.0
[120 empty] | SGST - RNG | 9.0
| 40A 100mA RCBO DP 10kA AC Type DS201 M C40 AC100 2CSR275040R2404 ABB | 40A 100mA RCBO DP 10kA AC Type DS201 M C40 AC100 2CSR275040R2404 ABB | ABBMCB | Nos |  | 40A 100mA RCBO DP 10kA AC Type DS201 M C40 AC100 2CSR275040R2404 ABB |  | 0 | 0 | 1 | 1 | 1 | 0.0 | 0.0 | 0.0 | 0 |  |  | 0.0 | Electrical Components | 40A 100mA RCBO DP 10kA AC Type DS201 M C40 AC100 2CSR275040R2404 ABB | 0 | 31-12-2099 | Material Transfer |  | 0.0 |  | 0 | 0 |  | 0 | 0 | 0 | 0 |  | 0 | Item Attribute | 1 | Nos | 0.0 | 0.0 | 0 | 0.0 | 0 | ABB | 2CSR275040R2404 | India |  |  | 0 | 0.0 |  | 0 | 0 |  | 0 | 0 | 0 | 0 |  |  | 0 | 0 | 0 |  | 0 | [5 empty] | 0 |  |  | 0 | [13 empty] | Nos | 1.0 | [10 empty] | Ringlus Electro Controls & Automation PVT LTD | [18 empty] | CGST - RNG | 9.0
[120 empty] | SGST - RNG | 9.0
| 40A 300mA RCBO DP 10kA AC Type DS201 M C40 AC300 2CSR275040R3404 ABB | 40A 300mA RCBO DP 10kA AC Type DS201 M C40 AC300 2CSR275040R3404 ABB | ABBMCB | Nos |  | 40A 300mA RCBO DP 10kA AC Type DS201 M C40 AC300 2CSR275040R3404 ABB |  | 0 | 0 | 1 | 1 | 1 | 0.0 | 0.0 | 0.0 | 0 |  |  | 0.0 | Electrical Components | 40A 300mA RCBO DP 10kA AC Type DS201 M C40 AC300 2CSR275040R3404 ABB | 0 | 31-12-2099 | Material Transfer |  | 0.0 |  | 0 | 0 |  | 0 | 0 | 0 | 0 |  | 0 | Item Attribute | 1 | Nos | 0.0 | 0.0 | 0 | 0.0 | 0 | ABB | 2CSR275040R3404 | India |  |  | 0 | 0.0 |  | 0 | 0 |  | 0 | 0 | 0 | 0 |  |  | 0 | 0 | 0 |  | 0 | [5 empty] | 0 |  |  | 0 | [13 empty] | Nos | 1.0 | [10 empty] | Ringlus Electro Controls & Automation PVT LTD | [18 empty] | CGST - RNG | 9.0
[120 empty] | SGST - RNG | 9.0
| 63A 30mA RCBO DP 10kA AC Type DDA202 AC-63/0.03 2CSB202001R1630 ABB | 63A 30mA RCBO DP 10kA AC Type DDA202 AC-63/0.03 2CSB202001R1630 ABB | ABBMCB | Nos |  | 63A 30mA RCBO DP 10kA AC Type DDA202 AC-63/0.03 2CSB202001R1630 ABB |  | 0 | 0 | 1 | 1 | 1 | 0.0 | 0.0 | 0.0 | 0 |  |  | 0.0 | Electrical Components | 63A 30mA RCBO DP 10kA AC Type DDA202 AC-63/0.03 2CSB202001R1630 ABB | 0 | 31-12-2099 | Material Transfer |  | 0.0 |  | 0 | 0 |  | 0 | 0 | 0 | 0 |  | 0 | Item Attribute | 1 | Nos | 0.0 | 0.0 | 0 | 0.0 | 0 | ABB | 2CSB202001R1630 | India |  |  | 0 | 0.0 |  | 0 | 0 |  | 0 | 0 | 0 | 0 |  |  | 0 | 0 | 0 |  | 0 | [5 empty] | 0 |  |  | 0 | [13 empty] | Nos | 1.0 | [10 empty] | Ringlus Electro Controls & Automation PVT LTD | [18 empty] | CGST - RNG | 9.0
[120 empty] | SGST - RNG | 9.0
| 63A 100mA RCBO DP 10kA AC Type DDA202 AC-63/0.1 2CSB202001R2630 ABB | 63A 100mA RCBO DP 10kA AC Type DDA202 AC-63/0.1 2CSB202001R2630 ABB | ABBMCB | Nos |  | 63A 100mA RCBO DP 10kA AC Type DDA202 AC-63/0.1 2CSB202001R2630 ABB |  | 0 | 0 | 1 | 1 | 1 | 0.0 | 0.0 | 0.0 | 0 |  |  | 0.0 | Electrical Components | 63A 100mA RCBO DP 10kA AC Type DDA202 AC-63/0.1 2CSB202001R2630 ABB | 0 | 31-12-2099 | Material Transfer |  | 0.0 |  | 0 | 0 |  | 0 | 0 | 0 | 0 |  | 0 | Item Attribute | 1 | Nos | 0.0 | 0.0 | 0 | 0.0 | 0 | ABB | 2CSB202001R2630 | India |  |  | 0 | 0.0 |  | 0 | 0 |  | 0 | 0 | 0 | 0 |  |  | 0 | 0 | 0 |  | 0 | [5 empty] | 0 |  |  | 0 | [13 empty] | Nos | 1.0 | [10 empty] | Ringlus Electro Controls & Automation PVT LTD | [18 empty] | CGST - RNG | 9.0
[120 empty] | SGST - RNG | 9.0
| 63A 300mA RCBO DP 10kA AC Type DS201 M AC-63/0.3 2CSB202001R3630 ABB | 63A 300mA RCBO DP 10kA AC Type DS201 M AC-63/0.3 2CSB202001R3630 ABB | ABBMCB | Nos |  | 63A 300mA RCBO DP 10kA AC Type DS201 M AC-63/0.3 2CSB202001R3630 ABB |  | 0 | 0 | 1 | 1 | 1 | 0.0 | 0.0 | 0.0 | 0 |  |  | 0.0 | Electrical Components | 63A 300mA RCBO DP 10kA AC Type DS201 M AC-63/0.3 2CSB202001R3630 ABB | 0 | 31-12-2099 | Material Transfer |  | 0.0 |  | 0 | 0 |  | 0 | 0 | 0 | 0 |  | 0 | Item Attribute | 1 | Nos | 0.0 | 0.0 | 0 | 0.0 | 0 | ABB | 2CSB202001R3630 | India |  |  | 0 | 0.0 |  | 0 | 0 |  | 0 | 0 | 0 | 0 |  |  | 0 | 0 | 0 |  | 0 | [5 empty] | 0 |  |  | 0 | [13 empty] | Nos | 1.0 | [10 empty] | Ringlus Electro Controls & Automation PVT LTD | [18 empty] | CGST - RNG | 9.0
[120 empty] | SGST - RNG | 9.0
| 25A 30mA RCBO FP 10kA AC Type DDA204 AC-25/0.03 2CSB204001R1250 ABB | 25A 30mA RCBO FP 10kA AC Type DDA204 AC-25/0.03 2CSB204001R1250 ABB | ABBMCB | Nos |  | 25A 30mA RCBO FP 10kA AC Type DDA204 AC-25/0.03 2CSB204001R1250 ABB |  | 0 | 0 | 1 | 1 | 1 | 0.0 | 0.0 | 0.0 | 0 |  |  | 0.0 | Electrical Components | 25A 30mA RCBO FP 10kA AC Type DDA204 AC-25/0.03 2CSB204001R1250 ABB | 0 | 31-12-2099 | Material Transfer |  | 0.0 |  | 0 | 0 |  | 0 | 0 | 0 | 0 |  | 0 | Item Attribute | 1 | Nos | 0.0 | 0.0 | 0 | 0.0 | 0 | ABB | 2CSB204001R1250 | India |  |  | 0 | 0.0 |  | 0 | 0 |  | 0 | 0 | 0 | 0 |  |  | 0 | 0 | 0 |  | 0 | [5 empty] | 0 |  |  | 0 | [13 empty] | Nos | 1.0 | [10 empty] | Ringlus Electro Controls & Automation PVT LTD | [18 empty] | CGST - RNG | 9.0
[120 empty] | SGST - RNG | 9.0
| 40A 30mA RCBO FP 10kA AC Type DDA204 AC-40/0.03 2CSB204001R1400 ABB | 40A 30mA RCBO FP 10kA AC Type DDA204 AC-40/0.03 2CSB204001R1400 ABB | ABBMCB | Nos |  | 40A 30mA RCBO FP 10kA AC Type DDA204 AC-40/0.03 2CSB204001R1400 ABB |  | 0 | 0 | 1 | 1 | 1 | 0.0 | 0.0 | 0.0 | 0 |  |  | 0.0 | Electrical Components | 40A 30mA RCBO FP 10kA AC Type DDA204 AC-40/0.03 2CSB204001R1400 ABB | 0 | 31-12-2099 | Material Transfer |  | 0.0 |  | 0 | 0 |  | 0 | 0 | 0 | 0 |  | 0 | Item Attribute | 1 | Nos | 0.0 | 0.0 | 0 | 0.0 | 0 | ABB | 2CSB204001R1400 | India |  |  | 0 | 0.0 |  | 0 | 0 |  | 0 | 0 | 0 | 0 |  |  | 0 | 0 | 0 |  | 0 | [5 empty] | 0 |  |  | 0 | [13 empty] | Nos | 1.0 | [10 empty] | Ringlus Electro Controls & Automation PVT LTD | [18 empty] | CGST - RNG | 9.0
[120 empty] | SGST - RNG | 9.0
| 63A 30mA RCBO FP 10kA AC Type DDA204 AC-63/0.03 2CSB204001R1630 ABB | 63A 30mA RCBO FP 10kA AC Type DDA204 AC-63/0.03 2CSB204001R1630 ABB | ABBMCB | Nos |  | 63A 30mA RCBO FP 10kA AC Type DDA204 AC-63/0.03 2CSB204001R1630 ABB |  | 0 | 0 | 1 | 1 | 1 | 0.0 | 0.0 | 0.0 | 0 |  |  | 0.0 | Electrical Components | 63A 30mA RCBO FP 10kA AC Type DDA204 AC-63/0.03 2CSB204001R1630 ABB | 0 | 31-12-2099 | Material Transfer |  | 0.0 |  | 0 | 0 |  | 0 | 0 | 0 | 0 |  | 0 | Item Attribute | 1 | Nos | 0.0 | 0.0 | 0 | 0.0 | 0 | ABB | 2CSB204001R1630 | India |  |  | 0 | 0.0 |  | 0 | 0 |  | 0 | 0 | 0 | 0 |  |  | 0 | 0 | 0 |  | 0 | [5 empty] | 0 |  |  | 0 | [13 empty] | Nos | 1.0 | [10 empty] | Ringlus Electro Controls & Automation PVT LTD | [18 empty] | CGST - RNG | 9.0
[120 empty] | SGST - RNG | 9.0
| 25A 100mA RCBO FP 10kA AC Type DDA204 AC-25/0.1 2CSB204001R2250 ABB | 25A 100mA RCBO FP 10kA AC Type DDA204 AC-25/0.1 2CSB204001R2250 ABB | ABBMCB | Nos |  | 25A 100mA RCBO FP 10kA AC Type DDA204 AC-25/0.1 2CSB204001R2250 ABB |  | 0 | 0 | 1 | 1 | 1 | 0.0 | 0.0 | 0.0 | 0 |  |  | 0.0 | Electrical Components | 25A 100mA RCBO FP 10kA AC Type DDA204 AC-25/0.1 2CSB204001R2250 ABB | 0 | 31-12-2099 | Material Transfer |  | 0.0 |  | 0 | 0 |  | 0 | 0 | 0 | 0 |  | 0 | Item Attribute | 1 | Nos | 0.0 | 0.0 | 0 | 0.0 | 0 | ABB | 2CSB204001R2250 | India |  |  | 0 | 0.0 |  | 0 | 0 |  | 0 | 0 | 0 | 0 |  |  | 0 | 0 | 0 |  | 0 | [5 empty] | 0 |  |  | 0 | [13 empty] | Nos | 1.0 | [10 empty] | Ringlus Electro Controls & Automation PVT LTD | [18 empty] | CGST - RNG | 9.0
[120 empty] | SGST - RNG | 9.0
| 40A 100mA RCBO FP 10kA AC Type DDA204 AC-40/0.1 2CSB204001R2400 ABB | 40A 100mA RCBO FP 10kA AC Type DDA204 AC-40/0.1 2CSB204001R2400 ABB | ABBMCB | Nos |  | 40A 100mA RCBO FP 10kA AC Type DDA204 AC-40/0.1 2CSB204001R2400 ABB |  | 0 | 0 | 1 | 1 | 1 | 0.0 | 0.0 | 0.0 | 0 |  |  | 0.0 | Electrical Components | 40A 100mA RCBO FP 10kA AC Type DDA204 AC-40/0.1 2CSB204001R2400 ABB | 0 | 31-12-2099 | Material Transfer |  | 0.0 |  | 0 | 0 |  | 0 | 0 | 0 | 0 |  | 0 | Item Attribute | 1 | Nos | 0.0 | 0.0 | 0 | 0.0 | 0 | ABB | 2CSB204001R2400 | India |  |  | 0 | 0.0 |  | 0 | 0 |  | 0 | 0 | 0 | 0 |  |  | 0 | 0 | 0 |  | 0 | [5 empty] | 0 |  |  | 0 | [13 empty] | Nos | 1.0 | [10 empty] | Ringlus Electro Controls & Automation PVT LTD | [18 empty] | CGST - RNG | 9.0
[120 empty] | SGST - RNG | 9.0
| 63A 100mA RCBO FP 10kA AC Type DDA204 AC-63/0.1 2CSB204001R2630 ABB | 63A 100mA RCBO FP 10kA AC Type DDA204 AC-63/0.1 2CSB204001R2630 ABB | ABBMCB | Nos |  | 63A 100mA RCBO FP 10kA AC Type DDA204 AC-63/0.1 2CSB204001R2630 ABB |  | 0 | 0 | 1 | 1 | 1 | 0.0 | 0.0 | 0.0 | 0 |  |  | 0.0 | Electrical Components | 63A 100mA RCBO FP 10kA AC Type DDA204 AC-63/0.1 2CSB204001R2630 ABB | 0 | 31-12-2099 | Material Transfer |  | 0.0 |  | 0 | 0 |  | 0 | 0 | 0 | 0 |  | 0 | Item Attribute | 1 | Nos | 0.0 | 0.0 | 0 | 0.0 | 0 | ABB | 2CSB204001R2630 | India |  |  | 0 | 0.0 |  | 0 | 0 |  | 0 | 0 | 0 | 0 |  |  | 0 | 0 | 0 |  | 0 | [5 empty] | 0 |  |  | 0 | [13 empty] | Nos | 1.0 | [10 empty] | Ringlus Electro Controls & Automation PVT LTD | [18 empty] | CGST - RNG | 9.0
[120 empty] | SGST - RNG | 9.0
| 25A 300mA RCBO FP 10kA AC Type DDA204 AC-25/0.3 2CSB204001R3250 ABB | 25A 300mA RCBO FP 10kA AC Type DDA204 AC-25/0.3 2CSB204001R3250 ABB | ABBMCB | Nos |  | 25A 300mA RCBO FP 10kA AC Type DDA204 AC-25/0.3 2CSB204001R3250 ABB |  | 0 | 0 | 1 | 1 | 1 | 0.0 | 0.0 | 0.0 | 0 |  |  | 0.0 | Electrical Components | 25A 300mA RCBO FP 10kA AC Type DDA204 AC-25/0.3 2CSB204001R3250 ABB | 0 | 31-12-2099 | Material Transfer |  | 0.0 |  | 0 | 0 |  | 0 | 0 | 0 | 0 |  | 0 | Item Attribute | 1 | Nos | 0.0 | 0.0 | 0 | 0.0 | 0 | ABB | 2CSB204001R3250 | India |  |  | 0 | 0.0 |  | 0 | 0 |  | 0 | 0 | 0 | 0 |  |  | 0 | 0 | 0 |  | 0 | [5 empty] | 0 |  |  | 0 | [13 empty] | Nos | 1.0 | [10 empty] | Ringlus Electro Controls & Automation PVT LTD | [18 empty] | CGST - RNG | 9.0
[120 empty] | SGST - RNG | 9.0
| 40A 300mA RCBO FP 10kA AC Type DDA204 AC-40/0.3 2CSB204001R3400 ABB | 40A 300mA RCBO FP 10kA AC Type DDA204 AC-40/0.3 2CSB204001R3400 ABB | ABBMCB | Nos |  | 40A 300mA RCBO FP 10kA AC Type DDA204 AC-40/0.3 2CSB204001R3400 ABB |  | 0 | 0 | 1 | 1 | 1 | 0.0 | 0.0 | 0.0 | 0 |  |  | 0.0 | Electrical Components | 40A 300mA RCBO FP 10kA AC Type DDA204 AC-40/0.3 2CSB204001R3400 ABB | 0 | 31-12-2099 | Material Transfer |  | 0.0 |  | 0 | 0 |  | 0 | 0 | 0 | 0 |  | 0 | Item Attribute | 1 | Nos | 0.0 | 0.0 | 0 | 0.0 | 0 | ABB | 2CSB204001R3400 | India |  |  | 0 | 0.0 |  | 0 | 0 |  | 0 | 0 | 0 | 0 |  |  | 0 | 0 | 0 |  | 0 | [5 empty] | 0 |  |  | 0 | [13 empty] | Nos | 1.0 | [10 empty] | Ringlus Electro Controls & Automation PVT LTD | [18 empty] | CGST - RNG | 9.0
[120 empty] | SGST - RNG | 9.0
| 63A 300mA RCBO FP 10kA AC Type DDA205 AC-63/0.3 2CSB204001R3630 ABB | 63A 300mA RCBO FP 10kA AC Type DDA205 AC-63/0.3 2CSB204001R3630 ABB | ABBMCB | Nos |  | 63A 300mA RCBO FP 10kA AC Type DDA205 AC-63/0.3 2CSB204001R3630 ABB |  | 0 | 0 | 1 | 1 | 1 | 0.0 | 0.0 | 0.0 | 0 |  |  | 0.0 | Electrical Components | 63A 300mA RCBO FP 10kA AC Type DDA205 AC-63/0.3 2CSB204001R3630 ABB | 0 | 31-12-2099 | Material Transfer |  | 0.0 |  | 0 | 0 |  | 0 | 0 | 0 | 0 |  | 0 | Item Attribute | 1 | Nos | 0.0 | 0.0 | 0 | 0.0 | 0 | ABB | 2CSB204001R3630 | India |  |  | 0 | 0.0 |  | 0 | 0 |  | 0 | 0 | 0 | 0 |  |  | 0 | 0 | 0 |  | 0 | [5 empty] | 0 |  |  | 0 | [13 empty] | Nos | 1.0 | [10 empty] | Ringlus Electro Controls & Automation PVT LTD | [18 empty] | CGST - RNG | 9.0
[120 empty] | SGST - RNG | 9.0
| 25A AC1 9A AC3 3P AC Operated Power Contactor 5.5HP 4kW (1NO+-) A09-30-10 1SBL141001R8010 ABB | 25A AC1 9A AC3 3P AC Operated Power Contactor 5.5HP 4kW (1NO+-) A09-30-10 1SBL141001R8010 ABB | ABBCON | Nos |  | 25A AC1 9A AC3 3P AC Operated Power Contactor 5.5HP 4kW (1NO+-) A09-30-10 1SBL141001R8010 ABB |  | 0 | 0 | 1 | 1 | 1 | 0.0 | 0.0 | 0.0 | 0 |  |  | 0.0 | Electrical Components | 25A AC1 9A AC3 3P AC Operated Power Contactor 5.5HP 4kW (1NO+-) A09-30-10 1SBL141001R8010 ABB | 0 | 31-12-2099 | Material Transfer |  | 0.0 |  | 0 | 0 |  | 0 | 0 | 0 | 0 |  | 0 | Item Attribute | 1 | Nos | 0.0 | 0.0 | 0 | 0.0 | 0 | ABB | 1SBL141001R8010 | India |  |  | 0 | 0.0 |  | 0 | 0 |  | 0 | 0 | 0 | 0 |  |  | 0 | 0 | 0 |  | 0 | [5 empty] | 0 |  |  | 0 | [13 empty] | Nos | 1.0 | [10 empty] | Ringlus Electro Controls & Automation PVT LTD | [18 empty] | CGST - RNG | 9.0
[120 empty] | SGST - RNG | 9.0
| 25A AC1 9A AC3 3P AC Operated Power Contactor 5.5HP 4kW (-+1NC) A09-30-01 1SBL141001R8001 ABB | 25A AC1 9A AC3 3P AC Operated Power Contactor 5.5HP 4kW (-+1NC) A09-30-01 1SBL141001R8001 ABB | ABBCON | Nos |  | 25A AC1 9A AC3 3P AC Operated Power Contactor 5.5HP 4kW (-+1NC) A09-30-01 1SBL141001R8001 ABB |  | 0 | 0 | 1 | 1 | 1 | 0.0 | 0.0 | 0.0 | 0 |  |  | 0.0 | Electrical Components | 25A AC1 9A AC3 3P AC Operated Power Contactor 5.5HP 4kW (-+1NC) A09-30-01 1SBL141001R8001 ABB | 0 | 31-12-2099 | Material Transfer |  | 0.0 |  | 0 | 0 |  | 0 | 0 | 0 | 0 |  | 0 | Item Attribute | 1 | Nos | 0.0 | 0.0 | 0 | 0.0 | 0 | ABB | 1SBL141001R8001 | India |  |  | 0 | 0.0 |  | 0 | 0 |  | 0 | 0 | 0 | 0 |  |  | 0 | 0 | 0 |  | 0 | [5 empty] | 0 |  |  | 0 | [13 empty] | Nos | 1.0 | [10 empty] | Ringlus Electro Controls & Automation PVT LTD | [18 empty] | CGST - RNG | 9.0
[120 empty] | SGST - RNG | 9.0
| 27A AC1 12A AC3 3P AC Operated Power Contactor 7.5HP 5.5kW (1NO+-) A12-30-10 1SBL161001R8010 ABB | 27A AC1 12A AC3 3P AC Operated Power Contactor 7.5HP 5.5kW (1NO+-) A12-30-10 1SBL161001R8010 ABB | ABBCON | Nos |  | 27A AC1 12A AC3 3P AC Operated Power Contactor 7.5HP 5.5kW (1NO+-) A12-30-10 1SBL161001R8010 ABB |  | 0 | 0 | 1 | 1 | 1 | 0.0 | 0.0 | 0.0 | 0 |  |  | 0.0 | Electrical Components | 27A AC1 12A AC3 3P AC Operated Power Contactor 7.5HP 5.5kW (1NO+-) A12-30-10 1SBL161001R8010 ABB | 0 | 31-12-2099 | Material Transfer |  | 0.0 |  | 0 | 0 |  | 0 | 0 | 0 | 0 |  | 0 | Item Attribute | 1 | Nos | 0.0 | 0.0 | 0 | 0.0 | 0 | ABB | 1SBL161001R8010 | India |  |  | 0 | 0.0 |  | 0 | 0 |  | 0 | 0 | 0 | 0 |  |  | 0 | 0 | 0 |  | 0 | [5 empty] | 0 |  |  | 0 | [13 empty] | Nos | 1.0 | [10 empty] | Ringlus Electro Controls & Automation PVT LTD | [18 empty] | CGST - RNG | 9.0
[120 empty] | SGST - RNG | 9.0
| 27A AC1 12A AC3 3P AC Operated Power Contactor 7.5HP 5.5kW (-+1NC) A12-30-01 1SBL161001R8001 ABB | 27A AC1 12A AC3 3P AC Operated Power Contactor 7.5HP 5.5kW (-+1NC) A12-30-01 1SBL161001R8001 ABB | ABBCON | Nos |  | 27A AC1 12A AC3 3P AC Operated Power Contactor 7.5HP 5.5kW (-+1NC) A12-30-01 1SBL161001R8001 ABB |  | 0 | 0 | 1 | 1 | 1 | 0.0 | 0.0 | 0.0 | 0 |  |  | 0.0 | Electrical Components | 27A AC1 12A AC3 3P AC Operated Power Contactor 7.5HP 5.5kW (-+1NC) A12-30-01 1SBL161001R8001 ABB | 0 | 31-12-2099 | Material Transfer |  | 0.0 |  | 0 | 0 |  | 0 | 0 | 0 | 0 |  | 0 | Item Attribute | 1 | Nos | 0.0 | 0.0 | 0 | 0.0 | 0 | ABB | 1SBL161001R8001 | India |  |  | 0 | 0.0 |  | 0 | 0 |  | 0 | 0 | 0 | 0 |  |  | 0 | 0 | 0 |  | 0 | [5 empty] | 0 |  |  | 0 | [13 empty] | Nos | 1.0 | [10 empty] | Ringlus Electro Controls & Automation PVT LTD | [18 empty] | CGST - RNG | 9.0
[120 empty] | SGST - RNG | 9.0
| 30A AC1 17A AC3 3P AC Operated Power Contactor 12.5HP 7.5kW (1NO+-) A16-30-10 1SBL181001R8010 ABB | 30A AC1 17A AC3 3P AC Operated Power Contactor 12.5HP 7.5kW (1NO+-) A16-30-10 1SBL181001R8010 ABB | ABBCON | Nos |  | 30A AC1 17A AC3 3P AC Operated Power Contactor 12.5HP 7.5kW (1NO+-) A16-30-10 1SBL181001R8010 ABB |  | 0 | 0 | 1 | 1 | 1 | 0.0 | 0.0 | 0.0 | 0 |  |  | 0.0 | Electrical Components | 30A AC1 17A AC3 3P AC Operated Power Contactor 12.5HP 7.5kW (1NO+-) A16-30-10 1SBL181001R8010 ABB | 0 | 31-12-2099 | Material Transfer |  | 0.0 |  | 0 | 0 |  | 0 | 0 | 0 | 0 |  | 0 | Item Attribute | 1 | Nos | 0.0 | 0.0 | 0 | 0.0 | 0 | ABB | 1SBL181001R8010 | India |  |  | 0 | 0.0 |  | 0 | 0 |  | 0 | 0 | 0 | 0 |  |  | 0 | 0 | 0 |  | 0 | [5 empty] | 0 |  |  | 0 | [13 empty] | Nos | 1.0 | [10 empty] | Ringlus Electro Controls & Automation PVT LTD | [18 empty] | CGST - RNG | 9.0
[120 empty] | SGST - RNG | 9.0
| 30A AC1 17A AC3 3P AC Operated Power Contactor 12.5HP 7.5kW (-+1NC) A16-30-01 1SBL181001R8001 ABB | 30A AC1 17A AC3 3P AC Operated Power Contactor 12.5HP 7.5kW (-+1NC) A16-30-01 1SBL181001R8001 ABB | ABBCON | Nos |  | 30A AC1 17A AC3 3P AC Operated Power Contactor 12.5HP 7.5kW (-+1NC) A16-30-01 1SBL181001R8001 ABB |  | 0 | 0 | 1 | 1 | 1 | 0.0 | 0.0 | 0.0 | 0 |  |  | 0.0 | Electrical Components | 30A AC1 17A AC3 3P AC Operated Power Contactor 12.5HP 7.5kW (-+1NC) A16-30-01 1SBL181001R8001 ABB | 0 | 31-12-2099 | Material Transfer |  | 0.0 |  | 0 | 0 |  | 0 | 0 | 0 | 0 |  | 0 | Item Attribute | 1 | Nos | 0.0 | 0.0 | 0 | 0.0 | 0 | ABB | 1SBL181001R8001 | India |  |  | 0 | 0.0 |  | 0 | 0 |  | 0 | 0 | 0 | 0 |  |  | 0 | 0 | 0 |  | 0 | [5 empty] | 0 |  |  | 0 | [13 empty] | Nos | 1.0 | [10 empty] | Ringlus Electro Controls & Automation PVT LTD | [18 empty] | CGST - RNG | 9.0
[120 empty] | SGST - RNG | 9.0
| 45A AC1 26A AC3 3P AC Operated Power Contactor 15HP 11kW (1NO+-) A26-30-10 1SBL241001R8010 ABB | 45A AC1 26A AC3 3P AC Operated Power Contactor 15HP 11kW (1NO+-) A26-30-10 1SBL241001R8010 ABB | ABBCON | Nos |  | 45A AC1 26A AC3 3P AC Operated Power Contactor 15HP 11kW (1NO+-) A26-30-10 1SBL241001R8010 ABB |  | 0 | 0 | 1 | 1 | 1 | 0.0 | 0.0 | 0.0 | 0 |  |  | 0.0 | Electrical Components | 45A AC1 26A AC3 3P AC Operated Power Contactor 15HP 11kW (1NO+-) A26-30-10 1SBL241001R8010 ABB | 0 | 31-12-2099 | Material Transfer |  | 0.0 |  | 0 | 0 |  | 0 | 0 | 0 | 0 |  | 0 | Item Attribute | 1 | Nos | 0.0 | 0.0 | 0 | 0.0 | 0 | ABB | 1SBL241001R8010 | India |  |  | 0 | 0.0 |  | 0 | 0 |  | 0 | 0 | 0 | 0 |  |  | 0 | 0 | 0 |  | 0 | [5 empty] | 0 |  |  | 0 | [13 empty] | Nos | 1.0 | [10 empty] | Ringlus Electro Controls & Automation PVT LTD | [18 empty] | CGST - RNG | 9.0
[120 empty] | SGST - RNG | 9.0
| 45A AC1 26A AC3 3P AC Operated Power Contactor 15HP 11kW (-+1NC) A26-30-01 1SBL241001R8001 ABB | 45A AC1 26A AC3 3P AC Operated Power Contactor 15HP 11kW (-+1NC) A26-30-01 1SBL241001R8001 ABB | ABBCON | Nos |  | 45A AC1 26A AC3 3P AC Operated Power Contactor 15HP 11kW (-+1NC) A26-30-01 1SBL241001R8001 ABB |  | 0 | 0 | 1 | 1 | 1 | 0.0 | 0.0 | 0.0 | 0 |  |  | 0.0 | Electrical Components | 45A AC1 26A AC3 3P AC Operated Power Contactor 15HP 11kW (-+1NC) A26-30-01 1SBL241001R8001 ABB | 0 | 31-12-2099 | Material Transfer |  | 0.0 |  | 0 | 0 |  | 0 | 0 | 0 | 0 |  | 0 | Item Attribute | 1 | Nos | 0.0 | 0.0 | 0 | 0.0 | 0 | ABB | 1SBL241001R8001 | India |  |  | 0 | 0.0 |  | 0 | 0 |  | 0 | 0 | 0 | 0 |  |  | 0 | 0 | 0 |  | 0 | [5 empty] | 0 |  |  | 0 | [13 empty] | Nos | 1.0 | [10 empty] | Ringlus Electro Controls & Automation PVT LTD | [18 empty] | CGST - RNG | 9.0
[120 empty] | SGST - RNG | 9.0
| 55A AC1 32A AC3 3P AC Operated Power Contactor 20HP 15kW (1NO+-) A30-30-10 1SBL281001R8010 ABB | 55A AC1 32A AC3 3P AC Operated Power Contactor 20HP 15kW (1NO+-) A30-30-10 1SBL281001R8010 ABB | ABBCON | Nos |  | 55A AC1 32A AC3 3P AC Operated Power Contactor 20HP 15kW (1NO+-) A30-30-10 1SBL281001R8010 ABB |  | 0 | 0 | 1 | 1 | 1 | 0.0 | 0.0 | 0.0 | 0 |  |  | 0.0 | Electrical Components | 55A AC1 32A AC3 3P AC Operated Power Contactor 20HP 15kW (1NO+-) A30-30-10 1SBL281001R8010 ABB | 0 | 31-12-2099 | Material Transfer |  | 0.0 |  | 0 | 0 |  | 0 | 0 | 0 | 0 |  | 0 | Item Attribute | 1 | Nos | 0.0 | 0.0 | 0 | 0.0 | 0 | ABB | 1SBL281001R8010 | India |  |  | 0 | 0.0 |  | 0 | 0 |  | 0 | 0 | 0 | 0 |  |  | 0 | 0 | 0 |  | 0 | [5 empty] | 0 |  |  | 0 | [13 empty] | Nos | 1.0 | [10 empty] | Ringlus Electro Controls & Automation PVT LTD | [18 empty] | CGST - RNG | 9.0
[120 empty] | SGST - RNG | 9.0
| 55A AC1 32A AC3 3P AC Operated Power Contactor 20HP 15kW (-+1NC) A30-30-01 1SBL281001R8001 ABB | 55A AC1 32A AC3 3P AC Operated Power Contactor 20HP 15kW (-+1NC) A30-30-01 1SBL281001R8001 ABB | ABBCON | Nos |  | 55A AC1 32A AC3 3P AC Operated Power Contactor 20HP 15kW (-+1NC) A30-30-01 1SBL281001R8001 ABB |  | 0 | 0 | 1 | 1 | 1 | 0.0 | 0.0 | 0.0 | 0 |  |  | 0.0 | Electrical Components | 55A AC1 32A AC3 3P AC Operated Power Contactor 20HP 15kW (-+1NC) A30-30-01 1SBL281001R8001 ABB | 0 | 31-12-2099 | Material Transfer |  | 0.0 |  | 0 | 0 |  | 0 | 0 | 0 | 0 |  | 0 | Item Attribute | 1 | Nos | 0.0 | 0.0 | 0 | 0.0 | 0 | ABB | 1SBL281001R8001 | India |  |  | 0 | 0.0 |  | 0 | 0 |  | 0 | 0 | 0 | 0 |  |  | 0 | 0 | 0 |  | 0 | [5 empty] | 0 |  |  | 0 | [13 empty] | Nos | 1.0 | [10 empty] | Ringlus Electro Controls & Automation PVT LTD | [18 empty] | CGST - RNG | 9.0
[120 empty] | SGST - RNG | 9.0
| 60A AC1 37A AC3 3P AC Operated Power Contactor 30HP 18.5kW (1NO+-) A40-30-10 1SBL321001R8010 ABB | 60A AC1 37A AC3 3P AC Operated Power Contactor 30HP 18.5kW (1NO+-) A40-30-10 1SBL321001R8010 ABB | ABBCON | Nos |  | 60A AC1 37A AC3 3P AC Operated Power Contactor 30HP 18.5kW (1NO+-) A40-30-10 1SBL321001R8010 ABB |  | 0 | 0 | 1 | 1 | 1 | 0.0 | 0.0 | 0.0 | 0 |  |  | 0.0 | Electrical Components | 60A AC1 37A AC3 3P AC Operated Power Contactor 30HP 18.5kW (1NO+-) A40-30-10 1SBL321001R8010 ABB | 0 | 31-12-2099 | Material Transfer |  | 0.0 |  | 0 | 0 |  | 0 | 0 | 0 | 0 |  | 0 | Item Attribute | 1 | Nos | 0.0 | 0.0 | 0 | 0.0 | 0 | ABB | 1SBL321001R8010 | India |  |  | 0 | 0.0 |  | 0 | 0 |  | 0 | 0 | 0 | 0 |  |  | 0 | 0 | 0 |  | 0 | [5 empty] | 0 |  |  | 0 | [13 empty] | Nos | 1.0 | [10 empty] | Ringlus Electro Controls & Automation PVT LTD | [18 empty] | CGST - RNG | 9.0
[120 empty] | SGST - RNG | 9.0
| 60A AC1 37A AC3 3P AC Operated Power Contactor 30HP 18.5kW (-+1NC) A40-30-01 1SBL321001R8001 ABB | 60A AC1 37A AC3 3P AC Operated Power Contactor 30HP 18.5kW (-+1NC) A40-30-01 1SBL321001R8001 ABB | ABBCON | Nos |  | 60A AC1 37A AC3 3P AC Operated Power Contactor 30HP 18.5kW (-+1NC) A40-30-01 1SBL321001R8001 ABB |  | 0 | 0 | 1 | 1 | 1 | 0.0 | 0.0 | 0.0 | 0 |  |  | 0.0 | Electrical Components | 60A AC1 37A AC3 3P AC Operated Power Contactor 30HP 18.5kW (-+1NC) A40-30-01 1SBL321001R8001 ABB | 0 | 31-12-2099 | Material Transfer |  | 0.0 |  | 0 | 0 |  | 0 | 0 | 0 | 0 |  | 0 | Item Attribute | 1 | Nos | 0.0 | 0.0 | 0 | 0.0 | 0 | ABB | 1SBL321001R8001 | India |  |  | 0 | 0.0 |  | 0 | 0 |  | 0 | 0 | 0 | 0 |  |  | 0 | 0 | 0 |  | 0 | [5 empty] | 0 |  |  | 0 | [13 empty] | Nos | 1.0 | [10 empty] | Ringlus Electro Controls & Automation PVT LTD | [18 empty] | CGST - RNG | 9.0
[120 empty] | SGST - RNG | 9.0
| 100A AC1 50A AC3 3P AC Operated Power Contactor 40HP 25kW (-+-) A50-30-00 1SBL351001R8000 ABB | 100A AC1 50A AC3 3P AC Operated Power Contactor 40HP 25kW (-+-) A50-30-00 1SBL351001R8000 ABB | ABBCON | Nos |  | 100A AC1 50A AC3 3P AC Operated Power Contactor 40HP 25kW (-+-) A50-30-00 1SBL351001R8000 ABB |  | 0 | 0 | 1 | 1 | 1 | 0.0 | 0.0 | 0.0 | 0 |  |  | 0.0 | Electrical Components | 100A AC1 50A AC3 3P AC Operated Power Contactor 40HP 25kW (-+-) A50-30-00 1SBL351001R8000 ABB | 0 | 31-12-2099 | Material Transfer |  | 0.0 |  | 0 | 0 |  | 0 | 0 | 0 | 0 |  | 0 | Item Attribute | 1 | Nos | 0.0 | 0.0 | 0 | 0.0 | 0 | ABB | 1SBL351001R8000 | India |  |  | 0 | 0.0 |  | 0 | 0 |  | 0 | 0 | 0 | 0 |  |  | 0 | 0 | 0 |  | 0 | [5 empty] | 0 |  |  | 0 | [13 empty] | Nos | 1.0 | [10 empty] | Ringlus Electro Controls & Automation PVT LTD | [18 empty] | CGST - RNG | 9.0
[120 empty] | SGST - RNG | 9.0
| 115A AC1 65A AC3 3P AC Operated Power Contactor 50HP 37kW (-+-) A63-30-00 1SBL371001R8000 ABB | 115A AC1 65A AC3 3P AC Operated Power Contactor 50HP 37kW (-+-) A63-30-00 1SBL371001R8000 ABB | ABBCON | Nos |  | 115A AC1 65A AC3 3P AC Operated Power Contactor 50HP 37kW (-+-) A63-30-00 1SBL371001R8000 ABB |  | 0 | 0 | 1 | 1 | 1 | 0.0 | 0.0 | 0.0 | 0 |  |  | 0.0 | Electrical Components | 115A AC1 65A AC3 3P AC Operated Power Contactor 50HP 37kW (-+-) A63-30-00 1SBL371001R8000 ABB | 0 | 31-12-2099 | Material Transfer |  | 0.0 |  | 0 | 0 |  | 0 | 0 | 0 | 0 |  | 0 | Item Attribute | 1 | Nos | 0.0 | 0.0 | 0 | 0.0 | 0 | ABB | 1SBL371001R8000 | India |  |  | 0 | 0.0 |  | 0 | 0 |  | 0 | 0 | 0 | 0 |  |  | 0 | 0 | 0 |  | 0 | [5 empty] | 0 |  |  | 0 | [13 empty] | Nos | 1.0 | [10 empty] | Ringlus Electro Controls & Automation PVT LTD | [18 empty] | CGST - RNG | 9.0
[120 empty] | SGST - RNG | 9.0
| 125A AC1 75A AC3 3P AC Operated Power Contactor 60HP 40kW (-+-) A75-30-00 1SBL411001R8000 ABB | 125A AC1 75A AC3 3P AC Operated Power Contactor 60HP 40kW (-+-) A75-30-00 1SBL411001R8000 ABB | ABBCON | Nos |  | 125A AC1 75A AC3 3P AC Operated Power Contactor 60HP 40kW (-+-) A75-30-00 1SBL411001R8000 ABB |  | 0 | 0 | 1 | 1 | 1 | 0.0 | 0.0 | 0.0 | 0 |  |  | 0.0 | Electrical Components | 125A AC1 75A AC3 3P AC Operated Power Contactor 60HP 40kW (-+-) A75-30-00 1SBL411001R8000 ABB | 0 | 31-12-2099 | Material Transfer |  | 0.0 |  | 0 | 0 |  | 0 | 0 | 0 | 0 |  | 0 | Item Attribute | 1 | Nos | 0.0 | 0.0 | 0 | 0.0 | 0 | ABB | 1SBL411001R8000 | India |  |  | 0 | 0.0 |  | 0 | 0 |  | 0 | 0 | 0 | 0 |  |  | 0 | 0 | 0 |  | 0 | [5 empty] | 0 |  |  | 0 | [13 empty] | Nos | 1.0 | [10 empty] | Ringlus Electro Controls & Automation PVT LTD | [18 empty] | CGST - RNG | 9.0
[120 empty] | SGST - RNG | 9.0
| 145A AC1 96A AC3 3P AC Operated Power Contactor 70HP 55kW (1NO+1NC) A95-30-11 1SFL431001R8011 ABB | 145A AC1 96A AC3 3P AC Operated Power Contactor 70HP 55kW (1NO+1NC) A95-30-11 1SFL431001R8011 ABB | ABBCON | Nos |  | 145A AC1 96A AC3 3P AC Operated Power Contactor 70HP 55kW (1NO+1NC) A95-30-11 1SFL431001R8011 ABB |  | 0 | 0 | 1 | 1 | 1 | 0.0 | 0.0 | 0.0 | 0 |  |  | 0.0 | Electrical Components | 145A AC1 96A AC3 3P AC Operated Power Contactor 70HP 55kW (1NO+1NC) A95-30-11 1SFL431001R8011 ABB | 0 | 31-12-2099 | Material Transfer |  | 0.0 |  | 0 | 0 |  | 0 | 0 | 0 | 0 |  | 0 | Item Attribute | 1 | Nos | 0.0 | 0.0 | 0 | 0.0 | 0 | ABB | 1SFL431001R8011 | India |  |  | 0 | 0.0 |  | 0 | 0 |  | 0 | 0 | 0 | 0 |  |  | 0 | 0 | 0 |  | 0 | [5 empty] | 0 |  |  | 0 | [13 empty] | Nos | 1.0 | [10 empty] | Ringlus Electro Controls & Automation PVT LTD | [18 empty] | CGST - RNG | 9.0
[120 empty] | SGST - RNG | 9.0
| 160A AC1 110A AC3 3P AC Operated Power Contactor 75HP 59kW (1NO+1NC) A110-30-11 1SFL451001R8011 ABB | 160A AC1 110A AC3 3P AC Operated Power Contactor 75HP 59kW (1NO+1NC) A110-30-11 1SFL451001R8011 ABB | ABBCON | Nos |  | 160A AC1 110A AC3 3P AC Operated Power Contactor 75HP 59kW (1NO+1NC) A110-30-11 1SFL451001R8011 ABB |  | 0 | 0 | 1 | 1 | 1 | 0.0 | 0.0 | 0.0 | 0 |  |  | 0.0 | Electrical Components | 160A AC1 110A AC3 3P AC Operated Power Contactor 75HP 59kW (1NO+1NC) A110-30-11 1SFL451001R8011 ABB | 0 | 31-12-2099 | Material Transfer |  | 0.0 |  | 0 | 0 |  | 0 | 0 | 0 | 0 |  | 0 | Item Attribute | 1 | Nos | 0.0 | 0.0 | 0 | 0.0 | 0 | ABB | 1SFL451001R8011 | India |  |  | 0 | 0.0 |  | 0 | 0 |  | 0 | 0 | 0 | 0 |  |  | 0 | 0 | 0 |  | 0 | [5 empty] | 0 |  |  | 0 | [13 empty] | Nos | 1.0 | [10 empty] | Ringlus Electro Controls & Automation PVT LTD | [18 empty] | CGST - RNG | 9.0
[120 empty] | SGST - RNG | 9.0
| 250A AC1 145A AC3 3P AC Operated Power Contactor 100HP 75kW (1NO+1NC) A145-30-11 1SFL471001R8011 ABB | 250A AC1 145A AC3 3P AC Operated Power Contactor 100HP 75kW (1NO+1NC) A145-30-11 1SFL471001R8011 ABB | ABBCON | Nos |  | 250A AC1 145A AC3 3P AC Operated Power Contactor 100HP 75kW (1NO+1NC) A145-30-11 1SFL471001R8011 ABB |  | 0 | 0 | 1 | 1 | 1 | 0.0 | 0.0 | 0.0 | 0 |  |  | 0.0 | Electrical Components | 250A AC1 145A AC3 3P AC Operated Power Contactor 100HP 75kW (1NO+1NC) A145-30-11 1SFL471001R8011 ABB | 0 | 31-12-2099 | Material Transfer |  | 0.0 |  | 0 | 0 |  | 0 | 0 | 0 | 0 |  | 0 | Item Attribute | 1 | Nos | 0.0 | 0.0 | 0 | 0.0 | 0 | ABB | 1SFL471001R8011 | India |  |  | 0 | 0.0 |  | 0 | 0 |  | 0 | 0 | 0 | 0 |  |  | 0 | 0 | 0 |  | 0 | [5 empty] | 0 |  |  | 0 | [13 empty] | Nos | 1.0 | [10 empty] | Ringlus Electro Controls & Automation PVT LTD | [18 empty] | CGST - RNG | 9.0
[120 empty] | SGST - RNG | 9.0
| 275A AC1 185A AC3 3P AC Operated Power Contactor 115HP 90kW (1NO+1NC) A185-30-11 1SFL491001R8011 ABB | 275A AC1 185A AC3 3P AC Operated Power Contactor 115HP 90kW (1NO+1NC) A185-30-11 1SFL491001R8011 ABB | ABBCON | Nos |  | 275A AC1 185A AC3 3P AC Operated Power Contactor 115HP 90kW (1NO+1NC) A185-30-11 1SFL491001R8011 ABB |  | 0 | 0 | 1 | 1 | 1 | 0.0 | 0.0 | 0.0 | 0 |  |  | 0.0 | Electrical Components | 275A AC1 185A AC3 3P AC Operated Power Contactor 115HP 90kW (1NO+1NC) A185-30-11 1SFL491001R8011 ABB | 0 | 31-12-2099 | Material Transfer |  | 0.0 |  | 0 | 0 |  | 0 | 0 | 0 | 0 |  | 0 | Item Attribute | 1 | Nos | 0.0 | 0.0 | 0 | 0.0 | 0 | ABB | 1SFL491001R8011 | India |  |  | 0 | 0.0 |  | 0 | 0 |  | 0 | 0 | 0 | 0 |  |  | 0 | 0 | 0 |  | 0 | [5 empty] | 0 |  |  | 0 | [13 empty] | Nos | 1.0 | [10 empty] | Ringlus Electro Controls & Automation PVT LTD | [18 empty] | CGST - RNG | 9.0
[120 empty] | SGST - RNG | 9.0
| 350A AC1 205A AC3 3P AC Operated Power Contactor 150HP 110kW (1NO+1NC) AF205-30-11 1SFL527002R1311 ABB | 350A AC1 205A AC3 3P AC Operated Power Contactor 150HP 110kW (1NO+1NC) AF205-30-11 1SFL527002R1311 ABB | ABBCON | Nos |  | 350A AC1 205A AC3 3P AC Operated Power Contactor 150HP 110kW (1NO+1NC) AF205-30-11 1SFL527002R1311 ABB |  | 0 | 0 | 1 | 1 | 1 | 0.0 | 0.0 | 0.0 | 0 |  |  | 0.0 | Electrical Components | 350A AC1 205A AC3 3P AC Operated Power Contactor 150HP 110kW (1NO+1NC) AF205-30-11 1SFL527002R1311 ABB | 0 | 31-12-2099 | Material Transfer |  | 0.0 |  | 0 | 0 |  | 0 | 0 | 0 | 0 |  | 0 | Item Attribute | 1 | Nos | 0.0 | 0.0 | 0 | 0.0 | 0 | ABB | 1SFL527002R1311 | India |  |  | 0 | 0.0 |  | 0 | 0 |  | 0 | 0 | 0 | 0 |  |  | 0 | 0 | 0 |  | 0 | [5 empty] | 0 |  |  | 0 | [13 empty] | Nos | 1.0 | [10 empty] | Ringlus Electro Controls & Automation PVT LTD | [18 empty] | CGST - RNG | 9.0
[120 empty] | SGST - RNG | 9.0
| 400A AC1 265A AC3 3P AC Operated Power Contactor 175HP 140kW (1NO+1NC) AF265-30-11 1SFL547002R1311 ABB | 400A AC1 265A AC3 3P AC Operated Power Contactor 175HP 140kW (1NO+1NC) AF265-30-11 1SFL547002R1311 ABB | ABBCON | Nos |  | 400A AC1 265A AC3 3P AC Operated Power Contactor 175HP 140kW (1NO+1NC) AF265-30-11 1SFL547002R1311 ABB |  | 0 | 0 | 1 | 1 | 1 | 0.0 | 0.0 | 0.0 | 0 |  |  | 0.0 | Electrical Components | 400A AC1 265A AC3 3P AC Operated Power Contactor 175HP 140kW (1NO+1NC) AF265-30-11 1SFL547002R1311 ABB | 0 | 31-12-2099 | Material Transfer |  | 0.0 |  | 0 | 0 |  | 0 | 0 | 0 | 0 |  | 0 | Item Attribute | 1 | Nos | 0.0 | 0.0 | 0 | 0.0 | 0 | ABB | 1SFL547002R1311 | India |  |  | 0 | 0.0 |  | 0 | 0 |  | 0 | 0 | 0 | 0 |  |  | 0 | 0 | 0 |  | 0 | [5 empty] | 0 |  |  | 0 | [13 empty] | Nos | 1.0 | [10 empty] | Ringlus Electro Controls & Automation PVT LTD | [18 empty] | CGST - RNG | 9.0
[120 empty] | SGST - RNG | 9.0
| 500A AC1 305A AC3 3P AC Operated Power Contactor 215HP 160kW (1NO+1NC) AF305-30-11 1SFL587002R1311 ABB | 500A AC1 305A AC3 3P AC Operated Power Contactor 215HP 160kW (1NO+1NC) AF305-30-11 1SFL587002R1311 ABB | ABBCON | Nos |  | 500A AC1 305A AC3 3P AC Operated Power Contactor 215HP 160kW (1NO+1NC) AF305-30-11 1SFL587002R1311 ABB |  | 0 | 0 | 1 | 1 | 1 | 0.0 | 0.0 | 0.0 | 0 |  |  | 0.0 | Electrical Components | 500A AC1 305A AC3 3P AC Operated Power Contactor 215HP 160kW (1NO+1NC) AF305-30-11 1SFL587002R1311 ABB | 0 | 31-12-2099 | Material Transfer |  | 0.0 |  | 0 | 0 |  | 0 | 0 | 0 | 0 |  | 0 | Item Attribute | 1 | Nos | 0.0 | 0.0 | 0 | 0.0 | 0 | ABB | 1SFL587002R1311 | India |  |  | 0 | 0.0 |  | 0 | 0 |  | 0 | 0 | 0 | 0 |  |  | 0 | 0 | 0 |  | 0 | [5 empty] | 0 |  |  | 0 | [13 empty] | Nos | 1.0 | [10 empty] | Ringlus Electro Controls & Automation PVT LTD | [18 empty] | CGST - RNG | 9.0
[120 empty] | SGST - RNG | 9.0
| 600A AC1 370A AC3 3P AC Operated Power Contactor 270HP 200kW (1NO+1NC) AF370-30-11 1SFL607002R1311 ABB | 600A AC1 370A AC3 3P AC Operated Power Contactor 270HP 200kW (1NO+1NC) AF370-30-11 1SFL607002R1311 ABB | ABBCON | Nos |  | 600A AC1 370A AC3 3P AC Operated Power Contactor 270HP 200kW (1NO+1NC) AF370-30-11 1SFL607002R1311 ABB |  | 0 | 0 | 1 | 1 | 1 | 0.0 | 0.0 | 0.0 | 0 |  |  | 0.0 | Electrical Components | 600A AC1 370A AC3 3P AC Operated Power Contactor 270HP 200kW (1NO+1NC) AF370-30-11 1SFL607002R1311 ABB | 0 | 31-12-2099 | Material Transfer |  | 0.0 |  | 0 | 0 |  | 0 | 0 | 0 | 0 |  | 0 | Item Attribute | 1 | Nos | 0.0 | 0.0 | 0 | 0.0 | 0 | ABB | 1SFL607002R1311 | India |  |  | 0 | 0.0 |  | 0 | 0 |  | 0 | 0 | 0 | 0 |  |  | 0 | 0 | 0 |  | 0 | [5 empty] | 0 |  |  | 0 | [13 empty] | Nos | 1.0 | [10 empty] | Ringlus Electro Controls & Automation PVT LTD | [18 empty] | CGST - RNG | 9.0
[120 empty] | SGST - RNG | 9.0
| 600A AC1 400A AC3 3P AC Operated Power Contactor 300HP 220kW (1NO+1NC) AF400-30-11 1SFL577001R7011 ABB | 600A AC1 400A AC3 3P AC Operated Power Contactor 300HP 220kW (1NO+1NC) AF400-30-11 1SFL577001R7011 ABB | ABBCON | Nos |  | 600A AC1 400A AC3 3P AC Operated Power Contactor 300HP 220kW (1NO+1NC) AF400-30-11 1SFL577001R7011 ABB |  | 0 | 0 | 1 | 1 | 1 | 0.0 | 0.0 | 0.0 | 0 |  |  | 0.0 | Electrical Components | 600A AC1 400A AC3 3P AC Operated Power Contactor 300HP 220kW (1NO+1NC) AF400-30-11 1SFL577001R7011 ABB | 0 | 31-12-2099 | Material Transfer |  | 0.0 |  | 0 | 0 |  | 0 | 0 | 0 | 0 |  | 0 | Item Attribute | 1 | Nos | 0.0 | 0.0 | 0 | 0.0 | 0 | ABB | 1SFL577001R7011 | India |  |  | 0 | 0.0 |  | 0 | 0 |  | 0 | 0 | 0 | 0 |  |  | 0 | 0 | 0 |  | 0 | [5 empty] | 0 |  |  | 0 | [13 empty] | Nos | 1.0 | [10 empty] | Ringlus Electro Controls & Automation PVT LTD | [18 empty] | CGST - RNG | 9.0
[120 empty] | SGST - RNG | 9.0
| 700A AC1 460A AC3 3P AC Operated Power Contactor 340HP 250kW (1NO+1NC) AF460-30-11 1SFL597001R7011 ABB | 700A AC1 460A AC3 3P AC Operated Power Contactor 340HP 250kW (1NO+1NC) AF460-30-11 1SFL597001R7011 ABB | ABBCON | Nos |  | 700A AC1 460A AC3 3P AC Operated Power Contactor 340HP 250kW (1NO+1NC) AF460-30-11 1SFL597001R7011 ABB |  | 0 | 0 | 1 | 1 | 1 | 0.0 | 0.0 | 0.0 | 0 |  |  | 0.0 | Electrical Components | 700A AC1 460A AC3 3P AC Operated Power Contactor 340HP 250kW (1NO+1NC) AF460-30-11 1SFL597001R7011 ABB | 0 | 31-12-2099 | Material Transfer |  | 0.0 |  | 0 | 0 |  | 0 | 0 | 0 | 0 |  | 0 | Item Attribute | 1 | Nos | 0.0 | 0.0 | 0 | 0.0 | 0 | ABB | 1SFL597001R7011 | India |  |  | 0 | 0.0 |  | 0 | 0 |  | 0 | 0 | 0 | 0 |  |  | 0 | 0 | 0 |  | 0 | [5 empty] | 0 |  |  | 0 | [13 empty] | Nos | 1.0 | [10 empty] | Ringlus Electro Controls & Automation PVT LTD | [18 empty] | CGST - RNG | 9.0
[120 empty] | SGST - RNG | 9.0
| 800A AC1 580A AC3 3P AC Operated Power Contactor 470HP 355kW (1NO+1NC) AF580-30-11 1SFL617001R7011 ABB | 800A AC1 580A AC3 3P AC Operated Power Contactor 470HP 355kW (1NO+1NC) AF580-30-11 1SFL617001R7011 ABB | ABBCON | Nos |  | 800A AC1 580A AC3 3P AC Operated Power Contactor 470HP 355kW (1NO+1NC) AF580-30-11 1SFL617001R7011 ABB |  | 0 | 0 | 1 | 1 | 1 | 0.0 | 0.0 | 0.0 | 0 |  |  | 0.0 | Electrical Components | 800A AC1 580A AC3 3P AC Operated Power Contactor 470HP 355kW (1NO+1NC) AF580-30-11 1SFL617001R7011 ABB | 0 | 31-12-2099 | Material Transfer |  | 0.0 |  | 0 | 0 |  | 0 | 0 | 0 | 0 |  | 0 | Item Attribute | 1 | Nos | 0.0 | 0.0 | 0 | 0.0 | 0 | ABB | 1SFL617001R7011 | India |  |  | 0 | 0.0 |  | 0 | 0 |  | 0 | 0 | 0 | 0 |  |  | 0 | 0 | 0 |  | 0 | [5 empty] | 0 |  |  | 0 | [13 empty] | Nos | 1.0 | [10 empty] | Ringlus Electro Controls & Automation PVT LTD | [18 empty] | CGST - RNG | 9.0
[120 empty] | SGST - RNG | 9.0
| 1050A AC1 750A AC3 3P AC Operated Power Contactor 570HP 425kW (1NO+1NC) AF750-30-11 1SFL637001R7011 ABB | 1050A AC1 750A AC3 3P AC Operated Power Contactor 570HP 425kW (1NO+1NC) AF750-30-11 1SFL637001R7011 ABB | ABBCON | Nos |  | 1050A AC1 750A AC3 3P AC Operated Power Contactor 570HP 425kW (1NO+1NC) AF750-30-11 1SFL637001R7011 ABB |  | 0 | 0 | 1 | 1 | 1 | 0.0 | 0.0 | 0.0 | 0 |  |  | 0.0 | Electrical Components | 1050A AC1 750A AC3 3P AC Operated Power Contactor 570HP 425kW (1NO+1NC) AF750-30-11 1SFL637001R7011 ABB | 0 | 31-12-2099 | Material Transfer |  | 0.0 |  | 0 | 0 |  | 0 | 0 | 0 | 0 |  | 0 | Item Attribute | 1 | Nos | 0.0 | 0.0 | 0 | 0.0 | 0 | ABB | 1SFL637001R7011 | India |  |  | 0 | 0.0 |  | 0 | 0 |  | 0 | 0 | 0 | 0 |  |  | 0 | 0 | 0 |  | 0 | [5 empty] | 0 |  |  | 0 | [13 empty] | Nos | 1.0 | [10 empty] | Ringlus Electro Controls & Automation PVT LTD | [18 empty] | CGST - RNG | 9.0
[120 empty] | SGST - RNG | 9.0
| 25A AC1 4P AC Operated Power Contactor 4NO AF09-40-00-13 1SBL137201R1300 ABB | 25A AC1 4P AC Operated Power Contactor 4NO AF09-40-00-13 1SBL137201R1300 ABB | ABBCON | Nos |  | 25A AC1 4P AC Operated Power Contactor 4NO AF09-40-00-13 1SBL137201R1300 ABB |  | 0 | 0 | 1 | 1 | 1 | 0.0 | 0.0 | 0.0 | 0 |  |  | 0.0 | Electrical Components | 25A AC1 4P AC Operated Power Contactor 4NO AF09-40-00-13 1SBL137201R1300 ABB | 0 | 31-12-2099 | Material Transfer |  | 0.0 |  | 0 | 0 |  | 0 | 0 | 0 | 0 |  | 0 | Item Attribute | 1 | Nos | 0.0 | 0.0 | 0 | 0.0 | 0 | ABB | 1SBL137201R1300 | India |  |  | 0 | 0.0 |  | 0 | 0 |  | 0 | 0 | 0 | 0 |  |  | 0 | 0 | 0 |  | 0 | [5 empty] | 0 |  |  | 0 | [13 empty] | Nos | 1.0 | [10 empty] | Ringlus Electro Controls & Automation PVT LTD | [18 empty] | CGST - RNG | 9.0
[120 empty] | SGST - RNG | 9.0
| 25A AC1 4P AC Operated Power Contactor 2NO+2NC AF09-22-00-13 1SBL137501R1300 ABB | 25A AC1 4P AC Operated Power Contactor 2NO+2NC AF09-22-00-13 1SBL137501R1300 ABB | ABBCON | Nos |  | 25A AC1 4P AC Operated Power Contactor 2NO+2NC AF09-22-00-13 1SBL137501R1300 ABB |  | 0 | 0 | 1 | 1 | 1 | 0.0 | 0.0 | 0.0 | 0 |  |  | 0.0 | Electrical Components | 25A AC1 4P AC Operated Power Contactor 2NO+2NC AF09-22-00-13 1SBL137501R1300 ABB | 0 | 31-12-2099 | Material Transfer |  | 0.0 |  | 0 | 0 |  | 0 | 0 | 0 | 0 |  | 0 | Item Attribute | 1 | Nos | 0.0 | 0.0 | 0 | 0.0 | 0 | ABB | 1SBL137501R1300 | India |  |  | 0 | 0.0 |  | 0 | 0 |  | 0 | 0 | 0 | 0 |  |  | 0 | 0 | 0 |  | 0 | [5 empty] | 0 |  |  | 0 | [13 empty] | Nos | 1.0 | [10 empty] | Ringlus Electro Controls & Automation PVT LTD | [18 empty] | CGST - RNG | 9.0
[120 empty] | SGST - RNG | 9.0
| 30A AC1 4P AC Operated Power Contactor 4NO AF16-40-00-13 1SBL177201R1300 ABB | 30A AC1 4P AC Operated Power Contactor 4NO AF16-40-00-13 1SBL177201R1300 ABB | ABBCON | Nos |  | 30A AC1 4P AC Operated Power Contactor 4NO AF16-40-00-13 1SBL177201R1300 ABB |  | 0 | 0 | 1 | 1 | 1 | 0.0 | 0.0 | 0.0 | 0 |  |  | 0.0 | Electrical Components | 30A AC1 4P AC Operated Power Contactor 4NO AF16-40-00-13 1SBL177201R1300 ABB | 0 | 31-12-2099 | Material Transfer |  | 0.0 |  | 0 | 0 |  | 0 | 0 | 0 | 0 |  | 0 | Item Attribute | 1 | Nos | 0.0 | 0.0 | 0 | 0.0 | 0 | ABB | 1SBL177201R1300 | India |  |  | 0 | 0.0 |  | 0 | 0 |  | 0 | 0 | 0 | 0 |  |  | 0 | 0 | 0 |  | 0 | [5 empty] | 0 |  |  | 0 | [13 empty] | Nos | 1.0 | [10 empty] | Ringlus Electro Controls & Automation PVT LTD | [18 empty] | CGST - RNG | 9.0
[120 empty] | SGST - RNG | 9.0
| 30A AC1 4P AC Operated Power Contactor 2NO+2NC AF16-22-00-13 1SBL177501R1300 ABB | 30A AC1 4P AC Operated Power Contactor 2NO+2NC AF16-22-00-13 1SBL177501R1300 ABB | ABBCON | Nos |  | 30A AC1 4P AC Operated Power Contactor 2NO+2NC AF16-22-00-13 1SBL177501R1300 ABB |  | 0 | 0 | 1 | 1 | 1 | 0.0 | 0.0 | 0.0 | 0 |  |  | 0.0 | Electrical Components | 30A AC1 4P AC Operated Power Contactor 2NO+2NC AF16-22-00-13 1SBL177501R1300 ABB | 0 | 31-12-2099 | Material Transfer |  | 0.0 |  | 0 | 0 |  | 0 | 0 | 0 | 0 |  | 0 | Item Attribute | 1 | Nos | 0.0 | 0.0 | 0 | 0.0 | 0 | ABB | 1SBL177501R1300 | India |  |  | 0 | 0.0 |  | 0 | 0 |  | 0 | 0 | 0 | 0 |  |  | 0 | 0 | 0 |  | 0 | [5 empty] | 0 |  |  | 0 | [13 empty] | Nos | 1.0 | [10 empty] | Ringlus Electro Controls & Automation PVT LTD | [18 empty] | CGST - RNG | 9.0
[120 empty] | SGST - RNG | 9.0
| 45A AC1 4P AC Operated Power Contactor 4NO AF26-40-00-13 1SBL237201R1300 ABB | 45A AC1 4P AC Operated Power Contactor 4NO AF26-40-00-13 1SBL237201R1300 ABB | ABBCON | Nos |  | 45A AC1 4P AC Operated Power Contactor 4NO AF26-40-00-13 1SBL237201R1300 ABB |  | 0 | 0 | 1 | 1 | 1 | 0.0 | 0.0 | 0.0 | 0 |  |  | 0.0 | Electrical Components | 45A AC1 4P AC Operated Power Contactor 4NO AF26-40-00-13 1SBL237201R1300 ABB | 0 | 31-12-2099 | Material Transfer |  | 0.0 |  | 0 | 0 |  | 0 | 0 | 0 | 0 |  | 0 | Item Attribute | 1 | Nos | 0.0 | 0.0 | 0 | 0.0 | 0 | ABB | 1SBL237201R1300 | India |  |  | 0 | 0.0 |  | 0 | 0 |  | 0 | 0 | 0 | 0 |  |  | 0 | 0 | 0 |  | 0 | [5 empty] | 0 |  |  | 0 | [13 empty] | Nos | 1.0 | [10 empty] | Ringlus Electro Controls & Automation PVT LTD | [18 empty] | CGST - RNG | 9.0
[120 empty] | SGST - RNG | 9.0
| 45A AC1 4P AC Operated Power Contactor 2NO+2NC AF26-22-00-13 1SBL237501R1300 ABB | 45A AC1 4P AC Operated Power Contactor 2NO+2NC AF26-22-00-13 1SBL237501R1300 ABB | ABBCON | Nos |  | 45A AC1 4P AC Operated Power Contactor 2NO+2NC AF26-22-00-13 1SBL237501R1300 ABB |  | 0 | 0 | 1 | 1 | 1 | 0.0 | 0.0 | 0.0 | 0 |  |  | 0.0 | Electrical Components | 45A AC1 4P AC Operated Power Contactor 2NO+2NC AF26-22-00-13 1SBL237501R1300 ABB | 0 | 31-12-2099 | Material Transfer |  | 0.0 |  | 0 | 0 |  | 0 | 0 | 0 | 0 |  | 0 | Item Attribute | 1 | Nos | 0.0 | 0.0 | 0 | 0.0 | 0 | ABB | 1SBL237501R1300 | India |  |  | 0 | 0.0 |  | 0 | 0 |  | 0 | 0 | 0 | 0 |  |  | 0 | 0 | 0 |  | 0 | [5 empty] | 0 |  |  | 0 | [13 empty] | Nos | 1.0 | [10 empty] | Ringlus Electro Controls & Automation PVT LTD | [18 empty] | CGST - RNG | 9.0
[120 empty] | SGST - RNG | 9.0
| 55A AC1 4P AC Operated Power Contactor 4NO AF38-40-00-13 1SBL297201R1300 ABB | 55A AC1 4P AC Operated Power Contactor 4NO AF38-40-00-13 1SBL297201R1300 ABB | ABBCON | Nos |  | 55A AC1 4P AC Operated Power Contactor 4NO AF38-40-00-13 1SBL297201R1300 ABB |  | 0 | 0 | 1 | 1 | 1 | 0.0 | 0.0 | 0.0 | 0 |  |  | 0.0 | Electrical Components | 55A AC1 4P AC Operated Power Contactor 4NO AF38-40-00-13 1SBL297201R1300 ABB | 0 | 31-12-2099 | Material Transfer |  | 0.0 |  | 0 | 0 |  | 0 | 0 | 0 | 0 |  | 0 | Item Attribute | 1 | Nos | 0.0 | 0.0 | 0 | 0.0 | 0 | ABB | 1SBL297201R1300 | India |  |  | 0 | 0.0 |  | 0 | 0 |  | 0 | 0 | 0 | 0 |  |  | 0 | 0 | 0 |  | 0 | [5 empty] | 0 |  |  | 0 | [13 empty] | Nos | 1.0 | [10 empty] | Ringlus Electro Controls & Automation PVT LTD | [18 empty] | CGST - RNG | 9.0
[120 empty] | SGST - RNG | 9.0
| 55A AC1 4P AC Operated Power Contactor 2NO+2NC AF38-22-00-13 1SBL297501R1300 ABB | 55A AC1 4P AC Operated Power Contactor 2NO+2NC AF38-22-00-13 1SBL297501R1300 ABB | ABBCON | Nos |  | 55A AC1 4P AC Operated Power Contactor 2NO+2NC AF38-22-00-13 1SBL297501R1300 ABB |  | 0 | 0 | 1 | 1 | 1 | 0.0 | 0.0 | 0.0 | 0 |  |  | 0.0 | Electrical Components | 55A AC1 4P AC Operated Power Contactor 2NO+2NC AF38-22-00-13 1SBL297501R1300 ABB | 0 | 31-12-2099 | Material Transfer |  | 0.0 |  | 0 | 0 |  | 0 | 0 | 0 | 0 |  | 0 | Item Attribute | 1 | Nos | 0.0 | 0.0 | 0 | 0.0 | 0 | ABB | 1SBL297501R1300 | India |  |  | 0 | 0.0 |  | 0 | 0 |  | 0 | 0 | 0 | 0 |  |  | 0 | 0 | 0 |  | 0 | [5 empty] | 0 |  |  | 0 | [13 empty] | Nos | 1.0 | [10 empty] | Ringlus Electro Controls & Automation PVT LTD | [18 empty] | CGST - RNG | 9.0
[120 empty] | SGST - RNG | 9.0
| 70A AC1 4P AC Operated Power Contactor 4NO AF40-40-00-13 1SBL347201R1300 ABB | 70A AC1 4P AC Operated Power Contactor 4NO AF40-40-00-13 1SBL347201R1300 ABB | ABBCON | Nos |  | 70A AC1 4P AC Operated Power Contactor 4NO AF40-40-00-13 1SBL347201R1300 ABB |  | 0 | 0 | 1 | 1 | 1 | 0.0 | 0.0 | 0.0 | 0 |  |  | 0.0 | Electrical Components | 70A AC1 4P AC Operated Power Contactor 4NO AF40-40-00-13 1SBL347201R1300 ABB | 0 | 31-12-2099 | Material Transfer |  | 0.0 |  | 0 | 0 |  | 0 | 0 | 0 | 0 |  | 0 | Item Attribute | 1 | Nos | 0.0 | 0.0 | 0 | 0.0 | 0 | ABB | 1SBL347201R1300 | India |  |  | 0 | 0.0 |  | 0 | 0 |  | 0 | 0 | 0 | 0 |  |  | 0 | 0 | 0 |  | 0 | [5 empty] | 0 |  |  | 0 | [13 empty] | Nos | 1.0 | [10 empty] | Ringlus Electro Controls & Automation PVT LTD | [18 empty] | CGST - RNG | 9.0
[120 empty] | SGST - RNG | 9.0
| 70A AC1 4P AC Operated Power Contactor 2NO+2NC AF40-22-00-13 1SBL347501R1300 ABB | 70A AC1 4P AC Operated Power Contactor 2NO+2NC AF40-22-00-13 1SBL347501R1300 ABB | ABBCON | Nos |  | 70A AC1 4P AC Operated Power Contactor 2NO+2NC AF40-22-00-13 1SBL347501R1300 ABB |  | 0 | 0 | 1 | 1 | 1 | 0.0 | 0.0 | 0.0 | 0 |  |  | 0.0 | Electrical Components | 70A AC1 4P AC Operated Power Contactor 2NO+2NC AF40-22-00-13 1SBL347501R1300 ABB | 0 | 31-12-2099 | Material Transfer |  | 0.0 |  | 0 | 0 |  | 0 | 0 | 0 | 0 |  | 0 | Item Attribute | 1 | Nos | 0.0 | 0.0 | 0 | 0.0 | 0 | ABB | 1SBL347501R1300 | India |  |  | 0 | 0.0 |  | 0 | 0 |  | 0 | 0 | 0 | 0 |  |  | 0 | 0 | 0 |  | 0 | [5 empty] | 0 |  |  | 0 | [13 empty] | Nos | 1.0 | [10 empty] | Ringlus Electro Controls & Automation PVT LTD | [18 empty] | CGST - RNG | 9.0
[120 empty] | SGST - RNG | 9.0
| 100A AC1 4P AC Operated Power Contactor 4NO AF52-40-00-13 1SBL367201R1300 ABB | 100A AC1 4P AC Operated Power Contactor 4NO AF52-40-00-13 1SBL367201R1300 ABB | ABBCON | Nos |  | 100A AC1 4P AC Operated Power Contactor 4NO AF52-40-00-13 1SBL367201R1300 ABB |  | 0 | 0 | 1 | 1 | 1 | 0.0 | 0.0 | 0.0 | 0 |  |  | 0.0 | Electrical Components | 100A AC1 4P AC Operated Power Contactor 4NO AF52-40-00-13 1SBL367201R1300 ABB | 0 | 31-12-2099 | Material Transfer |  | 0.0 |  | 0 | 0 |  | 0 | 0 | 0 | 0 |  | 0 | Item Attribute | 1 | Nos | 0.0 | 0.0 | 0 | 0.0 | 0 | ABB | 1SBL367201R1300 | India |  |  | 0 | 0.0 |  | 0 | 0 |  | 0 | 0 | 0 | 0 |  |  | 0 | 0 | 0 |  | 0 | [5 empty] | 0 |  |  | 0 | [13 empty] | Nos | 1.0 | [10 empty] | Ringlus Electro Controls & Automation PVT LTD | [18 empty] | CGST - RNG | 9.0
[120 empty] | SGST - RNG | 9.0
| 125A AC1 4P AC Operated Power Contactor 4NO AF80-40-00-13 1SBL397201R1300 ABB | 125A AC1 4P AC Operated Power Contactor 4NO AF80-40-00-13 1SBL397201R1300 ABB | ABBCON | Nos |  | 125A AC1 4P AC Operated Power Contactor 4NO AF80-40-00-13 1SBL397201R1300 ABB |  | 0 | 0 | 1 | 1 | 1 | 0.0 | 0.0 | 0.0 | 0 |  |  | 0.0 | Electrical Components | 125A AC1 4P AC Operated Power Contactor 4NO AF80-40-00-13 1SBL397201R1300 ABB | 0 | 31-12-2099 | Material Transfer |  | 0.0 |  | 0 | 0 |  | 0 | 0 | 0 | 0 |  | 0 | Item Attribute | 1 | Nos | 0.0 | 0.0 | 0 | 0.0 | 0 | ABB | 1SBL397201R1300 | India |  |  | 0 | 0.0 |  | 0 | 0 |  | 0 | 0 | 0 | 0 |  |  | 0 | 0 | 0 |  | 0 | [5 empty] | 0 |  |  | 0 | [13 empty] | Nos | 1.0 | [10 empty] | Ringlus Electro Controls & Automation PVT LTD | [18 empty] | CGST - RNG | 9.0
[120 empty] | SGST - RNG | 9.0
| 125A AC1 4P AC Operated Power Contactor 2NO+2NC AF80-22-00-13 1SBL397501R1300 ABB | 125A AC1 4P AC Operated Power Contactor 2NO+2NC AF80-22-00-13 1SBL397501R1300 ABB | ABBCON | Nos |  | 125A AC1 4P AC Operated Power Contactor 2NO+2NC AF80-22-00-13 1SBL397501R1300 ABB |  | 0 | 0 | 1 | 1 | 1 | 0.0 | 0.0 | 0.0 | 0 |  |  | 0.0 | Electrical Components | 125A AC1 4P AC Operated Power Contactor 2NO+2NC AF80-22-00-13 1SBL397501R1300 ABB | 0 | 31-12-2099 | Material Transfer |  | 0.0 |  | 0 | 0 |  | 0 | 0 | 0 | 0 |  | 0 | Item Attribute | 1 | Nos | 0.0 | 0.0 | 0 | 0.0 | 0 | ABB | 1SBL397501R1300 | India |  |  | 0 | 0.0 |  | 0 | 0 |  | 0 | 0 | 0 | 0 |  |  | 0 | 0 | 0 |  | 0 | [5 empty] | 0 |  |  | 0 | [13 empty] | Nos | 1.0 | [10 empty] | Ringlus Electro Controls & Automation PVT LTD | [18 empty] | CGST - RNG | 9.0
[120 empty] | SGST - RNG | 9.0
| 160A AC1 4P AC Operated Power Contactor 4NO AF116-40-00-13 1SFL427102R1300 ABB | 160A AC1 4P AC Operated Power Contactor 4NO AF116-40-00-13 1SFL427102R1300 ABB | ABBCON | Nos |  | 160A AC1 4P AC Operated Power Contactor 4NO AF116-40-00-13 1SFL427102R1300 ABB |  | 0 | 0 | 1 | 1 | 1 | 0.0 | 0.0 | 0.0 | 0 |  |  | 0.0 | Electrical Components | 160A AC1 4P AC Operated Power Contactor 4NO AF116-40-00-13 1SFL427102R1300 ABB | 0 | 31-12-2099 | Material Transfer |  | 0.0 |  | 0 | 0 |  | 0 | 0 | 0 | 0 |  | 0 | Item Attribute | 1 | Nos | 0.0 | 0.0 | 0 | 0.0 | 0 | ABB | 1SFL427102R1300 | India |  |  | 0 | 0.0 |  | 0 | 0 |  | 0 | 0 | 0 | 0 |  |  | 0 | 0 | 0 |  | 0 | [5 empty] | 0 |  |  | 0 | [13 empty] | Nos | 1.0 | [10 empty] | Ringlus Electro Controls & Automation PVT LTD | [18 empty] | CGST - RNG | 9.0
[120 empty] | SGST - RNG | 9.0
| 200A AC1 4P AC Operated Power Contactor 4NO AF140-40-00-13 1SFL447102R1300 ABB | 200A AC1 4P AC Operated Power Contactor 4NO AF140-40-00-13 1SFL447102R1300 ABB | ABBCON | Nos |  | 200A AC1 4P AC Operated Power Contactor 4NO AF140-40-00-13 1SFL447102R1300 ABB |  | 0 | 0 | 1 | 1 | 1 | 0.0 | 0.0 | 0.0 | 0 |  |  | 0.0 | Electrical Components | 200A AC1 4P AC Operated Power Contactor 4NO AF140-40-00-13 1SFL447102R1300 ABB | 0 | 31-12-2099 | Material Transfer |  | 0.0 |  | 0 | 0 |  | 0 | 0 | 0 | 0 |  | 0 | Item Attribute | 1 | Nos | 0.0 | 0.0 | 0 | 0.0 | 0 | ABB | 1SFL447102R1300 | India |  |  | 0 | 0.0 |  | 0 | 0 |  | 0 | 0 | 0 | 0 |  |  | 0 | 0 | 0 |  | 0 | [5 empty] | 0 |  |  | 0 | [13 empty] | Nos | 1.0 | [10 empty] | Ringlus Electro Controls & Automation PVT LTD | [18 empty] | CGST - RNG | 9.0
[120 empty] | SGST - RNG | 9.0
| 275A AC1 4P AC Operated Power Contactor 4NO AF190-40-00-13 1SFL487102R1300 ABB | 275A AC1 4P AC Operated Power Contactor 4NO AF190-40-00-13 1SFL487102R1300 ABB | ABBCON | Nos |  | 275A AC1 4P AC Operated Power Contactor 4NO AF190-40-00-13 1SFL487102R1300 ABB |  | 0 | 0 | 1 | 1 | 1 | 0.0 | 0.0 | 0.0 | 0 |  |  | 0.0 | Electrical Components | 275A AC1 4P AC Operated Power Contactor 4NO AF190-40-00-13 1SFL487102R1300 ABB | 0 | 31-12-2099 | Material Transfer |  | 0.0 |  | 0 | 0 |  | 0 | 0 | 0 | 0 |  | 0 | Item Attribute | 1 | Nos | 0.0 | 0.0 | 0 | 0.0 | 0 | ABB | 1SFL487102R1300 | India |  |  | 0 | 0.0 |  | 0 | 0 |  | 0 | 0 | 0 | 0 |  |  | 0 | 0 | 0 |  | 0 | [5 empty] | 0 |  |  | 0 | [13 empty] | Nos | 1.0 | [10 empty] | Ringlus Electro Controls & Automation PVT LTD | [18 empty] | CGST - RNG | 9.0
[120 empty] | SGST - RNG | 9.0
| 350A AC1 4P AC Operated Power Contactor 4NO AF205-40-00-13 1SFL527102R1300 ABB | 350A AC1 4P AC Operated Power Contactor 4NO AF205-40-00-13 1SFL527102R1300 ABB | ABBCON | Nos |  | 350A AC1 4P AC Operated Power Contactor 4NO AF205-40-00-13 1SFL527102R1300 ABB |  | 0 | 0 | 1 | 1 | 1 | 0.0 | 0.0 | 0.0 | 0 |  |  | 0.0 | Electrical Components | 350A AC1 4P AC Operated Power Contactor 4NO AF205-40-00-13 1SFL527102R1300 ABB | 0 | 31-12-2099 | Material Transfer |  | 0.0 |  | 0 | 0 |  | 0 | 0 | 0 | 0 |  | 0 | Item Attribute | 1 | Nos | 0.0 | 0.0 | 0 | 0.0 | 0 | ABB | 1SFL527102R1300 | India |  |  | 0 | 0.0 |  | 0 | 0 |  | 0 | 0 | 0 | 0 |  |  | 0 | 0 | 0 |  | 0 | [5 empty] | 0 |  |  | 0 | [13 empty] | Nos | 1.0 | [10 empty] | Ringlus Electro Controls & Automation PVT LTD | [18 empty] | CGST - RNG | 9.0
[120 empty] | SGST - RNG | 9.0
| 400A AC1 4P AC Operated Power Contactor 4NO AF265-40-00-13 1SFL547102R1300 ABB | 400A AC1 4P AC Operated Power Contactor 4NO AF265-40-00-13 1SFL547102R1300 ABB | ABBCON | Nos |  | 400A AC1 4P AC Operated Power Contactor 4NO AF265-40-00-13 1SFL547102R1300 ABB |  | 0 | 0 | 1 | 1 | 1 | 0.0 | 0.0 | 0.0 | 0 |  |  | 0.0 | Electrical Components | 400A AC1 4P AC Operated Power Contactor 4NO AF265-40-00-13 1SFL547102R1300 ABB | 0 | 31-12-2099 | Material Transfer |  | 0.0 |  | 0 | 0 |  | 0 | 0 | 0 | 0 |  | 0 | Item Attribute | 1 | Nos | 0.0 | 0.0 | 0 | 0.0 | 0 | ABB | 1SFL547102R1300 | India |  |  | 0 | 0.0 |  | 0 | 0 |  | 0 | 0 | 0 | 0 |  |  | 0 | 0 | 0 |  | 0 | [5 empty] | 0 |  |  | 0 | [13 empty] | Nos | 1.0 | [10 empty] | Ringlus Electro Controls & Automation PVT LTD | [18 empty] | CGST - RNG | 9.0
[120 empty] | SGST - RNG | 9.0
| 500A AC1 4P AC Operated Power Contactor 4NO AF305-40-00-13 1SFL587102R1300 ABB | 500A AC1 4P AC Operated Power Contactor 4NO AF305-40-00-13 1SFL587102R1300 ABB | ABBCON | Nos |  | 500A AC1 4P AC Operated Power Contactor 4NO AF305-40-00-13 1SFL587102R1300 ABB |  | 0 | 0 | 1 | 1 | 1 | 0.0 | 0.0 | 0.0 | 0 |  |  | 0.0 | Electrical Components | 500A AC1 4P AC Operated Power Contactor 4NO AF305-40-00-13 1SFL587102R1300 ABB | 0 | 31-12-2099 | Material Transfer |  | 0.0 |  | 0 | 0 |  | 0 | 0 | 0 | 0 |  | 0 | Item Attribute | 1 | Nos | 0.0 | 0.0 | 0 | 0.0 | 0 | ABB | 1SFL587102R1300 | India |  |  | 0 | 0.0 |  | 0 | 0 |  | 0 | 0 | 0 | 0 |  |  | 0 | 0 | 0 |  | 0 | [5 empty] | 0 |  |  | 0 | [13 empty] | Nos | 1.0 | [10 empty] | Ringlus Electro Controls & Automation PVT LTD | [18 empty] | CGST - RNG | 9.0
[120 empty] | SGST - RNG | 9.0
| 525A AC1 4P AC Operated Power Contactor 4NO AF370-40-00-13 1SFL607102R1300 ABB | 525A AC1 4P AC Operated Power Contactor 4NO AF370-40-00-13 1SFL607102R1300 ABB | ABBCON | Nos |  | 525A AC1 4P AC Operated Power Contactor 4NO AF370-40-00-13 1SFL607102R1300 ABB |  | 0 | 0 | 1 | 1 | 1 | 0.0 | 0.0 | 0.0 | 0 |  |  | 0.0 | Electrical Components | 525A AC1 4P AC Operated Power Contactor 4NO AF370-40-00-13 1SFL607102R1300 ABB | 0 | 31-12-2099 | Material Transfer |  | 0.0 |  | 0 | 0 |  | 0 | 0 | 0 | 0 |  | 0 | Item Attribute | 1 | Nos | 0.0 | 0.0 | 0 | 0.0 | 0 | ABB | 1SFL607102R1300 | India |  |  | 0 | 0.0 |  | 0 | 0 |  | 0 | 0 | 0 | 0 |  |  | 0 | 0 | 0 |  | 0 | [5 empty] | 0 |  |  | 0 | [13 empty] | Nos | 1.0 | [10 empty] | Ringlus Electro Controls & Automation PVT LTD | [18 empty] | CGST - RNG | 9.0
[120 empty] | SGST - RNG | 9.0
| 0.1-0.16A Thermal overload relays A9-A40,AX9...AX32,AL9..AL40,TAL9-TAL40 TA25DU 0.16M 1SAZ211201R2005 ABB | 0.1-0.16A Thermal overload relays A9-A40,AX9...AX32,AL9..AL40,TAL9-TAL40 TA25DU 0.16M 1SAZ211201R2005 ABB | ABBRELAY | Nos |  | 0.1-0.16A Thermal overload relays A9-A40,AX9...AX32,AL9..AL40,TAL9-TAL40 TA25DU 0.16M 1SAZ211201R2005 ABB |  | 0 | 0 | 1 | 1 | 1 | 0.0 | 0.0 | 0.0 | 0 |  |  | 0.0 | Electrical Components | 0.1-0.16A Thermal overload relays A9-A40,AX9...AX32,AL9..AL40,TAL9-TAL40 TA25DU 0.16M 1SAZ211201R2005 ABB | 0 | 31-12-2099 | Material Transfer |  | 0.0 |  | 0 | 0 |  | 0 | 0 | 0 | 0 |  | 0 | Item Attribute | 1 | Nos | 0.0 | 0.0 | 0 | 0.0 | 0 | ABB | 1SAZ211201R2005 | India |  |  | 0 | 0.0 |  | 0 | 0 |  | 0 | 0 | 0 | 0 |  |  | 0 | 0 | 0 |  | 0 | [5 empty] | 0 |  |  | 0 | [13 empty] | Nos | 1.0 | [10 empty] | Ringlus Electro Controls & Automation PVT LTD | [18 empty] | CGST - RNG | 9.0
[120 empty] | SGST - RNG | 9.0
| 0.16-0.25A Thermal overload relays A9-A40,AX9...AX32,AL9..AL40,TAL9-TAL41 TA25DU 0.25M 1SAZ211201R2009 ABB | 0.16-0.25A Thermal overload relays A9-A40,AX9...AX32,AL9..AL40,TAL9-TAL41 TA25DU 0.25M 1SAZ211201R2009 ABB | ABBRELAY | Nos |  | 0.16-0.25A Thermal overload relays A9-A40,AX9...AX32,AL9..AL40,TAL9-TAL41 TA25DU 0.25M 1SAZ211201R2009 ABB |  | 0 | 0 | 1 | 1 | 1 | 0.0 | 0.0 | 0.0 | 0 |  |  | 0.0 | Electrical Components | 0.16-0.25A Thermal overload relays A9-A40,AX9...AX32,AL9..AL40,TAL9-TAL41 TA25DU 0.25M 1SAZ211201R2009 ABB | 0 | 31-12-2099 | Material Transfer |  | 0.0 |  | 0 | 0 |  | 0 | 0 | 0 | 0 |  | 0 | Item Attribute | 1 | Nos | 0.0 | 0.0 | 0 | 0.0 | 0 | ABB | 1SAZ211201R2009 | India |  |  | 0 | 0.0 |  | 0 | 0 |  | 0 | 0 | 0 | 0 |  |  | 0 | 0 | 0 |  | 0 | [5 empty] | 0 |  |  | 0 | [13 empty] | Nos | 1.0 | [10 empty] | Ringlus Electro Controls & Automation PVT LTD | [18 empty] | CGST - RNG | 9.0
[120 empty] | SGST - RNG | 9.0
| 0.25-0.4A Thermal overload relays A9-A40,AX9...AX32,AL9..AL40,TAL9-TAL42 TA25DU 0.4M 1SAZ211201R2013 ABB | 0.25-0.4A Thermal overload relays A9-A40,AX9...AX32,AL9..AL40,TAL9-TAL42 TA25DU 0.4M 1SAZ211201R2013 ABB | ABBRELAY | Nos |  | 0.25-0.4A Thermal overload relays A9-A40,AX9...AX32,AL9..AL40,TAL9-TAL42 TA25DU 0.4M 1SAZ211201R2013 ABB |  | 0 | 0 | 1 | 1 | 1 | 0.0 | 0.0 | 0.0 | 0 |  |  | 0.0 | Electrical Components | 0.25-0.4A Thermal overload relays A9-A40,AX9...AX32,AL9..AL40,TAL9-TAL42 TA25DU 0.4M 1SAZ211201R2013 ABB | 0 | 31-12-2099 | Material Transfer |  | 0.0 |  | 0 | 0 |  | 0 | 0 | 0 | 0 |  | 0 | Item Attribute | 1 | Nos | 0.0 | 0.0 | 0 | 0.0 | 0 | ABB | 1SAZ211201R2013 | India |  |  | 0 | 0.0 |  | 0 | 0 |  | 0 | 0 | 0 | 0 |  |  | 0 | 0 | 0 |  | 0 | [5 empty] | 0 |  |  | 0 | [13 empty] | Nos | 1.0 | [10 empty] | Ringlus Electro Controls & Automation PVT LTD | [18 empty] | CGST - RNG | 9.0
[120 empty] | SGST - RNG | 9.0
| 0.4-0.63A Thermal overload relays A9-A40,AX9...AX32,AL9..AL40,TAL9-TAL43 TA25DU 0.63M 1SAZ211201R2017 ABB | 0.4-0.63A Thermal overload relays A9-A40,AX9...AX32,AL9..AL40,TAL9-TAL43 TA25DU 0.63M 1SAZ211201R2017 ABB | ABBRELAY | Nos |  | 0.4-0.63A Thermal overload relays A9-A40,AX9...AX32,AL9..AL40,TAL9-TAL43 TA25DU 0.63M 1SAZ211201R2017 ABB |  | 0 | 0 | 1 | 1 | 1 | 0.0 | 0.0 | 0.0 | 0 |  |  | 0.0 | Electrical Components | 0.4-0.63A Thermal overload relays A9-A40,AX9...AX32,AL9..AL40,TAL9-TAL43 TA25DU 0.63M 1SAZ211201R2017 ABB | 0 | 31-12-2099 | Material Transfer |  | 0.0 |  | 0 | 0 |  | 0 | 0 | 0 | 0 |  | 0 | Item Attribute | 1 | Nos | 0.0 | 0.0 | 0 | 0.0 | 0 | ABB | 1SAZ211201R2017 | India |  |  | 0 | 0.0 |  | 0 | 0 |  | 0 | 0 | 0 | 0 |  |  | 0 | 0 | 0 |  | 0 | [5 empty] | 0 |  |  | 0 | [13 empty] | Nos | 1.0 | [10 empty] | Ringlus Electro Controls & Automation PVT LTD | [18 empty] | CGST - RNG | 9.0
[120 empty] | SGST - RNG | 9.0
| 0.63-1A Thermal overload relays A9-A40,AX9...AX32,AL9..AL40,TAL9-TAL44 TA25DU 1.0M 1SAZ211201R2021 ABB | 0.63-1A Thermal overload relays A9-A40,AX9...AX32,AL9..AL40,TAL9-TAL44 TA25DU 1.0M 1SAZ211201R2021 ABB | ABBRELAY | Nos |  | 0.63-1A Thermal overload relays A9-A40,AX9...AX32,AL9..AL40,TAL9-TAL44 TA25DU 1.0M 1SAZ211201R2021 ABB |  | 0 | 0 | 1 | 1 | 1 | 0.0 | 0.0 | 0.0 | 0 |  |  | 0.0 | Electrical Components | 0.63-1A Thermal overload relays A9-A40,AX9...AX32,AL9..AL40,TAL9-TAL44 TA25DU 1.0M 1SAZ211201R2021 ABB | 0 | 31-12-2099 | Material Transfer |  | 0.0 |  | 0 | 0 |  | 0 | 0 | 0 | 0 |  | 0 | Item Attribute | 1 | Nos | 0.0 | 0.0 | 0 | 0.0 | 0 | ABB | 1SAZ211201R2021 | India |  |  | 0 | 0.0 |  | 0 | 0 |  | 0 | 0 | 0 | 0 |  |  | 0 | 0 | 0 |  | 0 | [5 empty] | 0 |  |  | 0 | [13 empty] | Nos | 1.0 | [10 empty] | Ringlus Electro Controls & Automation PVT LTD | [18 empty] | CGST - RNG | 9.0
[120 empty] | SGST - RNG | 9.0
| 1-1.4A Thermal overload relays A9-A40,AX9...AX32,AL9..AL40,TAL9-TAL45 TA25DU 1.4M 1SAZ211201R2023 ABB | 1-1.4A Thermal overload relays A9-A40,AX9...AX32,AL9..AL40,TAL9-TAL45 TA25DU 1.4M 1SAZ211201R2023 ABB | ABBRELAY | Nos |  | 1-1.4A Thermal overload relays A9-A40,AX9...AX32,AL9..AL40,TAL9-TAL45 TA25DU 1.4M 1SAZ211201R2023 ABB |  | 0 | 0 | 1 | 1 | 1 | 0.0 | 0.0 | 0.0 | 0 |  |  | 0.0 | Electrical Components | 1-1.4A Thermal overload relays A9-A40,AX9...AX32,AL9..AL40,TAL9-TAL45 TA25DU 1.4M 1SAZ211201R2023 ABB | 0 | 31-12-2099 | Material Transfer |  | 0.0 |  | 0 | 0 |  | 0 | 0 | 0 | 0 |  | 0 | Item Attribute | 1 | Nos | 0.0 | 0.0 | 0 | 0.0 | 0 | ABB | 1SAZ211201R2023 | India |  |  | 0 | 0.0 |  | 0 | 0 |  | 0 | 0 | 0 | 0 |  |  | 0 | 0 | 0 |  | 0 | [5 empty] | 0 |  |  | 0 | [13 empty] | Nos | 1.0 | [10 empty] | Ringlus Electro Controls & Automation PVT LTD | [18 empty] | CGST - RNG | 9.0
[120 empty] | SGST - RNG | 9.0
| 1.3-1.8A Thermal overload relays A9-A40,AX9...AX32,AL9..AL40,TAL9-TAL46 TA25DU 1.8M 1SAZ211201R2025 ABB | 1.3-1.8A Thermal overload relays A9-A40,AX9...AX32,AL9..AL40,TAL9-TAL46 TA25DU 1.8M 1SAZ211201R2025 ABB | ABBRELAY | Nos |  | 1.3-1.8A Thermal overload relays A9-A40,AX9...AX32,AL9..AL40,TAL9-TAL46 TA25DU 1.8M 1SAZ211201R2025 ABB |  | 0 | 0 | 1 | 1 | 1 | 0.0 | 0.0 | 0.0 | 0 |  |  | 0.0 | Electrical Components | 1.3-1.8A Thermal overload relays A9-A40,AX9...AX32,AL9..AL40,TAL9-TAL46 TA25DU 1.8M 1SAZ211201R2025 ABB | 0 | 31-12-2099 | Material Transfer |  | 0.0 |  | 0 | 0 |  | 0 | 0 | 0 | 0 |  | 0 | Item Attribute | 1 | Nos | 0.0 | 0.0 | 0 | 0.0 | 0 | ABB | 1SAZ211201R2025 | India |  |  | 0 | 0.0 |  | 0 | 0 |  | 0 | 0 | 0 | 0 |  |  | 0 | 0 | 0 |  | 0 | [5 empty] | 0 |  |  | 0 | [13 empty] | Nos | 1.0 | [10 empty] | Ringlus Electro Controls & Automation PVT LTD | [18 empty] | CGST - RNG | 9.0
[120 empty] | SGST - RNG | 9.0
| 1.7-2.4A Thermal overload relays A9-A40,AX9...AX32,AL9..AL40,TAL9-TAL47 TA25DU 2.4M 1SAZ211201R2028 ABB | 1.7-2.4A Thermal overload relays A9-A40,AX9...AX32,AL9..AL40,TAL9-TAL47 TA25DU 2.4M 1SAZ211201R2028 ABB | ABBRELAY | Nos |  | 1.7-2.4A Thermal overload relays A9-A40,AX9...AX32,AL9..AL40,TAL9-TAL47 TA25DU 2.4M 1SAZ211201R2028 ABB |  | 0 | 0 | 1 | 1 | 1 | 0.0 | 0.0 | 0.0 | 0 |  |  | 0.0 | Electrical Components | 1.7-2.4A Thermal overload relays A9-A40,AX9...AX32,AL9..AL40,TAL9-TAL47 TA25DU 2.4M 1SAZ211201R2028 ABB | 0 | 31-12-2099 | Material Transfer |  | 0.0 |  | 0 | 0 |  | 0 | 0 | 0 | 0 |  | 0 | Item Attribute | 1 | Nos | 0.0 | 0.0 | 0 | 0.0 | 0 | ABB | 1SAZ211201R2028 | India |  |  | 0 | 0.0 |  | 0 | 0 |  | 0 | 0 | 0 | 0 |  |  | 0 | 0 | 0 |  | 0 | [5 empty] | 0 |  |  | 0 | [13 empty] | Nos | 1.0 | [10 empty] | Ringlus Electro Controls & Automation PVT LTD | [18 empty] | CGST - RNG | 9.0
[120 empty] | SGST - RNG | 9.0
| 2.2-3.1A Thermal overload relays A9-A40,AX9...AX32,AL9..AL40,TAL9-TAL48 TA25DU 3.1M 1SAZ211201R2031 ABB | 2.2-3.1A Thermal overload relays A9-A40,AX9...AX32,AL9..AL40,TAL9-TAL48 TA25DU 3.1M 1SAZ211201R2031 ABB | ABBRELAY | Nos |  | 2.2-3.1A Thermal overload relays A9-A40,AX9...AX32,AL9..AL40,TAL9-TAL48 TA25DU 3.1M 1SAZ211201R2031 ABB |  | 0 | 0 | 1 | 1 | 1 | 0.0 | 0.0 | 0.0 | 0 |  |  | 0.0 | Electrical Components | 2.2-3.1A Thermal overload relays A9-A40,AX9...AX32,AL9..AL40,TAL9-TAL48 TA25DU 3.1M 1SAZ211201R2031 ABB | 0 | 31-12-2099 | Material Transfer |  | 0.0 |  | 0 | 0 |  | 0 | 0 | 0 | 0 |  | 0 | Item Attribute | 1 | Nos | 0.0 | 0.0 | 0 | 0.0 | 0 | ABB | 1SAZ211201R2031 | India |  |  | 0 | 0.0 |  | 0 | 0 |  | 0 | 0 | 0 | 0 |  |  | 0 | 0 | 0 |  | 0 | [5 empty] | 0 |  |  | 0 | [13 empty] | Nos | 1.0 | [10 empty] | Ringlus Electro Controls & Automation PVT LTD | [18 empty] | CGST - RNG | 9.0
[120 empty] | SGST - RNG | 9.0
| 2.8-4A Thermal overload relays A9-A40,AX9...AX32,AL9..AL40,TAL9-TAL49 TA25DU 4.0M 1SAZ211201R2033 ABB | 2.8-4A Thermal overload relays A9-A40,AX9...AX32,AL9..AL40,TAL9-TAL49 TA25DU 4.0M 1SAZ211201R2033 ABB | ABBRELAY | Nos |  | 2.8-4A Thermal overload relays A9-A40,AX9...AX32,AL9..AL40,TAL9-TAL49 TA25DU 4.0M 1SAZ211201R2033 ABB |  | 0 | 0 | 1 | 1 | 1 | 0.0 | 0.0 | 0.0 | 0 |  |  | 0.0 | Electrical Components | 2.8-4A Thermal overload relays A9-A40,AX9...AX32,AL9..AL40,TAL9-TAL49 TA25DU 4.0M 1SAZ211201R2033 ABB | 0 | 31-12-2099 | Material Transfer |  | 0.0 |  | 0 | 0 |  | 0 | 0 | 0 | 0 |  | 0 | Item Attribute | 1 | Nos | 0.0 | 0.0 | 0 | 0.0 | 0 | ABB | 1SAZ211201R2033 | India |  |  | 0 | 0.0 |  | 0 | 0 |  | 0 | 0 | 0 | 0 |  |  | 0 | 0 | 0 |  | 0 | [5 empty] | 0 |  |  | 0 | [13 empty] | Nos | 1.0 | [10 empty] | Ringlus Electro Controls & Automation PVT LTD | [18 empty] | CGST - RNG | 9.0
[120 empty] | SGST - RNG | 9.0
| 3.5-5A Thermal overload relays A9-A40,AX9...AX32,AL9..AL40,TAL9-TAL50 TA25DU 5.0M 1SAZ211201R2035 ABB | 3.5-5A Thermal overload relays A9-A40,AX9...AX32,AL9..AL40,TAL9-TAL50 TA25DU 5.0M 1SAZ211201R2035 ABB | ABBRELAY | Nos |  | 3.5-5A Thermal overload relays A9-A40,AX9...AX32,AL9..AL40,TAL9-TAL50 TA25DU 5.0M 1SAZ211201R2035 ABB |  | 0 | 0 | 1 | 1 | 1 | 0.0 | 0.0 | 0.0 | 0 |  |  | 0.0 | Electrical Components | 3.5-5A Thermal overload relays A9-A40,AX9...AX32,AL9..AL40,TAL9-TAL50 TA25DU 5.0M 1SAZ211201R2035 ABB | 0 | 31-12-2099 | Material Transfer |  | 0.0 |  | 0 | 0 |  | 0 | 0 | 0 | 0 |  | 0 | Item Attribute | 1 | Nos | 0.0 | 0.0 | 0 | 0.0 | 0 | ABB | 1SAZ211201R2035 | India |  |  | 0 | 0.0 |  | 0 | 0 |  | 0 | 0 | 0 | 0 |  |  | 0 | 0 | 0 |  | 0 | [5 empty] | 0 |  |  | 0 | [13 empty] | Nos | 1.0 | [10 empty] | Ringlus Electro Controls & Automation PVT LTD | [18 empty] | CGST - RNG | 9.0
[120 empty] | SGST - RNG | 9.0
| 4.5-6.5A Thermal overload relays A9-A40,AX9...AX32,AL9..AL40,TAL9-TAL51 TA25DU 6.5M 1SAZ211201R2038 ABB | 4.5-6.5A Thermal overload relays A9-A40,AX9...AX32,AL9..AL40,TAL9-TAL51 TA25DU 6.5M 1SAZ211201R2038 ABB | ABBRELAY | Nos |  | 4.5-6.5A Thermal overload relays A9-A40,AX9...AX32,AL9..AL40,TAL9-TAL51 TA25DU 6.5M 1SAZ211201R2038 ABB |  | 0 | 0 | 1 | 1 | 1 | 0.0 | 0.0 | 0.0 | 0 |  |  | 0.0 | Electrical Components | 4.5-6.5A Thermal overload relays A9-A40,AX9...AX32,AL9..AL40,TAL9-TAL51 TA25DU 6.5M 1SAZ211201R2038 ABB | 0 | 31-12-2099 | Material Transfer |  | 0.0 |  | 0 | 0 |  | 0 | 0 | 0 | 0 |  | 0 | Item Attribute | 1 | Nos | 0.0 | 0.0 | 0 | 0.0 | 0 | ABB | 1SAZ211201R2038 | India |  |  | 0 | 0.0 |  | 0 | 0 |  | 0 | 0 | 0 | 0 |  |  | 0 | 0 | 0 |  | 0 | [5 empty] | 0 |  |  | 0 | [13 empty] | Nos | 1.0 | [10 empty] | Ringlus Electro Controls & Automation PVT LTD | [18 empty] | CGST - RNG | 9.0
[120 empty] | SGST - RNG | 9.0
| 6-8.5A Thermal overload relays A9-A40,AX9...AX32,AL9..AL40,TAL9-TAL52 TA25DU 8.5M 1SAZ211201R2040 ABB | 6-8.5A Thermal overload relays A9-A40,AX9...AX32,AL9..AL40,TAL9-TAL52 TA25DU 8.5M 1SAZ211201R2040 ABB | ABBRELAY | Nos |  | 6-8.5A Thermal overload relays A9-A40,AX9...AX32,AL9..AL40,TAL9-TAL52 TA25DU 8.5M 1SAZ211201R2040 ABB |  | 0 | 0 | 1 | 1 | 1 | 0.0 | 0.0 | 0.0 | 0 |  |  | 0.0 | Electrical Components | 6-8.5A Thermal overload relays A9-A40,AX9...AX32,AL9..AL40,TAL9-TAL52 TA25DU 8.5M 1SAZ211201R2040 ABB | 0 | 31-12-2099 | Material Transfer |  | 0.0 |  | 0 | 0 |  | 0 | 0 | 0 | 0 |  | 0 | Item Attribute | 1 | Nos | 0.0 | 0.0 | 0 | 0.0 | 0 | ABB | 1SAZ211201R2040 | India |  |  | 0 | 0.0 |  | 0 | 0 |  | 0 | 0 | 0 | 0 |  |  | 0 | 0 | 0 |  | 0 | [5 empty] | 0 |  |  | 0 | [13 empty] | Nos | 1.0 | [10 empty] | Ringlus Electro Controls & Automation PVT LTD | [18 empty] | CGST - RNG | 9.0
[120 empty] | SGST - RNG | 9.0
| 7.5-11A Thermal overload relays A9-A40,AX9...AX32,AL9..AL40,TAL9-TAL53 TA25DU 11M 1SAZ211201R2043 ABB | 7.5-11A Thermal overload relays A9-A40,AX9...AX32,AL9..AL40,TAL9-TAL53 TA25DU 11M 1SAZ211201R2043 ABB | ABBRELAY | Nos |  | 7.5-11A Thermal overload relays A9-A40,AX9...AX32,AL9..AL40,TAL9-TAL53 TA25DU 11M 1SAZ211201R2043 ABB |  | 0 | 0 | 1 | 1 | 1 | 0.0 | 0.0 | 0.0 | 0 |  |  | 0.0 | Electrical Components | 7.5-11A Thermal overload relays A9-A40,AX9...AX32,AL9..AL40,TAL9-TAL53 TA25DU 11M 1SAZ211201R2043 ABB | 0 | 31-12-2099 | Material Transfer |  | 0.0 |  | 0 | 0 |  | 0 | 0 | 0 | 0 |  | 0 | Item Attribute | 1 | Nos | 0.0 | 0.0 | 0 | 0.0 | 0 | ABB | 1SAZ211201R2043 | India |  |  | 0 | 0.0 |  | 0 | 0 |  | 0 | 0 | 0 | 0 |  |  | 0 | 0 | 0 |  | 0 | [5 empty] | 0 |  |  | 0 | [13 empty] | Nos | 1.0 | [10 empty] | Ringlus Electro Controls & Automation PVT LTD | [18 empty] | CGST - RNG | 9.0
[120 empty] | SGST - RNG | 9.0
| 10-14A Thermal overload relays A9-A40,AX9...AX32,AL9..AL40,TAL9-TAL54 TA25DU 14M 1SAZ211201R2045 ABB | 10-14A Thermal overload relays A9-A40,AX9...AX32,AL9..AL40,TAL9-TAL54 TA25DU 14M 1SAZ211201R2045 ABB | ABBRELAY | Nos |  | 10-14A Thermal overload relays A9-A40,AX9...AX32,AL9..AL40,TAL9-TAL54 TA25DU 14M 1SAZ211201R2045 ABB |  | 0 | 0 | 1 | 1 | 1 | 0.0 | 0.0 | 0.0 | 0 |  |  | 0.0 | Electrical Components | 10-14A Thermal overload relays A9-A40,AX9...AX32,AL9..AL40,TAL9-TAL54 TA25DU 14M 1SAZ211201R2045 ABB | 0 | 31-12-2099 | Material Transfer |  | 0.0 |  | 0 | 0 |  | 0 | 0 | 0 | 0 |  | 0 | Item Attribute | 1 | Nos | 0.0 | 0.0 | 0 | 0.0 | 0 | ABB | 1SAZ211201R2045 | India |  |  | 0 | 0.0 |  | 0 | 0 |  | 0 | 0 | 0 | 0 |  |  | 0 | 0 | 0 |  | 0 | [5 empty] | 0 |  |  | 0 | [13 empty] | Nos | 1.0 | [10 empty] | Ringlus Electro Controls & Automation PVT LTD | [18 empty] | CGST - RNG | 9.0
[120 empty] | SGST - RNG | 9.0
| 13-19A Thermal overload relays A9-A40,AX9...AX32,AL9..AL40,TAL9-TAL55 TA25DU 19M 1SAZ211201R2047 ABB | 13-19A Thermal overload relays A9-A40,AX9...AX32,AL9..AL40,TAL9-TAL55 TA25DU 19M 1SAZ211201R2047 ABB | ABBRELAY | Nos |  | 13-19A Thermal overload relays A9-A40,AX9...AX32,AL9..AL40,TAL9-TAL55 TA25DU 19M 1SAZ211201R2047 ABB |  | 0 | 0 | 1 | 1 | 1 | 0.0 | 0.0 | 0.0 | 0 |  |  | 0.0 | Electrical Components | 13-19A Thermal overload relays A9-A40,AX9...AX32,AL9..AL40,TAL9-TAL55 TA25DU 19M 1SAZ211201R2047 ABB | 0 | 31-12-2099 | Material Transfer |  | 0.0 |  | 0 | 0 |  | 0 | 0 | 0 | 0 |  | 0 | Item Attribute | 1 | Nos | 0.0 | 0.0 | 0 | 0.0 | 0 | ABB | 1SAZ211201R2047 | India |  |  | 0 | 0.0 |  | 0 | 0 |  | 0 | 0 | 0 | 0 |  |  | 0 | 0 | 0 |  | 0 | [5 empty] | 0 |  |  | 0 | [13 empty] | Nos | 1.0 | [10 empty] | Ringlus Electro Controls & Automation PVT LTD | [18 empty] | CGST - RNG | 9.0
[120 empty] | SGST - RNG | 9.0
| 18-25A Thermal overload relays A9-A40,AX9...AX32,AL9..AL40,TAL9-TAL56 TA25DU 25M 1SAZ211201R2051 ABB | 18-25A Thermal overload relays A9-A40,AX9...AX32,AL9..AL40,TAL9-TAL56 TA25DU 25M 1SAZ211201R2051 ABB | ABBRELAY | Nos |  | 18-25A Thermal overload relays A9-A40,AX9...AX32,AL9..AL40,TAL9-TAL56 TA25DU 25M 1SAZ211201R2051 ABB |  | 0 | 0 | 1 | 1 | 1 | 0.0 | 0.0 | 0.0 | 0 |  |  | 0.0 | Electrical Components | 18-25A Thermal overload relays A9-A40,AX9...AX32,AL9..AL40,TAL9-TAL56 TA25DU 25M 1SAZ211201R2051 ABB | 0 | 31-12-2099 | Material Transfer |  | 0.0 |  | 0 | 0 |  | 0 | 0 | 0 | 0 |  | 0 | Item Attribute | 1 | Nos | 0.0 | 0.0 | 0 | 0.0 | 0 | ABB | 1SAZ211201R2051 | India |  |  | 0 | 0.0 |  | 0 | 0 |  | 0 | 0 | 0 | 0 |  |  | 0 | 0 | 0 |  | 0 | [5 empty] | 0 |  |  | 0 | [13 empty] | Nos | 1.0 | [10 empty] | Ringlus Electro Controls & Automation PVT LTD | [18 empty] | CGST - RNG | 9.0
[120 empty] | SGST - RNG | 9.0
| 24-32A Thermal overload relays A9-A40,AX9...AX32,AL9..AL40,TAL9-TAL57 TA25DU 32M 1SAZ211201R2053 ABB | 24-32A Thermal overload relays A9-A40,AX9...AX32,AL9..AL40,TAL9-TAL57 TA25DU 32M 1SAZ211201R2053 ABB | ABBRELAY | Nos |  | 24-32A Thermal overload relays A9-A40,AX9...AX32,AL9..AL40,TAL9-TAL57 TA25DU 32M 1SAZ211201R2053 ABB |  | 0 | 0 | 1 | 1 | 1 | 0.0 | 0.0 | 0.0 | 0 |  |  | 0.0 | Electrical Components | 24-32A Thermal overload relays A9-A40,AX9...AX32,AL9..AL40,TAL9-TAL57 TA25DU 32M 1SAZ211201R2053 ABB | 0 | 31-12-2099 | Material Transfer |  | 0.0 |  | 0 | 0 |  | 0 | 0 | 0 | 0 |  | 0 | Item Attribute | 1 | Nos | 0.0 | 0.0 | 0 | 0.0 | 0 | ABB | 1SAZ211201R2053 | India |  |  | 0 | 0.0 |  | 0 | 0 |  | 0 | 0 | 0 | 0 |  |  | 0 | 0 | 0 |  | 0 | [5 empty] | 0 |  |  | 0 | [13 empty] | Nos | 1.0 | [10 empty] | Ringlus Electro Controls & Automation PVT LTD | [18 empty] | CGST - RNG | 9.0
[120 empty] | SGST - RNG | 9.0
| 18-25A Thermal overload relays A30,A40,AX32-AX40,AL30,AL40,TAL30,TAL40 TA42DU 25 1SAZ311201R2001 ABB | 18-25A Thermal overload relays A30,A40,AX32-AX40,AL30,AL40,TAL30,TAL40 TA42DU 25 1SAZ311201R2001 ABB | ABBRELAY | Nos |  | 18-25A Thermal overload relays A30,A40,AX32-AX40,AL30,AL40,TAL30,TAL40 TA42DU 25 1SAZ311201R2001 ABB |  | 0 | 0 | 1 | 1 | 1 | 0.0 | 0.0 | 0.0 | 0 |  |  | 0.0 | Electrical Components | 18-25A Thermal overload relays A30,A40,AX32-AX40,AL30,AL40,TAL30,TAL40 TA42DU 25 1SAZ311201R2001 ABB | 0 | 31-12-2099 | Material Transfer |  | 0.0 |  | 0 | 0 |  | 0 | 0 | 0 | 0 |  | 0 | Item Attribute | 1 | Nos | 0.0 | 0.0 | 0 | 0.0 | 0 | ABB | 1SAZ311201R2001 | India |  |  | 0 | 0.0 |  | 0 | 0 |  | 0 | 0 | 0 | 0 |  |  | 0 | 0 | 0 |  | 0 | [5 empty] | 0 |  |  | 0 | [13 empty] | Nos | 1.0 | [10 empty] | Ringlus Electro Controls & Automation PVT LTD | [18 empty] | CGST - RNG | 9.0
[120 empty] | SGST - RNG | 9.0
| 22-32A Thermal overload relays A30,A40,AX32-AX40,AL30,AL40,TAL30,TAL41 TA42DU 32 1SAZ311201R2002 ABB | 22-32A Thermal overload relays A30,A40,AX32-AX40,AL30,AL40,TAL30,TAL41 TA42DU 32 1SAZ311201R2002 ABB | ABBRELAY | Nos |  | 22-32A Thermal overload relays A30,A40,AX32-AX40,AL30,AL40,TAL30,TAL41 TA42DU 32 1SAZ311201R2002 ABB |  | 0 | 0 | 1 | 1 | 1 | 0.0 | 0.0 | 0.0 | 0 |  |  | 0.0 | Electrical Components | 22-32A Thermal overload relays A30,A40,AX32-AX40,AL30,AL40,TAL30,TAL41 TA42DU 32 1SAZ311201R2002 ABB | 0 | 31-12-2099 | Material Transfer |  | 0.0 |  | 0 | 0 |  | 0 | 0 | 0 | 0 |  | 0 | Item Attribute | 1 | Nos | 0.0 | 0.0 | 0 | 0.0 | 0 | ABB | 1SAZ311201R2002 | India |  |  | 0 | 0.0 |  | 0 | 0 |  | 0 | 0 | 0 | 0 |  |  | 0 | 0 | 0 |  | 0 | [5 empty] | 0 |  |  | 0 | [13 empty] | Nos | 1.0 | [10 empty] | Ringlus Electro Controls & Automation PVT LTD | [18 empty] | CGST - RNG | 9.0
[120 empty] | SGST - RNG | 9.0
| 29-42A Thermal overload relays A30,A40,AX32-AX40,AL30,AL40,TAL30,TAL42 TA42DU 42 1SAZ311201R2003 ABB | 29-42A Thermal overload relays A30,A40,AX32-AX40,AL30,AL40,TAL30,TAL42 TA42DU 42 1SAZ311201R2003 ABB | ABBRELAY | Nos |  | 29-42A Thermal overload relays A30,A40,AX32-AX40,AL30,AL40,TAL30,TAL42 TA42DU 42 1SAZ311201R2003 ABB |  | 0 | 0 | 1 | 1 | 1 | 0.0 | 0.0 | 0.0 | 0 |  |  | 0.0 | Electrical Components | 29-42A Thermal overload relays A30,A40,AX32-AX40,AL30,AL40,TAL30,TAL42 TA42DU 42 1SAZ311201R2003 ABB | 0 | 31-12-2099 | Material Transfer |  | 0.0 |  | 0 | 0 |  | 0 | 0 | 0 | 0 |  | 0 | Item Attribute | 1 | Nos | 0.0 | 0.0 | 0 | 0.0 | 0 | ABB | 1SAZ311201R2003 | India |  |  | 0 | 0.0 |  | 0 | 0 |  | 0 | 0 | 0 | 0 |  |  | 0 | 0 | 0 |  | 0 | [5 empty] | 0 |  |  | 0 | [13 empty] | Nos | 1.0 | [10 empty] | Ringlus Electro Controls & Automation PVT LTD | [18 empty] | CGST - RNG | 9.0
[120 empty] | SGST - RNG | 9.0
| 22-32A Thermal overload relays A50-A75,AX50-AX80,AE50-AE75,TAE50-TAE75,AF50-AF75 TA75DU 25 1SAZ321201R2002 ABB | 22-32A Thermal overload relays A50-A75,AX50-AX80,AE50-AE75,TAE50-TAE75,AF50-AF75 TA75DU 25 1SAZ321201R2002 ABB | ABBRELAY | Nos |  | 22-32A Thermal overload relays A50-A75,AX50-AX80,AE50-AE75,TAE50-TAE75,AF50-AF75 TA75DU 25 1SAZ321201R2002 ABB |  | 0 | 0 | 1 | 1 | 1 | 0.0 | 0.0 | 0.0 | 0 |  |  | 0.0 | Electrical Components | 22-32A Thermal overload relays A50-A75,AX50-AX80,AE50-AE75,TAE50-TAE75,AF50-AF75 TA75DU 25 1SAZ321201R2002 ABB | 0 | 31-12-2099 | Material Transfer |  | 0.0 |  | 0 | 0 |  | 0 | 0 | 0 | 0 |  | 0 | Item Attribute | 1 | Nos | 0.0 | 0.0 | 0 | 0.0 | 0 | ABB | 1SAZ321201R2002 | India |  |  | 0 | 0.0 |  | 0 | 0 |  | 0 | 0 | 0 | 0 |  |  | 0 | 0 | 0 |  | 0 | [5 empty] | 0 |  |  | 0 | [13 empty] | Nos | 1.0 | [10 empty] | Ringlus Electro Controls & Automation PVT LTD | [18 empty] | CGST - RNG | 9.0
[120 empty] | SGST - RNG | 9.0
| 29-42A Thermal overload relays A50-A75,AX50-AX80,AE50-AE75,TAE50-TAE75,AF50-AF76 TA75DU 32 1SAZ321201R2003 ABB | 29-42A Thermal overload relays A50-A75,AX50-AX80,AE50-AE75,TAE50-TAE75,AF50-AF76 TA75DU 32 1SAZ321201R2003 ABB | ABBRELAY | Nos |  | 29-42A Thermal overload relays A50-A75,AX50-AX80,AE50-AE75,TAE50-TAE75,AF50-AF76 TA75DU 32 1SAZ321201R2003 ABB |  | 0 | 0 | 1 | 1 | 1 | 0.0 | 0.0 | 0.0 | 0 |  |  | 0.0 | Electrical Components | 29-42A Thermal overload relays A50-A75,AX50-AX80,AE50-AE75,TAE50-TAE75,AF50-AF76 TA75DU 32 1SAZ321201R2003 ABB | 0 | 31-12-2099 | Material Transfer |  | 0.0 |  | 0 | 0 |  | 0 | 0 | 0 | 0 |  | 0 | Item Attribute | 1 | Nos | 0.0 | 0.0 | 0 | 0.0 | 0 | ABB | 1SAZ321201R2003 | India |  |  | 0 | 0.0 |  | 0 | 0 |  | 0 | 0 | 0 | 0 |  |  | 0 | 0 | 0 |  | 0 | [5 empty] | 0 |  |  | 0 | [13 empty] | Nos | 1.0 | [10 empty] | Ringlus Electro Controls & Automation PVT LTD | [18 empty] | CGST - RNG | 9.0
[120 empty] | SGST - RNG | 9.0
| 36-52A Thermal overload relays A50-A75,AX50-AX80,AE50-AE75,TAE50-TAE75,AF50-AF77 TA75DU 42 1SAZ321201R2004 ABB | 36-52A Thermal overload relays A50-A75,AX50-AX80,AE50-AE75,TAE50-TAE75,AF50-AF77 TA75DU 42 1SAZ321201R2004 ABB | ABBRELAY | Nos |  | 36-52A Thermal overload relays A50-A75,AX50-AX80,AE50-AE75,TAE50-TAE75,AF50-AF77 TA75DU 42 1SAZ321201R2004 ABB |  | 0 | 0 | 1 | 1 | 1 | 0.0 | 0.0 | 0.0 | 0 |  |  | 0.0 | Electrical Components | 36-52A Thermal overload relays A50-A75,AX50-AX80,AE50-AE75,TAE50-TAE75,AF50-AF77 TA75DU 42 1SAZ321201R2004 ABB | 0 | 31-12-2099 | Material Transfer |  | 0.0 |  | 0 | 0 |  | 0 | 0 | 0 | 0 |  | 0 | Item Attribute | 1 | Nos | 0.0 | 0.0 | 0 | 0.0 | 0 | ABB | 1SAZ321201R2004 | India |  |  | 0 | 0.0 |  | 0 | 0 |  | 0 | 0 | 0 | 0 |  |  | 0 | 0 | 0 |  | 0 | [5 empty] | 0 |  |  | 0 | [13 empty] | Nos | 1.0 | [10 empty] | Ringlus Electro Controls & Automation PVT LTD | [18 empty] | CGST - RNG | 9.0
[120 empty] | SGST - RNG | 9.0
| 45-63A Thermal overload relays A50-A75,AX50-AX80,AE50-AE75,TAE50-TAE75,AF50-AF78 TA75DU 0.63M 1SAZ321201R2005 ABB | 45-63A Thermal overload relays A50-A75,AX50-AX80,AE50-AE75,TAE50-TAE75,AF50-AF78 TA75DU 0.63M 1SAZ321201R2005 ABB | ABBRELAY | Nos |  | 45-63A Thermal overload relays A50-A75,AX50-AX80,AE50-AE75,TAE50-TAE75,AF50-AF78 TA75DU 0.63M 1SAZ321201R2005 ABB |  | 0 | 0 | 1 | 1 | 1 | 0.0 | 0.0 | 0.0 | 0 |  |  | 0.0 | Electrical Components | 45-63A Thermal overload relays A50-A75,AX50-AX80,AE50-AE75,TAE50-TAE75,AF50-AF78 TA75DU 0.63M 1SAZ321201R2005 ABB | 0 | 31-12-2099 | Material Transfer |  | 0.0 |  | 0 | 0 |  | 0 | 0 | 0 | 0 |  | 0 | Item Attribute | 1 | Nos | 0.0 | 0.0 | 0 | 0.0 | 0 | ABB | 1SAZ321201R2005 | India |  |  | 0 | 0.0 |  | 0 | 0 |  | 0 | 0 | 0 | 0 |  |  | 0 | 0 | 0 |  | 0 | [5 empty] | 0 |  |  | 0 | [13 empty] | Nos | 1.0 | [10 empty] | Ringlus Electro Controls & Automation PVT LTD | [18 empty] | CGST - RNG | 9.0
[120 empty] | SGST - RNG | 9.0
| 60-80A Thermal overload relays A50-A75,AX50-AX80,AE50-AE75,TAE50-TAE75,AF50-AF79 TA75DU 1.0M 1SAZ321201R2006 ABB | 60-80A Thermal overload relays A50-A75,AX50-AX80,AE50-AE75,TAE50-TAE75,AF50-AF79 TA75DU 1.0M 1SAZ321201R2006 ABB | ABBRELAY | Nos |  | 60-80A Thermal overload relays A50-A75,AX50-AX80,AE50-AE75,TAE50-TAE75,AF50-AF79 TA75DU 1.0M 1SAZ321201R2006 ABB |  | 0 | 0 | 1 | 1 | 1 | 0.0 | 0.0 | 0.0 | 0 |  |  | 0.0 | Electrical Components | 60-80A Thermal overload relays A50-A75,AX50-AX80,AE50-AE75,TAE50-TAE75,AF50-AF79 TA75DU 1.0M 1SAZ321201R2006 ABB | 0 | 31-12-2099 | Material Transfer |  | 0.0 |  | 0 | 0 |  | 0 | 0 | 0 | 0 |  | 0 | Item Attribute | 1 | Nos | 0.0 | 0.0 | 0 | 0.0 | 0 | ABB | 1SAZ321201R2006 | India |  |  | 0 | 0.0 |  | 0 | 0 |  | 0 | 0 | 0 | 0 |  |  | 0 | 0 | 0 |  | 0 | [5 empty] | 0 |  |  | 0 | [13 empty] | Nos | 1.0 | [10 empty] | Ringlus Electro Controls & Automation PVT LTD | [18 empty] | CGST - RNG | 9.0
[120 empty] | SGST - RNG | 9.0
| 36-52A Thermal overload relays A50-A75,AX50-AX80,AE50-AE75,TAE50-TAE75,AF50-AF75 TA80DU-52 1SAZ331201R1004 ABB | 36-52A Thermal overload relays A50-A75,AX50-AX80,AE50-AE75,TAE50-TAE75,AF50-AF75 TA80DU-52 1SAZ331201R1004 ABB | ABBRELAY | Nos |  | 36-52A Thermal overload relays A50-A75,AX50-AX80,AE50-AE75,TAE50-TAE75,AF50-AF75 TA80DU-52 1SAZ331201R1004 ABB |  | 0 | 0 | 1 | 1 | 1 | 0.0 | 0.0 | 0.0 | 0 |  |  | 0.0 | Electrical Components | 36-52A Thermal overload relays A50-A75,AX50-AX80,AE50-AE75,TAE50-TAE75,AF50-AF75 TA80DU-52 1SAZ331201R1004 ABB | 0 | 31-12-2099 | Material Transfer |  | 0.0 |  | 0 | 0 |  | 0 | 0 | 0 | 0 |  | 0 | Item Attribute | 1 | Nos | 0.0 | 0.0 | 0 | 0.0 | 0 | ABB | 1SAZ331201R1004 | India |  |  | 0 | 0.0 |  | 0 | 0 |  | 0 | 0 | 0 | 0 |  |  | 0 | 0 | 0 |  | 0 | [5 empty] | 0 |  |  | 0 | [13 empty] | Nos | 1.0 | [10 empty] | Ringlus Electro Controls & Automation PVT LTD | [18 empty] | CGST - RNG | 9.0
[120 empty] | SGST - RNG | 9.0
| 45-63A Thermal overload relays A50-A75,AX50-AX80,AE50-AE75,TAE50-TAE75,AF50-AF76 TA80DU-63 1SAZ331201R1005 ABB | 45-63A Thermal overload relays A50-A75,AX50-AX80,AE50-AE75,TAE50-TAE75,AF50-AF76 TA80DU-63 1SAZ331201R1005 ABB | ABBRELAY | Nos |  | 45-63A Thermal overload relays A50-A75,AX50-AX80,AE50-AE75,TAE50-TAE75,AF50-AF76 TA80DU-63 1SAZ331201R1005 ABB |  | 0 | 0 | 1 | 1 | 1 | 0.0 | 0.0 | 0.0 | 0 |  |  | 0.0 | Electrical Components | 45-63A Thermal overload relays A50-A75,AX50-AX80,AE50-AE75,TAE50-TAE75,AF50-AF76 TA80DU-63 1SAZ331201R1005 ABB | 0 | 31-12-2099 | Material Transfer |  | 0.0 |  | 0 | 0 |  | 0 | 0 | 0 | 0 |  | 0 | Item Attribute | 1 | Nos | 0.0 | 0.0 | 0 | 0.0 | 0 | ABB | 1SAZ331201R1005 | India |  |  | 0 | 0.0 |  | 0 | 0 |  | 0 | 0 | 0 | 0 |  |  | 0 | 0 | 0 |  | 0 | [5 empty] | 0 |  |  | 0 | [13 empty] | Nos | 1.0 | [10 empty] | Ringlus Electro Controls & Automation PVT LTD | [18 empty] | CGST - RNG | 9.0
[120 empty] | SGST - RNG | 9.0
| 60-80A Thermal overload relays A50-A75,AX50-AX80,AE50-AE75,TAE50-TAE75,AF50-AF77 TA80DU-80 1SAZ331201R1006 ABB | 60-80A Thermal overload relays A50-A75,AX50-AX80,AE50-AE75,TAE50-TAE75,AF50-AF77 TA80DU-80 1SAZ331201R1006 ABB | ABBRELAY | Nos |  | 60-80A Thermal overload relays A50-A75,AX50-AX80,AE50-AE75,TAE50-TAE75,AF50-AF77 TA80DU-80 1SAZ331201R1006 ABB |  | 0 | 0 | 1 | 1 | 1 | 0.0 | 0.0 | 0.0 | 0 |  |  | 0.0 | Electrical Components | 60-80A Thermal overload relays A50-A75,AX50-AX80,AE50-AE75,TAE50-TAE75,AF50-AF77 TA80DU-80 1SAZ331201R1006 ABB | 0 | 31-12-2099 | Material Transfer |  | 0.0 |  | 0 | 0 |  | 0 | 0 | 0 | 0 |  | 0 | Item Attribute | 1 | Nos | 0.0 | 0.0 | 0 | 0.0 | 0 | ABB | 1SAZ331201R1006 | India |  |  | 0 | 0.0 |  | 0 | 0 |  | 0 | 0 | 0 | 0 |  |  | 0 | 0 | 0 |  | 0 | [5 empty] | 0 |  |  | 0 | [13 empty] | Nos | 1.0 | [10 empty] | Ringlus Electro Controls & Automation PVT LTD | [18 empty] | CGST - RNG | 9.0
[120 empty] | SGST - RNG | 9.0
| 66-90A Thermal overload relays A95...A110,AX95...AX150,AF95..AF110 TA110DU-90 1SAZ411201R1001 ABB | 66-90A Thermal overload relays A95...A110,AX95...AX150,AF95..AF110 TA110DU-90 1SAZ411201R1001 ABB | ABBRELAY | Nos |  | 66-90A Thermal overload relays A95...A110,AX95...AX150,AF95..AF110 TA110DU-90 1SAZ411201R1001 ABB |  | 0 | 0 | 1 | 1 | 1 | 0.0 | 0.0 | 0.0 | 0 |  |  | 0.0 | Electrical Components | 66-90A Thermal overload relays A95...A110,AX95...AX150,AF95..AF110 TA110DU-90 1SAZ411201R1001 ABB | 0 | 31-12-2099 | Material Transfer |  | 0.0 |  | 0 | 0 |  | 0 | 0 | 0 | 0 |  | 0 | Item Attribute | 1 | Nos | 0.0 | 0.0 | 0 | 0.0 | 0 | ABB | 1SAZ411201R1001 | India |  |  | 0 | 0.0 |  | 0 | 0 |  | 0 | 0 | 0 | 0 |  |  | 0 | 0 | 0 |  | 0 | [5 empty] | 0 |  |  | 0 | [13 empty] | Nos | 1.0 | [10 empty] | Ringlus Electro Controls & Automation PVT LTD | [18 empty] | CGST - RNG | 9.0
[120 empty] | SGST - RNG | 9.0
| 80-110A Thermal overload relays A95...A110,AX95...AX150,AF95..AF111 TA110DU-110 1SAZ411201R1002 ABB | 80-110A Thermal overload relays A95...A110,AX95...AX150,AF95..AF111 TA110DU-110 1SAZ411201R1002 ABB | ABBRELAY | Nos |  | 80-110A Thermal overload relays A95...A110,AX95...AX150,AF95..AF111 TA110DU-110 1SAZ411201R1002 ABB |  | 0 | 0 | 1 | 1 | 1 | 0.0 | 0.0 | 0.0 | 0 |  |  | 0.0 | Electrical Components | 80-110A Thermal overload relays A95...A110,AX95...AX150,AF95..AF111 TA110DU-110 1SAZ411201R1002 ABB | 0 | 31-12-2099 | Material Transfer |  | 0.0 |  | 0 | 0 |  | 0 | 0 | 0 | 0 |  | 0 | Item Attribute | 1 | Nos | 0.0 | 0.0 | 0 | 0.0 | 0 | ABB | 1SAZ411201R1002 | India |  |  | 0 | 0.0 |  | 0 | 0 |  | 0 | 0 | 0 | 0 |  |  | 0 | 0 | 0 |  | 0 | [5 empty] | 0 |  |  | 0 | [13 empty] | Nos | 1.0 | [10 empty] | Ringlus Electro Controls & Automation PVT LTD | [18 empty] | CGST - RNG | 9.0
[120 empty] | SGST - RNG | 9.0
| 16A 3P 36kA TMR MCCB DZ1-160D DZ1T0016DXC1A L&T | 16A 3P 36kA TMR MCCB DZ1-160D DZ1T0016DXC1A L&T | LTDZ1MCCB | Nos |  | 16A 3P 36kA TMR MCCB DZ1-160D DZ1T0016DXC1A L&T |  | 0 | 0 | 1 | 1 | 1 | 0.0 | 0.0 | 0.0 | 0 |  |  | 0.0 | Electrical Components | 16A 3P 36kA TMR MCCB DZ1-160D DZ1T0016DXC1A L&T | 0 | 31-12-2099 | Material Transfer |  | 0.0 |  | 0 | 0 |  | 0 | 0 | 0 | 0 |  | 0 | Item Attribute | 1 | Nos | 0.0 | 0.0 | 0 | 0.0 | 0 | L&T | DZ1T0016DXC1A | India |  |  | 0 | 0.0 |  | 0 | 0 |  | 0 | 0 | 0 | 0 |  |  | 0 | 0 | 0 |  | 0 | [5 empty] | 0 |  |  | 0 | [13 empty] | Nos | 1.0 | [10 empty] | Ringlus Electro Controls & Automation PVT LTD | [18 empty] | CGST - RNG | 9.0
[120 empty] | SGST - RNG | 9.0
| 20A 3P 36kA TMR MCCB DZ1-160D DZ1T0020DXC1A L&T | 20A 3P 36kA TMR MCCB DZ1-160D DZ1T0020DXC1A L&T | LTDZ1MCCB | Nos |  | 20A 3P 36kA TMR MCCB DZ1-160D DZ1T0020DXC1A L&T |  | 0 | 0 | 1 | 1 | 1 | 0.0 | 0.0 | 0.0 | 0 |  |  | 0.0 | Electrical Components | 20A 3P 36kA TMR MCCB DZ1-160D DZ1T0020DXC1A L&T | 0 | 31-12-2099 | Material Transfer |  | 0.0 |  | 0 | 0 |  | 0 | 0 | 0 | 0 |  | 0 | Item Attribute | 1 | Nos | 0.0 | 0.0 | 0 | 0.0 | 0 | L&T | DZ1T0020DXC1A | India |  |  | 0 | 0.0 |  | 0 | 0 |  | 0 | 0 | 0 | 0 |  |  | 0 | 0 | 0 |  | 0 | [5 empty] | 0 |  |  | 0 | [13 empty] | Nos | 1.0 | [10 empty] | Ringlus Electro Controls & Automation PVT LTD | [18 empty] | CGST - RNG | 9.0
[120 empty] | SGST - RNG | 9.0
| 25A 3P 36kA TMR MCCB DZ1-160D DZ1T0025DXC1A L&T | 25A 3P 36kA TMR MCCB DZ1-160D DZ1T0025DXC1A L&T | LTDZ1MCCB | Nos |  | 25A 3P 36kA TMR MCCB DZ1-160D DZ1T0025DXC1A L&T |  | 0 | 0 | 1 | 1 | 1 | 0.0 | 0.0 | 0.0 | 0 |  |  | 0.0 | Electrical Components | 25A 3P 36kA TMR MCCB DZ1-160D DZ1T0025DXC1A L&T | 0 | 31-12-2099 | Material Transfer |  | 0.0 |  | 0 | 0 |  | 0 | 0 | 0 | 0 |  | 0 | Item Attribute | 1 | Nos | 0.0 | 0.0 | 0 | 0.0 | 0 | L&T | DZ1T0025DXC1A | India |  |  | 0 | 0.0 |  | 0 | 0 |  | 0 | 0 | 0 | 0 |  |  | 0 | 0 | 0 |  | 0 | [5 empty] | 0 |  |  | 0 | [13 empty] | Nos | 1.0 | [10 empty] | Ringlus Electro Controls & Automation PVT LTD | [18 empty] | CGST - RNG | 9.0
[120 empty] | SGST - RNG | 9.0
| 32A 3P 36kA TMR MCCB DZ1-160D DZ1T0032DXC1A L&T | 32A 3P 36kA TMR MCCB DZ1-160D DZ1T0032DXC1A L&T | LTDZ1MCCB | Nos |  | 32A 3P 36kA TMR MCCB DZ1-160D DZ1T0032DXC1A L&T |  | 0 | 0 | 1 | 1 | 1 | 0.0 | 0.0 | 0.0 | 0 |  |  | 0.0 | Electrical Components | 32A 3P 36kA TMR MCCB DZ1-160D DZ1T0032DXC1A L&T | 0 | 31-12-2099 | Material Transfer |  | 0.0 |  | 0 | 0 |  | 0 | 0 | 0 | 0 |  | 0 | Item Attribute | 1 | Nos | 0.0 | 0.0 | 0 | 0.0 | 0 | L&T | DZ1T0032DXC1A | India |  |  | 0 | 0.0 |  | 0 | 0 |  | 0 | 0 | 0 | 0 |  |  | 0 | 0 | 0 |  | 0 | [5 empty] | 0 |  |  | 0 | [13 empty] | Nos | 1.0 | [10 empty] | Ringlus Electro Controls & Automation PVT LTD | [18 empty] | CGST - RNG | 9.0
[120 empty] | SGST - RNG | 9.0
| 40A 3P 36kA TMR MCCB DZ1-160D DZ1T0040DXC1A L&T | 40A 3P 36kA TMR MCCB DZ1-160D DZ1T0040DXC1A L&T | LTDZ1MCCB | Nos |  | 40A 3P 36kA TMR MCCB DZ1-160D DZ1T0040DXC1A L&T |  | 0 | 0 | 1 | 1 | 1 | 0.0 | 0.0 | 0.0 | 0 |  |  | 0.0 | Electrical Components | 40A 3P 36kA TMR MCCB DZ1-160D DZ1T0040DXC1A L&T | 0 | 31-12-2099 | Material Transfer |  | 0.0 |  | 0 | 0 |  | 0 | 0 | 0 | 0 |  | 0 | Item Attribute | 1 | Nos | 0.0 | 0.0 | 0 | 0.0 | 0 | L&T | DZ1T0040DXC1A | India |  |  | 0 | 0.0 |  | 0 | 0 |  | 0 | 0 | 0 | 0 |  |  | 0 | 0 | 0 |  | 0 | [5 empty] | 0 |  |  | 0 | [13 empty] | Nos | 1.0 | [10 empty] | Ringlus Electro Controls & Automation PVT LTD | [18 empty] | CGST - RNG | 9.0
[120 empty] | SGST - RNG | 9.0
| 50A 3P 36kA TMR MCCB DZ1-160D DZ1T0050DXC1A L&T | 50A 3P 36kA TMR MCCB DZ1-160D DZ1T0050DXC1A L&T | LTDZ1MCCB | Nos |  | 50A 3P 36kA TMR MCCB DZ1-160D DZ1T0050DXC1A L&T |  | 0 | 0 | 1 | 1 | 1 | 0.0 | 0.0 | 0.0 | 0 |  |  | 0.0 | Electrical Components | 50A 3P 36kA TMR MCCB DZ1-160D DZ1T0050DXC1A L&T | 0 | 31-12-2099 | Material Transfer |  | 0.0 |  | 0 | 0 |  | 0 | 0 | 0 | 0 |  | 0 | Item Attribute | 1 | Nos | 0.0 | 0.0 | 0 | 0.0 | 0 | L&T | DZ1T0050DXC1A | India |  |  | 0 | 0.0 |  | 0 | 0 |  | 0 | 0 | 0 | 0 |  |  | 0 | 0 | 0 |  | 0 | [5 empty] | 0 |  |  | 0 | [13 empty] | Nos | 1.0 | [10 empty] | Ringlus Electro Controls & Automation PVT LTD | [18 empty] | CGST - RNG | 9.0
[120 empty] | SGST - RNG | 9.0
| 63A 3P 36kA TMR MCCB DZ1-160D DZ1T0063DXD1A L&T | 63A 3P 36kA TMR MCCB DZ1-160D DZ1T0063DXD1A L&T | LTDZ1MCCB | Nos |  | 63A 3P 36kA TMR MCCB DZ1-160D DZ1T0063DXD1A L&T |  | 0 | 0 | 1 | 1 | 1 | 0.0 | 0.0 | 0.0 | 0 |  |  | 0.0 | Electrical Components | 63A 3P 36kA TMR MCCB DZ1-160D DZ1T0063DXD1A L&T | 0 | 31-12-2099 | Material Transfer |  | 0.0 |  | 0 | 0 |  | 0 | 0 | 0 | 0 |  | 0 | Item Attribute | 1 | Nos | 0.0 | 0.0 | 0 | 0.0 | 0 | L&T | DZ1T0063DXD1A | India |  |  | 0 | 0.0 |  | 0 | 0 |  | 0 | 0 | 0 | 0 |  |  | 0 | 0 | 0 |  | 0 | [5 empty] | 0 |  |  | 0 | [13 empty] | Nos | 1.0 | [10 empty] | Ringlus Electro Controls & Automation PVT LTD | [18 empty] | CGST - RNG | 9.0
[120 empty] | SGST - RNG | 9.0
| 80A 3P 36kA TMR MCCB DZ1-160D DZ1T0080DXD1A L&T | 80A 3P 36kA TMR MCCB DZ1-160D DZ1T0080DXD1A L&T | LTDZ1MCCB | Nos |  | 80A 3P 36kA TMR MCCB DZ1-160D DZ1T0080DXD1A L&T |  | 0 | 0 | 1 | 1 | 1 | 0.0 | 0.0 | 0.0 | 0 |  |  | 0.0 | Electrical Components | 80A 3P 36kA TMR MCCB DZ1-160D DZ1T0080DXD1A L&T | 0 | 31-12-2099 | Material Transfer |  | 0.0 |  | 0 | 0 |  | 0 | 0 | 0 | 0 |  | 0 | Item Attribute | 1 | Nos | 0.0 | 0.0 | 0 | 0.0 | 0 | L&T | DZ1T0080DXD1A | India |  |  | 0 | 0.0 |  | 0 | 0 |  | 0 | 0 | 0 | 0 |  |  | 0 | 0 | 0 |  | 0 | [5 empty] | 0 |  |  | 0 | [13 empty] | Nos | 1.0 | [10 empty] | Ringlus Electro Controls & Automation PVT LTD | [18 empty] | CGST - RNG | 9.0
[120 empty] | SGST - RNG | 9.0
| 100A 3P 36kA TMR MCCB DZ1-160D DZ1T0100DXD1A L&T | 100A 3P 36kA TMR MCCB DZ1-160D DZ1T0100DXD1A L&T | LTDZ1MCCB | Nos |  | 100A 3P 36kA TMR MCCB DZ1-160D DZ1T0100DXD1A L&T |  | 0 | 0 | 1 | 1 | 1 | 0.0 | 0.0 | 0.0 | 0 |  |  | 0.0 | Electrical Components | 100A 3P 36kA TMR MCCB DZ1-160D DZ1T0100DXD1A L&T | 0 | 31-12-2099 | Material Transfer |  | 0.0 |  | 0 | 0 |  | 0 | 0 | 0 | 0 |  | 0 | Item Attribute | 1 | Nos | 0.0 | 0.0 | 0 | 0.0 | 0 | L&T | DZ1T0100DXD1A | India |  |  | 0 | 0.0 |  | 0 | 0 |  | 0 | 0 | 0 | 0 |  |  | 0 | 0 | 0 |  | 0 | [5 empty] | 0 |  |  | 0 | [13 empty] | Nos | 1.0 | [10 empty] | Ringlus Electro Controls & Automation PVT LTD | [18 empty] | CGST - RNG | 9.0
[120 empty] | SGST - RNG | 9.0
| 125A 3P 36kA TMR MCCB DZ1-160D DZ1T0125DXD1A L&T | 125A 3P 36kA TMR MCCB DZ1-160D DZ1T0125DXD1A L&T | LTDZ1MCCB | Nos |  | 125A 3P 36kA TMR MCCB DZ1-160D DZ1T0125DXD1A L&T |  | 0 | 0 | 1 | 1 | 1 | 0.0 | 0.0 | 0.0 | 0 |  |  | 0.0 | Electrical Components | 125A 3P 36kA TMR MCCB DZ1-160D DZ1T0125DXD1A L&T | 0 | 31-12-2099 | Material Transfer |  | 0.0 |  | 0 | 0 |  | 0 | 0 | 0 | 0 |  | 0 | Item Attribute | 1 | Nos | 0.0 | 0.0 | 0 | 0.0 | 0 | L&T | DZ1T0125DXD1A | India |  |  | 0 | 0.0 |  | 0 | 0 |  | 0 | 0 | 0 | 0 |  |  | 0 | 0 | 0 |  | 0 | [5 empty] | 0 |  |  | 0 | [13 empty] | Nos | 1.0 | [10 empty] | Ringlus Electro Controls & Automation PVT LTD | [18 empty] | CGST - RNG | 9.0
[120 empty] | SGST - RNG | 9.0
| 160A 3P 36kA TMR MCCB DZ1-160D DZ1T0160DXD1A L&T | 160A 3P 36kA TMR MCCB DZ1-160D DZ1T0160DXD1A L&T | LTDZ1MCCB | Nos |  | 160A 3P 36kA TMR MCCB DZ1-160D DZ1T0160DXD1A L&T |  | 0 | 0 | 1 | 1 | 1 | 0.0 | 0.0 | 0.0 | 0 |  |  | 0.0 | Electrical Components | 160A 3P 36kA TMR MCCB DZ1-160D DZ1T0160DXD1A L&T | 0 | 31-12-2099 | Material Transfer |  | 0.0 |  | 0 | 0 |  | 0 | 0 | 0 | 0 |  | 0 | Item Attribute | 1 | Nos | 0.0 | 0.0 | 0 | 0.0 | 0 | L&T | DZ1T0160DXD1A | India |  |  | 0 | 0.0 |  | 0 | 0 |  | 0 | 0 | 0 | 0 |  |  | 0 | 0 | 0 |  | 0 | [5 empty] | 0 |  |  | 0 | [13 empty] | Nos | 1.0 | [10 empty] | Ringlus Electro Controls & Automation PVT LTD | [18 empty] | CGST - RNG | 9.0
[120 empty] | SGST - RNG | 9.0
| 16A 4P 36kA TMR MCCB DZ1-160D DZ1T0016NXC1A L&T | 16A 4P 36kA TMR MCCB DZ1-160D DZ1T0016NXC1A L&T | LTDZ1MCCB | Nos |  | 16A 4P 36kA TMR MCCB DZ1-160D DZ1T0016NXC1A L&T |  | 0 | 0 | 1 | 1 | 1 | 0.0 | 0.0 | 0.0 | 0 |  |  | 0.0 | Electrical Components | 16A 4P 36kA TMR MCCB DZ1-160D DZ1T0016NXC1A L&T | 0 | 31-12-2099 | Material Transfer |  | 0.0 |  | 0 | 0 |  | 0 | 0 | 0 | 0 |  | 0 | Item Attribute | 1 | Nos | 0.0 | 0.0 | 0 | 0.0 | 0 | L&T | DZ1T0016NXC1A | India |  |  | 0 | 0.0 |  | 0 | 0 |  | 0 | 0 | 0 | 0 |  |  | 0 | 0 | 0 |  | 0 | [5 empty] | 0 |  |  | 0 | [13 empty] | Nos | 1.0 | [10 empty] | Ringlus Electro Controls & Automation PVT LTD | [18 empty] | CGST - RNG | 9.0
[120 empty] | SGST - RNG | 9.0
| 20A 4P 36kA TMR MCCB DZ1-160D DZ1T0020NXC1A L&T | 20A 4P 36kA TMR MCCB DZ1-160D DZ1T0020NXC1A L&T | LTDZ1MCCB | Nos |  | 20A 4P 36kA TMR MCCB DZ1-160D DZ1T0020NXC1A L&T |  | 0 | 0 | 1 | 1 | 1 | 0.0 | 0.0 | 0.0 | 0 |  |  | 0.0 | Electrical Components | 20A 4P 36kA TMR MCCB DZ1-160D DZ1T0020NXC1A L&T | 0 | 31-12-2099 | Material Transfer |  | 0.0 |  | 0 | 0 |  | 0 | 0 | 0 | 0 |  | 0 | Item Attribute | 1 | Nos | 0.0 | 0.0 | 0 | 0.0 | 0 | L&T | DZ1T0020NXC1A | India |  |  | 0 | 0.0 |  | 0 | 0 |  | 0 | 0 | 0 | 0 |  |  | 0 | 0 | 0 |  | 0 | [5 empty] | 0 |  |  | 0 | [13 empty] | Nos | 1.0 | [10 empty] | Ringlus Electro Controls & Automation PVT LTD | [18 empty] | CGST - RNG | 9.0
[120 empty] | SGST - RNG | 9.0
| 25A 4P 36kA TMR MCCB DZ1-160D DZ1T0025NXC1A L&T | 25A 4P 36kA TMR MCCB DZ1-160D DZ1T0025NXC1A L&T | LTDZ1MCCB | Nos |  | 25A 4P 36kA TMR MCCB DZ1-160D DZ1T0025NXC1A L&T |  | 0 | 0 | 1 | 1 | 1 | 0.0 | 0.0 | 0.0 | 0 |  |  | 0.0 | Electrical Components | 25A 4P 36kA TMR MCCB DZ1-160D DZ1T0025NXC1A L&T | 0 | 31-12-2099 | Material Transfer |  | 0.0 |  | 0 | 0 |  | 0 | 0 | 0 | 0 |  | 0 | Item Attribute | 1 | Nos | 0.0 | 0.0 | 0 | 0.0 | 0 | L&T | DZ1T0025NXC1A | India |  |  | 0 | 0.0 |  | 0 | 0 |  | 0 | 0 | 0 | 0 |  |  | 0 | 0 | 0 |  | 0 | [5 empty] | 0 |  |  | 0 | [13 empty] | Nos | 1.0 | [10 empty] | Ringlus Electro Controls & Automation PVT LTD | [18 empty] | CGST - RNG | 9.0
[120 empty] | SGST - RNG | 9.0
| 32A 4P 36kA TMR MCCB DZ1-160D DZ1T0032NXC1A L&T | 32A 4P 36kA TMR MCCB DZ1-160D DZ1T0032NXC1A L&T | LTDZ1MCCB | Nos |  | 32A 4P 36kA TMR MCCB DZ1-160D DZ1T0032NXC1A L&T |  | 0 | 0 | 1 | 1 | 1 | 0.0 | 0.0 | 0.0 | 0 |  |  | 0.0 | Electrical Components | 32A 4P 36kA TMR MCCB DZ1-160D DZ1T0032NXC1A L&T | 0 | 31-12-2099 | Material Transfer |  | 0.0 |  | 0 | 0 |  | 0 | 0 | 0 | 0 |  | 0 | Item Attribute | 1 | Nos | 0.0 | 0.0 | 0 | 0.0 | 0 | L&T | DZ1T0032NXC1A | India |  |  | 0 | 0.0 |  | 0 | 0 |  | 0 | 0 | 0 | 0 |  |  | 0 | 0 | 0 |  | 0 | [5 empty] | 0 |  |  | 0 | [13 empty] | Nos | 1.0 | [10 empty] | Ringlus Electro Controls & Automation PVT LTD | [18 empty] | CGST - RNG | 9.0
[120 empty] | SGST - RNG | 9.0
| 40A 4P 36kA TMR MCCB DZ1-160D DZ1T0040NXC1A L&T | 40A 4P 36kA TMR MCCB DZ1-160D DZ1T0040NXC1A L&T | LTDZ1MCCB | Nos |  | 40A 4P 36kA TMR MCCB DZ1-160D DZ1T0040NXC1A L&T |  | 0 | 0 | 1 | 1 | 1 | 0.0 | 0.0 | 0.0 | 0 |  |  | 0.0 | Electrical Components | 40A 4P 36kA TMR MCCB DZ1-160D DZ1T0040NXC1A L&T | 0 | 31-12-2099 | Material Transfer |  | 0.0 |  | 0 | 0 |  | 0 | 0 | 0 | 0 |  | 0 | Item Attribute | 1 | Nos | 0.0 | 0.0 | 0 | 0.0 | 0 | L&T | DZ1T0040NXC1A | India |  |  | 0 | 0.0 |  | 0 | 0 |  | 0 | 0 | 0 | 0 |  |  | 0 | 0 | 0 |  | 0 | [5 empty] | 0 |  |  | 0 | [13 empty] | Nos | 1.0 | [10 empty] | Ringlus Electro Controls & Automation PVT LTD | [18 empty] | CGST - RNG | 9.0
[120 empty] | SGST - RNG | 9.0
| 50A 4P 36kA TMR MCCB DZ1-160D DZ1T0050NXC1A L&T | 50A 4P 36kA TMR MCCB DZ1-160D DZ1T0050NXC1A L&T | LTDZ1MCCB | Nos |  | 50A 4P 36kA TMR MCCB DZ1-160D DZ1T0050NXC1A L&T |  | 0 | 0 | 1 | 1 | 1 | 0.0 | 0.0 | 0.0 | 0 |  |  | 0.0 | Electrical Components | 50A 4P 36kA TMR MCCB DZ1-160D DZ1T0050NXC1A L&T | 0 | 31-12-2099 | Material Transfer |  | 0.0 |  | 0 | 0 |  | 0 | 0 | 0 | 0 |  | 0 | Item Attribute | 1 | Nos | 0.0 | 0.0 | 0 | 0.0 | 0 | L&T | DZ1T0050NXC1A | India |  |  | 0 | 0.0 |  | 0 | 0 |  | 0 | 0 | 0 | 0 |  |  | 0 | 0 | 0 |  | 0 | [5 empty] | 0 |  |  | 0 | [13 empty] | Nos | 1.0 | [10 empty] | Ringlus Electro Controls & Automation PVT LTD | [18 empty] | CGST - RNG | 9.0
[120 empty] | SGST - RNG | 9.0
| 63A 4P 36kA TMR MCCB DZ1-160D DZ1T0063NXD1A L&T | 63A 4P 36kA TMR MCCB DZ1-160D DZ1T0063NXD1A L&T | LTDZ1MCCB | Nos |  | 63A 4P 36kA TMR MCCB DZ1-160D DZ1T0063NXD1A L&T |  | 0 | 0 | 1 | 1 | 1 | 0.0 | 0.0 | 0.0 | 0 |  |  | 0.0 | Electrical Components | 63A 4P 36kA TMR MCCB DZ1-160D DZ1T0063NXD1A L&T | 0 | 31-12-2099 | Material Transfer |  | 0.0 |  | 0 | 0 |  | 0 | 0 | 0 | 0 |  | 0 | Item Attribute | 1 | Nos | 0.0 | 0.0 | 0 | 0.0 | 0 | L&T | DZ1T0063NXD1A | India |  |  | 0 | 0.0 |  | 0 | 0 |  | 0 | 0 | 0 | 0 |  |  | 0 | 0 | 0 |  | 0 | [5 empty] | 0 |  |  | 0 | [13 empty] | Nos | 1.0 | [10 empty] | Ringlus Electro Controls & Automation PVT LTD | [18 empty] | CGST - RNG | 9.0
[120 empty] | SGST - RNG | 9.0
| 80A 4P 36kA TMR MCCB DZ1-160D DZ1T0080NXD1A L&T | 80A 4P 36kA TMR MCCB DZ1-160D DZ1T0080NXD1A L&T | LTDZ1MCCB | Nos |  | 80A 4P 36kA TMR MCCB DZ1-160D DZ1T0080NXD1A L&T |  | 0 | 0 | 1 | 1 | 1 | 0.0 | 0.0 | 0.0 | 0 |  |  | 0.0 | Electrical Components | 80A 4P 36kA TMR MCCB DZ1-160D DZ1T0080NXD1A L&T | 0 | 31-12-2099 | Material Transfer |  | 0.0 |  | 0 | 0 |  | 0 | 0 | 0 | 0 |  | 0 | Item Attribute | 1 | Nos | 0.0 | 0.0 | 0 | 0.0 | 0 | L&T | DZ1T0080NXD1A | India |  |  | 0 | 0.0 |  | 0 | 0 |  | 0 | 0 | 0 | 0 |  |  | 0 | 0 | 0 |  | 0 | [5 empty] | 0 |  |  | 0 | [13 empty] | Nos | 1.0 | [10 empty] | Ringlus Electro Controls & Automation PVT LTD | [18 empty] | CGST - RNG | 9.0
[120 empty] | SGST - RNG | 9.0
| 100A 4P 36kA TMR MCCB DZ1-160D DZ1T0100NXD1A L&T | 100A 4P 36kA TMR MCCB DZ1-160D DZ1T0100NXD1A L&T | LTDZ1MCCB | Nos |  | 100A 4P 36kA TMR MCCB DZ1-160D DZ1T0100NXD1A L&T |  | 0 | 0 | 1 | 1 | 1 | 0.0 | 0.0 | 0.0 | 0 |  |  | 0.0 | Electrical Components | 100A 4P 36kA TMR MCCB DZ1-160D DZ1T0100NXD1A L&T | 0 | 31-12-2099 | Material Transfer |  | 0.0 |  | 0 | 0 |  | 0 | 0 | 0 | 0 |  | 0 | Item Attribute | 1 | Nos | 0.0 | 0.0 | 0 | 0.0 | 0 | L&T | DZ1T0100NXD1A | India |  |  | 0 | 0.0 |  | 0 | 0 |  | 0 | 0 | 0 | 0 |  |  | 0 | 0 | 0 |  | 0 | [5 empty] | 0 |  |  | 0 | [13 empty] | Nos | 1.0 | [10 empty] | Ringlus Electro Controls & Automation PVT LTD | [18 empty] | CGST - RNG | 9.0
[120 empty] | SGST - RNG | 9.0
| 125A 4P 36kA TMR MCCB DZ1-160D DZ1T0125NXD1A L&T | 125A 4P 36kA TMR MCCB DZ1-160D DZ1T0125NXD1A L&T | LTDZ1MCCB | Nos |  | 125A 4P 36kA TMR MCCB DZ1-160D DZ1T0125NXD1A L&T |  | 0 | 0 | 1 | 1 | 1 | 0.0 | 0.0 | 0.0 | 0 |  |  | 0.0 | Electrical Components | 125A 4P 36kA TMR MCCB DZ1-160D DZ1T0125NXD1A L&T | 0 | 31-12-2099 | Material Transfer |  | 0.0 |  | 0 | 0 |  | 0 | 0 | 0 | 0 |  | 0 | Item Attribute | 1 | Nos | 0.0 | 0.0 | 0 | 0.0 | 0 | L&T | DZ1T0125NXD1A | India |  |  | 0 | 0.0 |  | 0 | 0 |  | 0 | 0 | 0 | 0 |  |  | 0 | 0 | 0 |  | 0 | [5 empty] | 0 |  |  | 0 | [13 empty] | Nos | 1.0 | [10 empty] | Ringlus Electro Controls & Automation PVT LTD | [18 empty] | CGST - RNG | 9.0
[120 empty] | SGST - RNG | 9.0
| 160A 4P 36kA TMR MCCB DZ1-160D DZ1T0160NXD1A L&T | 160A 4P 36kA TMR MCCB DZ1-160D DZ1T0160NXD1A L&T | LTDZ1MCCB | Nos |  | 160A 4P 36kA TMR MCCB DZ1-160D DZ1T0160NXD1A L&T |  | 0 | 0 | 1 | 1 | 1 | 0.0 | 0.0 | 0.0 | 0 |  |  | 0.0 | Electrical Components | 160A 4P 36kA TMR MCCB DZ1-160D DZ1T0160NXD1A L&T | 0 | 31-12-2099 | Material Transfer |  | 0.0 |  | 0 | 0 |  | 0 | 0 | 0 | 0 |  | 0 | Item Attribute | 1 | Nos | 0.0 | 0.0 | 0 | 0.0 | 0 | L&T | DZ1T0160NXD1A | India |  |  | 0 | 0.0 |  | 0 | 0 |  | 0 | 0 | 0 | 0 |  |  | 0 | 0 | 0 |  | 0 | [5 empty] | 0 |  |  | 0 | [13 empty] | Nos | 1.0 | [10 empty] | Ringlus Electro Controls & Automation PVT LTD | [18 empty] | CGST - RNG | 9.0
[120 empty] | SGST - RNG | 9.0
| 16A 3P 50kA TMR MCCB DZ1-160N DZ1F0016DXC1A L&T | 16A 3P 50kA TMR MCCB DZ1-160N DZ1F0016DXC1A L&T | LTDZ1MCCB | Nos |  | 16A 3P 50kA TMR MCCB DZ1-160N DZ1F0016DXC1A L&T |  | 0 | 0 | 1 | 1 | 1 | 0.0 | 0.0 | 0.0 | 0 |  |  | 0.0 | Electrical Components | 16A 3P 50kA TMR MCCB DZ1-160N DZ1F0016DXC1A L&T | 0 | 31-12-2099 | Material Transfer |  | 0.0 |  | 0 | 0 |  | 0 | 0 | 0 | 0 |  | 0 | Item Attribute | 1 | Nos | 0.0 | 0.0 | 0 | 0.0 | 0 | L&T | DZ1F0016DXC1A | India |  |  | 0 | 0.0 |  | 0 | 0 |  | 0 | 0 | 0 | 0 |  |  | 0 | 0 | 0 |  | 0 | [5 empty] | 0 |  |  | 0 | [13 empty] | Nos | 1.0 | [10 empty] | Ringlus Electro Controls & Automation PVT LTD | [18 empty] | CGST - RNG | 9.0
[120 empty] | SGST - RNG | 9.0
| 20A 3P 50kA TMR MCCB DZ1-160N DZ1F0020DXC1A L&T | 20A 3P 50kA TMR MCCB DZ1-160N DZ1F0020DXC1A L&T | LTDZ1MCCB | Nos |  | 20A 3P 50kA TMR MCCB DZ1-160N DZ1F0020DXC1A L&T |  | 0 | 0 | 1 | 1 | 1 | 0.0 | 0.0 | 0.0 | 0 |  |  | 0.0 | Electrical Components | 20A 3P 50kA TMR MCCB DZ1-160N DZ1F0020DXC1A L&T | 0 | 31-12-2099 | Material Transfer |  | 0.0 |  | 0 | 0 |  | 0 | 0 | 0 | 0 |  | 0 | Item Attribute | 1 | Nos | 0.0 | 0.0 | 0 | 0.0 | 0 | L&T | DZ1F0020DXC1A | India |  |  | 0 | 0.0 |  | 0 | 0 |  | 0 | 0 | 0 | 0 |  |  | 0 | 0 | 0 |  | 0 | [5 empty] | 0 |  |  | 0 | [13 empty] | Nos | 1.0 | [10 empty] | Ringlus Electro Controls & Automation PVT LTD | [18 empty] | CGST - RNG | 9.0
[120 empty] | SGST - RNG | 9.0
| 25A 3P 50kA TMR MCCB DZ1-160N DZ1F0025DXC1A L&T | 25A 3P 50kA TMR MCCB DZ1-160N DZ1F0025DXC1A L&T | LTDZ1MCCB | Nos |  | 25A 3P 50kA TMR MCCB DZ1-160N DZ1F0025DXC1A L&T |  | 0 | 0 | 1 | 1 | 1 | 0.0 | 0.0 | 0.0 | 0 |  |  | 0.0 | Electrical Components | 25A 3P 50kA TMR MCCB DZ1-160N DZ1F0025DXC1A L&T | 0 | 31-12-2099 | Material Transfer |  | 0.0 |  | 0 | 0 |  | 0 | 0 | 0 | 0 |  | 0 | Item Attribute | 1 | Nos | 0.0 | 0.0 | 0 | 0.0 | 0 | L&T | DZ1F0025DXC1A | India |  |  | 0 | 0.0 |  | 0 | 0 |  | 0 | 0 | 0 | 0 |  |  | 0 | 0 | 0 |  | 0 | [5 empty] | 0 |  |  | 0 | [13 empty] | Nos | 1.0 | [10 empty] | Ringlus Electro Controls & Automation PVT LTD | [18 empty] | CGST - RNG | 9.0
[120 empty] | SGST - RNG | 9.0
| 32A 3P 50kA TMR MCCB DZ1-160N DZ1F0032DXC1A L&T | 32A 3P 50kA TMR MCCB DZ1-160N DZ1F0032DXC1A L&T | LTDZ1MCCB | Nos |  | 32A 3P 50kA TMR MCCB DZ1-160N DZ1F0032DXC1A L&T |  | 0 | 0 | 1 | 1 | 1 | 0.0 | 0.0 | 0.0 | 0 |  |  | 0.0 | Electrical Components | 32A 3P 50kA TMR MCCB DZ1-160N DZ1F0032DXC1A L&T | 0 | 31-12-2099 | Material Transfer |  | 0.0 |  | 0 | 0 |  | 0 | 0 | 0 | 0 |  | 0 | Item Attribute | 1 | Nos | 0.0 | 0.0 | 0 | 0.0 | 0 | L&T | DZ1F0032DXC1A | India |  |  | 0 | 0.0 |  | 0 | 0 |  | 0 | 0 | 0 | 0 |  |  | 0 | 0 | 0 |  | 0 | [5 empty] | 0 |  |  | 0 | [13 empty] | Nos | 1.0 | [10 empty] | Ringlus Electro Controls & Automation PVT LTD | [18 empty] | CGST - RNG | 9.0
[120 empty] | SGST - RNG | 9.0
| 40A 3P 50kA TMR MCCB DZ1-160N DZ1F0040DXC1A L&T | 40A 3P 50kA TMR MCCB DZ1-160N DZ1F0040DXC1A L&T | LTDZ1MCCB | Nos |  | 40A 3P 50kA TMR MCCB DZ1-160N DZ1F0040DXC1A L&T |  | 0 | 0 | 1 | 1 | 1 | 0.0 | 0.0 | 0.0 | 0 |  |  | 0.0 | Electrical Components | 40A 3P 50kA TMR MCCB DZ1-160N DZ1F0040DXC1A L&T | 0 | 31-12-2099 | Material Transfer |  | 0.0 |  | 0 | 0 |  | 0 | 0 | 0 | 0 |  | 0 | Item Attribute | 1 | Nos | 0.0 | 0.0 | 0 | 0.0 | 0 | L&T | DZ1F0040DXC1A | India |  |  | 0 | 0.0 |  | 0 | 0 |  | 0 | 0 | 0 | 0 |  |  | 0 | 0 | 0 |  | 0 | [5 empty] | 0 |  |  | 0 | [13 empty] | Nos | 1.0 | [10 empty] | Ringlus Electro Controls & Automation PVT LTD | [18 empty] | CGST - RNG | 9.0
[120 empty] | SGST - RNG | 9.0
| 50A 3P 50kA TMR MCCB DZ1-160N DZ1F0050DXC1A L&T | 50A 3P 50kA TMR MCCB DZ1-160N DZ1F0050DXC1A L&T | LTDZ1MCCB | Nos |  | 50A 3P 50kA TMR MCCB DZ1-160N DZ1F0050DXC1A L&T |  | 0 | 0 | 1 | 1 | 1 | 0.0 | 0.0 | 0.0 | 0 |  |  | 0.0 | Electrical Components | 50A 3P 50kA TMR MCCB DZ1-160N DZ1F0050DXC1A L&T | 0 | 31-12-2099 | Material Transfer |  | 0.0 |  | 0 | 0 |  | 0 | 0 | 0 | 0 |  | 0 | Item Attribute | 1 | Nos | 0.0 | 0.0 | 0 | 0.0 | 0 | L&T | DZ1F0050DXC1A | India |  |  | 0 | 0.0 |  | 0 | 0 |  | 0 | 0 | 0 | 0 |  |  | 0 | 0 | 0 |  | 0 | [5 empty] | 0 |  |  | 0 | [13 empty] | Nos | 1.0 | [10 empty] | Ringlus Electro Controls & Automation PVT LTD | [18 empty] | CGST - RNG | 9.0
[120 empty] | SGST - RNG | 9.0
| 63A 3P 50kA TMR MCCB DZ1-160N DZ1F0063DXD1A L&T | 63A 3P 50kA TMR MCCB DZ1-160N DZ1F0063DXD1A L&T | LTDZ1MCCB | Nos |  | 63A 3P 50kA TMR MCCB DZ1-160N DZ1F0063DXD1A L&T |  | 0 | 0 | 1 | 1 | 1 | 0.0 | 0.0 | 0.0 | 0 |  |  | 0.0 | Electrical Components | 63A 3P 50kA TMR MCCB DZ1-160N DZ1F0063DXD1A L&T | 0 | 31-12-2099 | Material Transfer |  | 0.0 |  | 0 | 0 |  | 0 | 0 | 0 | 0 |  | 0 | Item Attribute | 1 | Nos | 0.0 | 0.0 | 0 | 0.0 | 0 | L&T | DZ1F0063DXD1A | India |  |  | 0 | 0.0 |  | 0 | 0 |  | 0 | 0 | 0 | 0 |  |  | 0 | 0 | 0 |  | 0 | [5 empty] | 0 |  |  | 0 | [13 empty] | Nos | 1.0 | [10 empty] | Ringlus Electro Controls & Automation PVT LTD | [18 empty] | CGST - RNG | 9.0
[120 empty] | SGST - RNG | 9.0
| 80A 3P 50kA TMR MCCB DZ1-160N DZ1F0080DXD1A L&T | 80A 3P 50kA TMR MCCB DZ1-160N DZ1F0080DXD1A L&T | LTDZ1MCCB | Nos |  | 80A 3P 50kA TMR MCCB DZ1-160N DZ1F0080DXD1A L&T |  | 0 | 0 | 1 | 1 | 1 | 0.0 | 0.0 | 0.0 | 0 |  |  | 0.0 | Electrical Components | 80A 3P 50kA TMR MCCB DZ1-160N DZ1F0080DXD1A L&T | 0 | 31-12-2099 | Material Transfer |  | 0.0 |  | 0 | 0 |  | 0 | 0 | 0 | 0 |  | 0 | Item Attribute | 1 | Nos | 0.0 | 0.0 | 0 | 0.0 | 0 | L&T | DZ1F0080DXD1A | India |  |  | 0 | 0.0 |  | 0 | 0 |  | 0 | 0 | 0 | 0 |  |  | 0 | 0 | 0 |  | 0 | [5 empty] | 0 |  |  | 0 | [13 empty] | Nos | 1.0 | [10 empty] | Ringlus Electro Controls & Automation PVT LTD | [18 empty] | CGST - RNG | 9.0
[120 empty] | SGST - RNG | 9.0
| 100A 3P 50kA TMR MCCB DZ1-160N DZ1F0100DXD1A L&T | 100A 3P 50kA TMR MCCB DZ1-160N DZ1F0100DXD1A L&T | LTDZ1MCCB | Nos |  | 100A 3P 50kA TMR MCCB DZ1-160N DZ1F0100DXD1A L&T |  | 0 | 0 | 1 | 1 | 1 | 0.0 | 0.0 | 0.0 | 0 |  |  | 0.0 | Electrical Components | 100A 3P 50kA TMR MCCB DZ1-160N DZ1F0100DXD1A L&T | 0 | 31-12-2099 | Material Transfer |  | 0.0 |  | 0 | 0 |  | 0 | 0 | 0 | 0 |  | 0 | Item Attribute | 1 | Nos | 0.0 | 0.0 | 0 | 0.0 | 0 | L&T | DZ1F0100DXD1A | India |  |  | 0 | 0.0 |  | 0 | 0 |  | 0 | 0 | 0 | 0 |  |  | 0 | 0 | 0 |  | 0 | [5 empty] | 0 |  |  | 0 | [13 empty] | Nos | 1.0 | [10 empty] | Ringlus Electro Controls & Automation PVT LTD | [18 empty] | CGST - RNG | 9.0
[120 empty] | SGST - RNG | 9.0
| 125A 3P 50kA TMR MCCB DZ1-160N DZ1F0125DXD1A L&T | 125A 3P 50kA TMR MCCB DZ1-160N DZ1F0125DXD1A L&T | LTDZ1MCCB | Nos |  | 125A 3P 50kA TMR MCCB DZ1-160N DZ1F0125DXD1A L&T |  | 0 | 0 | 1 | 1 | 1 | 0.0 | 0.0 | 0.0 | 0 |  |  | 0.0 | Electrical Components | 125A 3P 50kA TMR MCCB DZ1-160N DZ1F0125DXD1A L&T | 0 | 31-12-2099 | Material Transfer |  | 0.0 |  | 0 | 0 |  | 0 | 0 | 0 | 0 |  | 0 | Item Attribute | 1 | Nos | 0.0 | 0.0 | 0 | 0.0 | 0 | L&T | DZ1F0125DXD1A | India |  |  | 0 | 0.0 |  | 0 | 0 |  | 0 | 0 | 0 | 0 |  |  | 0 | 0 | 0 |  | 0 | [5 empty] | 0 |  |  | 0 | [13 empty] | Nos | 1.0 | [10 empty] | Ringlus Electro Controls & Automation PVT LTD | [18 empty] | CGST - RNG | 9.0
[120 empty] | SGST - RNG | 9.0
| 160A 3P 50kA TMR MCCB DZ1-160N DZ1F0160DXD1A L&T | 160A 3P 50kA TMR MCCB DZ1-160N DZ1F0160DXD1A L&T | LTDZ1MCCB | Nos |  | 160A 3P 50kA TMR MCCB DZ1-160N DZ1F0160DXD1A L&T |  | 0 | 0 | 1 | 1 | 1 | 0.0 | 0.0 | 0.0 | 0 |  |  | 0.0 | Electrical Components | 160A 3P 50kA TMR MCCB DZ1-160N DZ1F0160DXD1A L&T | 0 | 31-12-2099 | Material Transfer |  | 0.0 |  | 0 | 0 |  | 0 | 0 | 0 | 0 |  | 0 | Item Attribute | 1 | Nos | 0.0 | 0.0 | 0 | 0.0 | 0 | L&T | DZ1F0160DXD1A | India |  |  | 0 | 0.0 |  | 0 | 0 |  | 0 | 0 | 0 | 0 |  |  | 0 | 0 | 0 |  | 0 | [5 empty] | 0 |  |  | 0 | [13 empty] | Nos | 1.0 | [10 empty] | Ringlus Electro Controls & Automation PVT LTD | [18 empty] | CGST - RNG | 9.0
[120 empty] | SGST - RNG | 9.0
| 16A 4P 50kA TMR MCCB DZ1-160N DZ1F0016NXC1A L&T | 16A 4P 50kA TMR MCCB DZ1-160N DZ1F0016NXC1A L&T | LTDZ1MCCB | Nos |  | 16A 4P 50kA TMR MCCB DZ1-160N DZ1F0016NXC1A L&T |  | 0 | 0 | 1 | 1 | 1 | 0.0 | 0.0 | 0.0 | 0 |  |  | 0.0 | Electrical Components | 16A 4P 50kA TMR MCCB DZ1-160N DZ1F0016NXC1A L&T | 0 | 31-12-2099 | Material Transfer |  | 0.0 |  | 0 | 0 |  | 0 | 0 | 0 | 0 |  | 0 | Item Attribute | 1 | Nos | 0.0 | 0.0 | 0 | 0.0 | 0 | L&T | DZ1F0016NXC1A | India |  |  | 0 | 0.0 |  | 0 | 0 |  | 0 | 0 | 0 | 0 |  |  | 0 | 0 | 0 |  | 0 | [5 empty] | 0 |  |  | 0 | [13 empty] | Nos | 1.0 | [10 empty] | Ringlus Electro Controls & Automation PVT LTD | [18 empty] | CGST - RNG | 9.0
[120 empty] | SGST - RNG | 9.0
| 20A 4P 50kA TMR MCCB DZ1-160N DZ1F0020NXC1A L&T | 20A 4P 50kA TMR MCCB DZ1-160N DZ1F0020NXC1A L&T | LTDZ1MCCB | Nos |  | 20A 4P 50kA TMR MCCB DZ1-160N DZ1F0020NXC1A L&T |  | 0 | 0 | 1 | 1 | 1 | 0.0 | 0.0 | 0.0 | 0 |  |  | 0.0 | Electrical Components | 20A 4P 50kA TMR MCCB DZ1-160N DZ1F0020NXC1A L&T | 0 | 31-12-2099 | Material Transfer |  | 0.0 |  | 0 | 0 |  | 0 | 0 | 0 | 0 |  | 0 | Item Attribute | 1 | Nos | 0.0 | 0.0 | 0 | 0.0 | 0 | L&T | DZ1F0020NXC1A | India |  |  | 0 | 0.0 |  | 0 | 0 |  | 0 | 0 | 0 | 0 |  |  | 0 | 0 | 0 |  | 0 | [5 empty] | 0 |  |  | 0 | [13 empty] | Nos | 1.0 | [10 empty] | Ringlus Electro Controls & Automation PVT LTD | [18 empty] | CGST - RNG | 9.0
[120 empty] | SGST - RNG | 9.0
| 25A 4P 50kA TMR MCCB DZ1-160N DZ1F0025NXC1A L&T | 25A 4P 50kA TMR MCCB DZ1-160N DZ1F0025NXC1A L&T | LTDZ1MCCB | Nos |  | 25A 4P 50kA TMR MCCB DZ1-160N DZ1F0025NXC1A L&T |  | 0 | 0 | 1 | 1 | 1 | 0.0 | 0.0 | 0.0 | 0 |  |  | 0.0 | Electrical Components | 25A 4P 50kA TMR MCCB DZ1-160N DZ1F0025NXC1A L&T | 0 | 31-12-2099 | Material Transfer |  | 0.0 |  | 0 | 0 |  | 0 | 0 | 0 | 0 |  | 0 | Item Attribute | 1 | Nos | 0.0 | 0.0 | 0 | 0.0 | 0 | L&T | DZ1F0025NXC1A | India |  |  | 0 | 0.0 |  | 0 | 0 |  | 0 | 0 | 0 | 0 |  |  | 0 | 0 | 0 |  | 0 | [5 empty] | 0 |  |  | 0 | [13 empty] | Nos | 1.0 | [10 empty] | Ringlus Electro Controls & Automation PVT LTD | [18 empty] | CGST - RNG | 9.0
[120 empty] | SGST - RNG | 9.0
| 32A 4P 50kA TMR MCCB DZ1-160N DZ1F0032NXC1A L&T | 32A 4P 50kA TMR MCCB DZ1-160N DZ1F0032NXC1A L&T | LTDZ1MCCB | Nos |  | 32A 4P 50kA TMR MCCB DZ1-160N DZ1F0032NXC1A L&T |  | 0 | 0 | 1 | 1 | 1 | 0.0 | 0.0 | 0.0 | 0 |  |  | 0.0 | Electrical Components | 32A 4P 50kA TMR MCCB DZ1-160N DZ1F0032NXC1A L&T | 0 | 31-12-2099 | Material Transfer |  | 0.0 |  | 0 | 0 |  | 0 | 0 | 0 | 0 |  | 0 | Item Attribute | 1 | Nos | 0.0 | 0.0 | 0 | 0.0 | 0 | L&T | DZ1F0032NXC1A | India |  |  | 0 | 0.0 |  | 0 | 0 |  | 0 | 0 | 0 | 0 |  |  | 0 | 0 | 0 |  | 0 | [5 empty] | 0 |  |  | 0 | [13 empty] | Nos | 1.0 | [10 empty] | Ringlus Electro Controls & Automation PVT LTD | [18 empty] | CGST - RNG | 9.0
[120 empty] | SGST - RNG | 9.0
| 40A 4P 50kA TMR MCCB DZ1-160N DZ1F0040NXC1A L&T | 40A 4P 50kA TMR MCCB DZ1-160N DZ1F0040NXC1A L&T | LTDZ1MCCB | Nos |  | 40A 4P 50kA TMR MCCB DZ1-160N DZ1F0040NXC1A L&T |  | 0 | 0 | 1 | 1 | 1 | 0.0 | 0.0 | 0.0 | 0 |  |  | 0.0 | Electrical Components | 40A 4P 50kA TMR MCCB DZ1-160N DZ1F0040NXC1A L&T | 0 | 31-12-2099 | Material Transfer |  | 0.0 |  | 0 | 0 |  | 0 | 0 | 0 | 0 |  | 0 | Item Attribute | 1 | Nos | 0.0 | 0.0 | 0 | 0.0 | 0 | L&T | DZ1F0040NXC1A | India |  |  | 0 | 0.0 |  | 0 | 0 |  | 0 | 0 | 0 | 0 |  |  | 0 | 0 | 0 |  | 0 | [5 empty] | 0 |  |  | 0 | [13 empty] | Nos | 1.0 | [10 empty] | Ringlus Electro Controls & Automation PVT LTD | [18 empty] | CGST - RNG | 9.0
[120 empty] | SGST - RNG | 9.0
| 50A 4P 50kA TMR MCCB DZ1-160N DZ1F0050NXC1A L&T | 50A 4P 50kA TMR MCCB DZ1-160N DZ1F0050NXC1A L&T | LTDZ1MCCB | Nos |  | 50A 4P 50kA TMR MCCB DZ1-160N DZ1F0050NXC1A L&T |  | 0 | 0 | 1 | 1 | 1 | 0.0 | 0.0 | 0.0 | 0 |  |  | 0.0 | Electrical Components | 50A 4P 50kA TMR MCCB DZ1-160N DZ1F0050NXC1A L&T | 0 | 31-12-2099 | Material Transfer |  | 0.0 |  | 0 | 0 |  | 0 | 0 | 0 | 0 |  | 0 | Item Attribute | 1 | Nos | 0.0 | 0.0 | 0 | 0.0 | 0 | L&T | DZ1F0050NXC1A | India |  |  | 0 | 0.0 |  | 0 | 0 |  | 0 | 0 | 0 | 0 |  |  | 0 | 0 | 0 |  | 0 | [5 empty] | 0 |  |  | 0 | [13 empty] | Nos | 1.0 | [10 empty] | Ringlus Electro Controls & Automation PVT LTD | [18 empty] | CGST - RNG | 9.0
[120 empty] | SGST - RNG | 9.0
| 63A 4P 50kA TMR MCCB DZ1-160N DZ1F0063NXD1A L&T | 63A 4P 50kA TMR MCCB DZ1-160N DZ1F0063NXD1A L&T | LTDZ1MCCB | Nos |  | 63A 4P 50kA TMR MCCB DZ1-160N DZ1F0063NXD1A L&T |  | 0 | 0 | 1 | 1 | 1 | 0.0 | 0.0 | 0.0 | 0 |  |  | 0.0 | Electrical Components | 63A 4P 50kA TMR MCCB DZ1-160N DZ1F0063NXD1A L&T | 0 | 31-12-2099 | Material Transfer |  | 0.0 |  | 0 | 0 |  | 0 | 0 | 0 | 0 |  | 0 | Item Attribute | 1 | Nos | 0.0 | 0.0 | 0 | 0.0 | 0 | L&T | DZ1F0063NXD1A | India |  |  | 0 | 0.0 |  | 0 | 0 |  | 0 | 0 | 0 | 0 |  |  | 0 | 0 | 0 |  | 0 | [5 empty] | 0 |  |  | 0 | [13 empty] | Nos | 1.0 | [10 empty] | Ringlus Electro Controls & Automation PVT LTD | [18 empty] | CGST - RNG | 9.0
[120 empty] | SGST - RNG | 9.0
| 80A 4P 50kA TMR MCCB DZ1-160N DZ1F0080NXD1A L&T | 80A 4P 50kA TMR MCCB DZ1-160N DZ1F0080NXD1A L&T | LTDZ1MCCB | Nos |  | 80A 4P 50kA TMR MCCB DZ1-160N DZ1F0080NXD1A L&T |  | 0 | 0 | 1 | 1 | 1 | 0.0 | 0.0 | 0.0 | 0 |  |  | 0.0 | Electrical Components | 80A 4P 50kA TMR MCCB DZ1-160N DZ1F0080NXD1A L&T | 0 | 31-12-2099 | Material Transfer |  | 0.0 |  | 0 | 0 |  | 0 | 0 | 0 | 0 |  | 0 | Item Attribute | 1 | Nos | 0.0 | 0.0 | 0 | 0.0 | 0 | L&T | DZ1F0080NXD1A | India |  |  | 0 | 0.0 |  | 0 | 0 |  | 0 | 0 | 0 | 0 |  |  | 0 | 0 | 0 |  | 0 | [5 empty] | 0 |  |  | 0 | [13 empty] | Nos | 1.0 | [10 empty] | Ringlus Electro Controls & Automation PVT LTD | [18 empty] | CGST - RNG | 9.0
[120 empty] | SGST - RNG | 9.0
| 100A 4P 50kA TMR MCCB DZ1-160N DZ1F0100NXD1A L&T | 100A 4P 50kA TMR MCCB DZ1-160N DZ1F0100NXD1A L&T | LTDZ1MCCB | Nos |  | 100A 4P 50kA TMR MCCB DZ1-160N DZ1F0100NXD1A L&T |  | 0 | 0 | 1 | 1 | 1 | 0.0 | 0.0 | 0.0 | 0 |  |  | 0.0 | Electrical Components | 100A 4P 50kA TMR MCCB DZ1-160N DZ1F0100NXD1A L&T | 0 | 31-12-2099 | Material Transfer |  | 0.0 |  | 0 | 0 |  | 0 | 0 | 0 | 0 |  | 0 | Item Attribute | 1 | Nos | 0.0 | 0.0 | 0 | 0.0 | 0 | L&T | DZ1F0100NXD1A | India |  |  | 0 | 0.0 |  | 0 | 0 |  | 0 | 0 | 0 | 0 |  |  | 0 | 0 | 0 |  | 0 | [5 empty] | 0 |  |  | 0 | [13 empty] | Nos | 1.0 | [10 empty] | Ringlus Electro Controls & Automation PVT LTD | [18 empty] | CGST - RNG | 9.0
[120 empty] | SGST - RNG | 9.0
| 125A 4P 50kA TMR MCCB DZ1-160N DZ1F0125NXD1A L&T | 125A 4P 50kA TMR MCCB DZ1-160N DZ1F0125NXD1A L&T | LTDZ1MCCB | Nos |  | 125A 4P 50kA TMR MCCB DZ1-160N DZ1F0125NXD1A L&T |  | 0 | 0 | 1 | 1 | 1 | 0.0 | 0.0 | 0.0 | 0 |  |  | 0.0 | Electrical Components | 125A 4P 50kA TMR MCCB DZ1-160N DZ1F0125NXD1A L&T | 0 | 31-12-2099 | Material Transfer |  | 0.0 |  | 0 | 0 |  | 0 | 0 | 0 | 0 |  | 0 | Item Attribute | 1 | Nos | 0.0 | 0.0 | 0 | 0.0 | 0 | L&T | DZ1F0125NXD1A | India |  |  | 0 | 0.0 |  | 0 | 0 |  | 0 | 0 | 0 | 0 |  |  | 0 | 0 | 0 |  | 0 | [5 empty] | 0 |  |  | 0 | [13 empty] | Nos | 1.0 | [10 empty] | Ringlus Electro Controls & Automation PVT LTD | [18 empty] | CGST - RNG | 9.0
[120 empty] | SGST - RNG | 9.0
| 160A 4P 50kA TMR MCCB DZ1-160N DZ1F0160NXD1A L&T | 160A 4P 50kA TMR MCCB DZ1-160N DZ1F0160NXD1A L&T | LTDZ1MCCB | Nos |  | 160A 4P 50kA TMR MCCB DZ1-160N DZ1F0160NXD1A L&T |  | 0 | 0 | 1 | 1 | 1 | 0.0 | 0.0 | 0.0 | 0 |  |  | 0.0 | Electrical Components | 160A 4P 50kA TMR MCCB DZ1-160N DZ1F0160NXD1A L&T | 0 | 31-12-2099 | Material Transfer |  | 0.0 |  | 0 | 0 |  | 0 | 0 | 0 | 0 |  | 0 | Item Attribute | 1 | Nos | 0.0 | 0.0 | 0 | 0.0 | 0 | L&T | DZ1F0160NXD1A | India |  |  | 0 | 0.0 |  | 0 | 0 |  | 0 | 0 | 0 | 0 |  |  | 0 | 0 | 0 |  | 0 | [5 empty] | 0 |  |  | 0 | [13 empty] | Nos | 1.0 | [10 empty] | Ringlus Electro Controls & Automation PVT LTD | [18 empty] | CGST - RNG | 9.0
[120 empty] | SGST - RNG | 9.0
| 40A 3P 36kA iTRP1 Release MCCB DZ1-160D DZ1T0040DXF1A L&T | 40A 3P 36kA iTRP1 Release MCCB DZ1-160D DZ1T0040DXF1A L&T | LTDZ1MCCB | Nos |  | 40A 3P 36kA iTRP1 Release MCCB DZ1-160D DZ1T0040DXF1A L&T |  | 0 | 0 | 1 | 1 | 1 | 0.0 | 0.0 | 0.0 | 0 |  |  | 0.0 | Electrical Components | 40A 3P 36kA iTRP1 Release MCCB DZ1-160D DZ1T0040DXF1A L&T | 0 | 31-12-2099 | Material Transfer |  | 0.0 |  | 0 | 0 |  | 0 | 0 | 0 | 0 |  | 0 | Item Attribute | 1 | Nos | 0.0 | 0.0 | 0 | 0.0 | 0 | L&T | DZ1T0040DXF1A | India |  |  | 0 | 0.0 |  | 0 | 0 |  | 0 | 0 | 0 | 0 |  |  | 0 | 0 | 0 |  | 0 | [5 empty] | 0 |  |  | 0 | [13 empty] | Nos | 1.0 | [10 empty] | Ringlus Electro Controls & Automation PVT LTD | [18 empty] | CGST - RNG | 9.0
[120 empty] | SGST - RNG | 9.0
| 63A 3P 36kA iTRP1 Release MCCB DZ1-160D DZ1T0063DXF1A L&T | 63A 3P 36kA iTRP1 Release MCCB DZ1-160D DZ1T0063DXF1A L&T | LTDZ1MCCB | Nos |  | 63A 3P 36kA iTRP1 Release MCCB DZ1-160D DZ1T0063DXF1A L&T |  | 0 | 0 | 1 | 1 | 1 | 0.0 | 0.0 | 0.0 | 0 |  |  | 0.0 | Electrical Components | 63A 3P 36kA iTRP1 Release MCCB DZ1-160D DZ1T0063DXF1A L&T | 0 | 31-12-2099 | Material Transfer |  | 0.0 |  | 0 | 0 |  | 0 | 0 | 0 | 0 |  | 0 | Item Attribute | 1 | Nos | 0.0 | 0.0 | 0 | 0.0 | 0 | L&T | DZ1T0063DXF1A | India |  |  | 0 | 0.0 |  | 0 | 0 |  | 0 | 0 | 0 | 0 |  |  | 0 | 0 | 0 |  | 0 | [5 empty] | 0 |  |  | 0 | [13 empty] | Nos | 1.0 | [10 empty] | Ringlus Electro Controls & Automation PVT LTD | [18 empty] | CGST - RNG | 9.0
[120 empty] | SGST - RNG | 9.0
| 100A 3P 36kA iTRP1 Release MCCB DZ1-160D DZ1T0100DXF1A L&T | 100A 3P 36kA iTRP1 Release MCCB DZ1-160D DZ1T0100DXF1A L&T | LTDZ1MCCB | Nos |  | 100A 3P 36kA iTRP1 Release MCCB DZ1-160D DZ1T0100DXF1A L&T |  | 0 | 0 | 1 | 1 | 1 | 0.0 | 0.0 | 0.0 | 0 |  |  | 0.0 | Electrical Components | 100A 3P 36kA iTRP1 Release MCCB DZ1-160D DZ1T0100DXF1A L&T | 0 | 31-12-2099 | Material Transfer |  | 0.0 |  | 0 | 0 |  | 0 | 0 | 0 | 0 |  | 0 | Item Attribute | 1 | Nos | 0.0 | 0.0 | 0 | 0.0 | 0 | L&T | DZ1T0100DXF1A | India |  |  | 0 | 0.0 |  | 0 | 0 |  | 0 | 0 | 0 | 0 |  |  | 0 | 0 | 0 |  | 0 | [5 empty] | 0 |  |  | 0 | [13 empty] | Nos | 1.0 | [10 empty] | Ringlus Electro Controls & Automation PVT LTD | [18 empty] | CGST - RNG | 9.0
[120 empty] | SGST - RNG | 9.0
| 160A 3P 36kA iTRP1 Release MCCB DZ1-160D DZ1T0160DXF1A L&T | 160A 3P 36kA iTRP1 Release MCCB DZ1-160D DZ1T0160DXF1A L&T | LTDZ1MCCB | Nos |  | 160A 3P 36kA iTRP1 Release MCCB DZ1-160D DZ1T0160DXF1A L&T |  | 0 | 0 | 1 | 1 | 1 | 0.0 | 0.0 | 0.0 | 0 |  |  | 0.0 | Electrical Components | 160A 3P 36kA iTRP1 Release MCCB DZ1-160D DZ1T0160DXF1A L&T | 0 | 31-12-2099 | Material Transfer |  | 0.0 |  | 0 | 0 |  | 0 | 0 | 0 | 0 |  | 0 | Item Attribute | 1 | Nos | 0.0 | 0.0 | 0 | 0.0 | 0 | L&T | DZ1T0160DXF1A | India |  |  | 0 | 0.0 |  | 0 | 0 |  | 0 | 0 | 0 | 0 |  |  | 0 | 0 | 0 |  | 0 | [5 empty] | 0 |  |  | 0 | [13 empty] | Nos | 1.0 | [10 empty] | Ringlus Electro Controls & Automation PVT LTD | [18 empty] | CGST - RNG | 9.0
[120 empty] | SGST - RNG | 9.0
| 40A 4P 36kA iTRP1 Release MCCB DZ1-160D DZ1T0040DXF1A L&T | 40A 4P 36kA iTRP1 Release MCCB DZ1-160D DZ1T0040DXF1A L&T | LTDZ1MCCB | Nos |  | 40A 4P 36kA iTRP1 Release MCCB DZ1-160D DZ1T0040DXF1A L&T |  | 0 | 0 | 1 | 1 | 1 | 0.0 | 0.0 | 0.0 | 0 |  |  | 0.0 | Electrical Components | 40A 4P 36kA iTRP1 Release MCCB DZ1-160D DZ1T0040DXF1A L&T | 0 | 31-12-2099 | Material Transfer |  | 0.0 |  | 0 | 0 |  | 0 | 0 | 0 | 0 |  | 0 | Item Attribute | 1 | Nos | 0.0 | 0.0 | 0 | 0.0 | 0 | L&T | DZ1F0040DXF1A | India |  |  | 0 | 0.0 |  | 0 | 0 |  | 0 | 0 | 0 | 0 |  |  | 0 | 0 | 0 |  | 0 | [5 empty] | 0 |  |  | 0 | [13 empty] | Nos | 1.0 | [10 empty] | Ringlus Electro Controls & Automation PVT LTD | [18 empty] | CGST - RNG | 9.0
[120 empty] | SGST - RNG | 9.0
| 63A 4P 36kA iTRP1 Release MCCB DZ1-160D DZ1T0063DXF1A L&T | 63A 4P 36kA iTRP1 Release MCCB DZ1-160D DZ1T0063DXF1A L&T | LTDZ1MCCB | Nos |  | 63A 4P 36kA iTRP1 Release MCCB DZ1-160D DZ1T0063DXF1A L&T |  | 0 | 0 | 1 | 1 | 1 | 0.0 | 0.0 | 0.0 | 0 |  |  | 0.0 | Electrical Components | 63A 4P 36kA iTRP1 Release MCCB DZ1-160D DZ1T0063DXF1A L&T | 0 | 31-12-2099 | Material Transfer |  | 0.0 |  | 0 | 0 |  | 0 | 0 | 0 | 0 |  | 0 | Item Attribute | 1 | Nos | 0.0 | 0.0 | 0 | 0.0 | 0 | L&T | DZ1F0063DXF1A | India |  |  | 0 | 0.0 |  | 0 | 0 |  | 0 | 0 | 0 | 0 |  |  | 0 | 0 | 0 |  | 0 | [5 empty] | 0 |  |  | 0 | [13 empty] | Nos | 1.0 | [10 empty] | Ringlus Electro Controls & Automation PVT LTD | [18 empty] | CGST - RNG | 9.0
[120 empty] | SGST - RNG | 9.0
| 100A 4P 36kA iTRP1 Release MCCB DZ1-160D DZ1T0100DXF1A L&T | 100A 4P 36kA iTRP1 Release MCCB DZ1-160D DZ1T0100DXF1A L&T | LTDZ1MCCB | Nos |  | 100A 4P 36kA iTRP1 Release MCCB DZ1-160D DZ1T0100DXF1A L&T |  | 0 | 0 | 1 | 1 | 1 | 0.0 | 0.0 | 0.0 | 0 |  |  | 0.0 | Electrical Components | 100A 4P 36kA iTRP1 Release MCCB DZ1-160D DZ1T0100DXF1A L&T | 0 | 31-12-2099 | Material Transfer |  | 0.0 |  | 0 | 0 |  | 0 | 0 | 0 | 0 |  | 0 | Item Attribute | 1 | Nos | 0.0 | 0.0 | 0 | 0.0 | 0 | L&T | DZ1F0100DXF1A | India |  |  | 0 | 0.0 |  | 0 | 0 |  | 0 | 0 | 0 | 0 |  |  | 0 | 0 | 0 |  | 0 | [5 empty] | 0 |  |  | 0 | [13 empty] | Nos | 1.0 | [10 empty] | Ringlus Electro Controls & Automation PVT LTD | [18 empty] | CGST - RNG | 9.0
[120 empty] | SGST - RNG | 9.0
| 160A 4P 36kA iTRP1 Release MCCB DZ1-160D DZ1T0160DXF1A L&T | 160A 4P 36kA iTRP1 Release MCCB DZ1-160D DZ1T0160DXF1A L&T | LTDZ1MCCB | Nos |  | 160A 4P 36kA iTRP1 Release MCCB DZ1-160D DZ1T0160DXF1A L&T |  | 0 | 0 | 1 | 1 | 1 | 0.0 | 0.0 | 0.0 | 0 |  |  | 0.0 | Electrical Components | 160A 4P 36kA iTRP1 Release MCCB DZ1-160D DZ1T0160DXF1A L&T | 0 | 31-12-2099 | Material Transfer |  | 0.0 |  | 0 | 0 |  | 0 | 0 | 0 | 0 |  | 0 | Item Attribute | 1 | Nos | 0.0 | 0.0 | 0 | 0.0 | 0 | L&T | DZ1F0160DXF1A | India |  |  | 0 | 0.0 |  | 0 | 0 |  | 0 | 0 | 0 | 0 |  |  | 0 | 0 | 0 |  | 0 | [5 empty] | 0 |  |  | 0 | [13 empty] | Nos | 1.0 | [10 empty] | Ringlus Electro Controls & Automation PVT LTD | [18 empty] | CGST - RNG | 9.0
[120 empty] | SGST - RNG | 9.0
| 40A 3P 50kA iTRP1 Release MCCB DZ1-160D DZ1T0040NXF1A L&T | 40A 3P 50kA iTRP1 Release MCCB DZ1-160D DZ1T0040NXF1A L&T | LTDZ1MCCB | Nos |  | 40A 3P 50kA iTRP1 Release MCCB DZ1-160D DZ1T0040NXF1A L&T |  | 0 | 0 | 1 | 1 | 1 | 0.0 | 0.0 | 0.0 | 0 |  |  | 0.0 | Electrical Components | 40A 3P 50kA iTRP1 Release MCCB DZ1-160D DZ1T0040NXF1A L&T | 0 | 31-12-2099 | Material Transfer |  | 0.0 |  | 0 | 0 |  | 0 | 0 | 0 | 0 |  | 0 | Item Attribute | 1 | Nos | 0.0 | 0.0 | 0 | 0.0 | 0 | L&T | DZ1T0040NXF1A | India |  |  | 0 | 0.0 |  | 0 | 0 |  | 0 | 0 | 0 | 0 |  |  | 0 | 0 | 0 |  | 0 | [5 empty] | 0 |  |  | 0 | [13 empty] | Nos | 1.0 | [10 empty] | Ringlus Electro Controls & Automation PVT LTD | [18 empty] | CGST - RNG | 9.0
[120 empty] | SGST - RNG | 9.0
| 63A 3P 50kA iTRP1 Release MCCB DZ1-160D DZ1T0063NXF1A L&T | 63A 3P 50kA iTRP1 Release MCCB DZ1-160D DZ1T0063NXF1A L&T | LTDZ1MCCB | Nos |  | 63A 3P 50kA iTRP1 Release MCCB DZ1-160D DZ1T0063NXF1A L&T |  | 0 | 0 | 1 | 1 | 1 | 0.0 | 0.0 | 0.0 | 0 |  |  | 0.0 | Electrical Components | 63A 3P 50kA iTRP1 Release MCCB DZ1-160D DZ1T0063NXF1A L&T | 0 | 31-12-2099 | Material Transfer |  | 0.0 |  | 0 | 0 |  | 0 | 0 | 0 | 0 |  | 0 | Item Attribute | 1 | Nos | 0.0 | 0.0 | 0 | 0.0 | 0 | L&T | DZ1T0063NXF1A | India |  |  | 0 | 0.0 |  | 0 | 0 |  | 0 | 0 | 0 | 0 |  |  | 0 | 0 | 0 |  | 0 | [5 empty] | 0 |  |  | 0 | [13 empty] | Nos | 1.0 | [10 empty] | Ringlus Electro Controls & Automation PVT LTD | [18 empty] | CGST - RNG | 9.0
[120 empty] | SGST - RNG | 9.0
| 100A 3P 50kA iTRP1 Release MCCB DZ1-160D DZ1T0100NXF1A L&T | 100A 3P 50kA iTRP1 Release MCCB DZ1-160D DZ1T0100NXF1A L&T | LTDZ1MCCB | Nos |  | 100A 3P 50kA iTRP1 Release MCCB DZ1-160D DZ1T0100NXF1A L&T |  | 0 | 0 | 1 | 1 | 1 | 0.0 | 0.0 | 0.0 | 0 |  |  | 0.0 | Electrical Components | 100A 3P 50kA iTRP1 Release MCCB DZ1-160D DZ1T0100NXF1A L&T | 0 | 31-12-2099 | Material Transfer |  | 0.0 |  | 0 | 0 |  | 0 | 0 | 0 | 0 |  | 0 | Item Attribute | 1 | Nos | 0.0 | 0.0 | 0 | 0.0 | 0 | L&T | DZ1T0100NXF1A | India |  |  | 0 | 0.0 |  | 0 | 0 |  | 0 | 0 | 0 | 0 |  |  | 0 | 0 | 0 |  | 0 | [5 empty] | 0 |  |  | 0 | [13 empty] | Nos | 1.0 | [10 empty] | Ringlus Electro Controls & Automation PVT LTD | [18 empty] | CGST - RNG | 9.0
[120 empty] | SGST - RNG | 9.0
| 160A 3P 50kA iTRP1 Release MCCB DZ1-160D DZ1T0160NXF1A L&T | 160A 3P 50kA iTRP1 Release MCCB DZ1-160D DZ1T0160NXF1A L&T | LTDZ1MCCB | Nos |  | 160A 3P 50kA iTRP1 Release MCCB DZ1-160D DZ1T0160NXF1A L&T |  | 0 | 0 | 1 | 1 | 1 | 0.0 | 0.0 | 0.0 | 0 |  |  | 0.0 | Electrical Components | 160A 3P 50kA iTRP1 Release MCCB DZ1-160D DZ1T0160NXF1A L&T | 0 | 31-12-2099 | Material Transfer |  | 0.0 |  | 0 | 0 |  | 0 | 0 | 0 | 0 |  | 0 | Item Attribute | 1 | Nos | 0.0 | 0.0 | 0 | 0.0 | 0 | L&T | DZ1T0160NXF1A | India |  |  | 0 | 0.0 |  | 0 | 0 |  | 0 | 0 | 0 | 0 |  |  | 0 | 0 | 0 |  | 0 | [5 empty] | 0 |  |  | 0 | [13 empty] | Nos | 1.0 | [10 empty] | Ringlus Electro Controls & Automation PVT LTD | [18 empty] | CGST - RNG | 9.0
[120 empty] | SGST - RNG | 9.0
| 40A 4P 50kA iTRP1 Release MCCB DZ1-160D DZ1T0040NXF1A L&T | 40A 4P 50kA iTRP1 Release MCCB DZ1-160D DZ1T0040NXF1A L&T | LTDZ1MCCB | Nos |  | 40A 4P 50kA iTRP1 Release MCCB DZ1-160D DZ1T0040NXF1A L&T |  | 0 | 0 | 1 | 1 | 1 | 0.0 | 0.0 | 0.0 | 0 |  |  | 0.0 | Electrical Components | 40A 4P 50kA iTRP1 Release MCCB DZ1-160D DZ1T0040NXF1A L&T | 0 | 31-12-2099 | Material Transfer |  | 0.0 |  | 0 | 0 |  | 0 | 0 | 0 | 0 |  | 0 | Item Attribute | 1 | Nos | 0.0 | 0.0 | 0 | 0.0 | 0 | L&T | DZ1F0040NXF1A | India |  |  | 0 | 0.0 |  | 0 | 0 |  | 0 | 0 | 0 | 0 |  |  | 0 | 0 | 0 |  | 0 | [5 empty] | 0 |  |  | 0 | [13 empty] | Nos | 1.0 | [10 empty] | Ringlus Electro Controls & Automation PVT LTD | [18 empty] | CGST - RNG | 9.0
[120 empty] | SGST - RNG | 9.0
| 63A 4P 50kA iTRP1 Release MCCB DZ1-160D DZ1T0063NXF1A L&T | 63A 4P 50kA iTRP1 Release MCCB DZ1-160D DZ1T0063NXF1A L&T | LTDZ1MCCB | Nos |  | 63A 4P 50kA iTRP1 Release MCCB DZ1-160D DZ1T0063NXF1A L&T |  | 0 | 0 | 1 | 1 | 1 | 0.0 | 0.0 | 0.0 | 0 |  |  | 0.0 | Electrical Components | 63A 4P 50kA iTRP1 Release MCCB DZ1-160D DZ1T0063NXF1A L&T | 0 | 31-12-2099 | Material Transfer |  | 0.0 |  | 0 | 0 |  | 0 | 0 | 0 | 0 |  | 0 | Item Attribute | 1 | Nos | 0.0 | 0.0 | 0 | 0.0 | 0 | L&T | DZ1F0063NXF1A | India |  |  | 0 | 0.0 |  | 0 | 0 |  | 0 | 0 | 0 | 0 |  |  | 0 | 0 | 0 |  | 0 | [5 empty] | 0 |  |  | 0 | [13 empty] | Nos | 1.0 | [10 empty] | Ringlus Electro Controls & Automation PVT LTD | [18 empty] | CGST - RNG | 9.0
[120 empty] | SGST - RNG | 9.0
| 100A 4P 50kA iTRP1 Release MCCB DZ1-160D DZ1T0100NXF1A L&T | 100A 4P 50kA iTRP1 Release MCCB DZ1-160D DZ1T0100NXF1A L&T | LTDZ1MCCB | Nos |  | 100A 4P 50kA iTRP1 Release MCCB DZ1-160D DZ1T0100NXF1A L&T |  | 0 | 0 | 1 | 1 | 1 | 0.0 | 0.0 | 0.0 | 0 |  |  | 0.0 | Electrical Components | 100A 4P 50kA iTRP1 Release MCCB DZ1-160D DZ1T0100NXF1A L&T | 0 | 31-12-2099 | Material Transfer |  | 0.0 |  | 0 | 0 |  | 0 | 0 | 0 | 0 |  | 0 | Item Attribute | 1 | Nos | 0.0 | 0.0 | 0 | 0.0 | 0 | L&T | DZ1F0100NXF1A | India |  |  | 0 | 0.0 |  | 0 | 0 |  | 0 | 0 | 0 | 0 |  |  | 0 | 0 | 0 |  | 0 | [5 empty] | 0 |  |  | 0 | [13 empty] | Nos | 1.0 | [10 empty] | Ringlus Electro Controls & Automation PVT LTD | [18 empty] | CGST - RNG | 9.0
[120 empty] | SGST - RNG | 9.0
| 160A 4P 50kA iTRP1 Release MCCB DZ1-160D DZ1T0160NXF1A L&T | 160A 4P 50kA iTRP1 Release MCCB DZ1-160D DZ1T0160NXF1A L&T | LTDZ1MCCB | Nos |  | 160A 4P 50kA iTRP1 Release MCCB DZ1-160D DZ1T0160NXF1A L&T |  | 0 | 0 | 1 | 1 | 1 | 0.0 | 0.0 | 0.0 | 0 |  |  | 0.0 | Electrical Components | 160A 4P 50kA iTRP1 Release MCCB DZ1-160D DZ1T0160NXF1A L&T | 0 | 31-12-2099 | Material Transfer |  | 0.0 |  | 0 | 0 |  | 0 | 0 | 0 | 0 |  | 0 | Item Attribute | 1 | Nos | 0.0 | 0.0 | 0 | 0.0 | 0 | L&T | DZ1F0160NXF1A | India |  |  | 0 | 0.0 |  | 0 | 0 |  | 0 | 0 | 0 | 0 |  |  | 0 | 0 | 0 |  | 0 | [5 empty] | 0 |  |  | 0 | [13 empty] | Nos | 1.0 | [10 empty] | Ringlus Electro Controls & Automation PVT LTD | [18 empty] | CGST - RNG | 9.0
[120 empty] | SGST - RNG | 9.0
| Extended Rotary Handle DZ1 L&T EM90209OOOO L&T | Extended Rotary Handle DZ1 L&T EM90209OOOO L&T | LTDZ1MCCB | Nos |  | Extended Rotary Handle DZ1 L&T EM90209OOOO L&T |  | 0 | 0 | 1 | 1 | 1 | 0.0 | 0.0 | 0.0 | 0 |  |  | 0.0 | Electrical Components | Extended Rotary Handle DZ1 L&T EM90209OOOO L&T | 0 | 31-12-2099 | Material Transfer |  | 0.0 |  | 0 | 0 |  | 0 | 0 | 0 | 0 |  | 0 | Item Attribute | 1 | Nos | 0.0 | 0.0 | 0 | 0.0 | 0 | L&T | EM90209OOOO | India |  |  | 0 | 0.0 |  | 0 | 0 |  | 0 | 0 | 0 | 0 |  |  | 0 | 0 | 0 |  | 0 | [5 empty] | 0 |  |  | 0 | [13 empty] | Nos | 1.0 | [10 empty] | Ringlus Electro Controls & Automation PVT LTD | [18 empty] | CGST - RNG | 9.0
[120 empty] | SGST - RNG | 9.0
| Direct Rotary Handle DZ1 L&T EM90207OOOO L&T | Direct Rotary Handle DZ1 L&T EM90207OOOO L&T | LTDZ1MCCB | Nos |  | Direct Rotary Handle DZ1 L&T EM90207OOOO L&T |  | 0 | 0 | 1 | 1 | 1 | 0.0 | 0.0 | 0.0 | 0 |  |  | 0.0 | Electrical Components | Direct Rotary Handle DZ1 L&T EM90207OOOO L&T | 0 | 31-12-2099 | Material Transfer |  | 0.0 |  | 0 | 0 |  | 0 | 0 | 0 | 0 |  | 0 | Item Attribute | 1 | Nos | 0.0 | 0.0 | 0 | 0.0 | 0 | L&T | EM90207OOOO | India |  |  | 0 | 0.0 |  | 0 | 0 |  | 0 | 0 | 0 | 0 |  |  | 0 | 0 | 0 |  | 0 | [5 empty] | 0 |  |  | 0 | [13 empty] | Nos | 1.0 | [10 empty] | Ringlus Electro Controls & Automation PVT LTD | [18 empty] | CGST - RNG | 9.0
[120 empty] | SGST - RNG | 9.0
| Triple Pole Spreader Terminal DZ1 L&T EM90609OOOO L&T | Triple Pole Spreader Terminal DZ1 L&T EM90609OOOO L&T | LTDZ1MCCB | Nos |  | Triple Pole Spreader Terminal DZ1 L&T EM90609OOOO L&T |  | 0 | 0 | 1 | 1 | 1 | 0.0 | 0.0 | 0.0 | 0 |  |  | 0.0 | Electrical Components | Triple Pole Spreader Terminal DZ1 L&T EM90609OOOO L&T | 0 | 31-12-2099 | Material Transfer |  | 0.0 |  | 0 | 0 |  | 0 | 0 | 0 | 0 |  | 0 | Item Attribute | 1 | Nos | 0.0 | 0.0 | 0 | 0.0 | 0 | L&T | EM90609OOOO | India |  |  | 0 | 0.0 |  | 0 | 0 |  | 0 | 0 | 0 | 0 |  |  | 0 | 0 | 0 |  | 0 | [5 empty] | 0 |  |  | 0 | [13 empty] | Nos | 1.0 | [10 empty] | Ringlus Electro Controls & Automation PVT LTD | [18 empty] | CGST - RNG | 9.0
[120 empty] | SGST - RNG | 9.0
| Four Pole Spreader Terminal DZ1 L&T EM90610OOOO L&T | Four Pole Spreader Terminal DZ1 L&T EM90610OOOO L&T | LTDZ1MCCB | Nos |  | Four Pole Spreader Terminal DZ1 L&T EM90610OOOO L&T |  | 0 | 0 | 1 | 1 | 1 | 0.0 | 0.0 | 0.0 | 0 |  |  | 0.0 | Electrical Components | Four Pole Spreader Terminal DZ1 L&T EM90610OOOO L&T | 0 | 31-12-2099 | Material Transfer |  | 0.0 |  | 0 | 0 |  | 0 | 0 | 0 | 0 |  | 0 | Item Attribute | 1 | Nos | 0.0 | 0.0 | 0 | 0.0 | 0 | L&T | EM90610OOOO | India |  |  | 0 | 0.0 |  | 0 | 0 |  | 0 | 0 | 0 | 0 |  |  | 0 | 0 | 0 |  | 0 | [5 empty] | 0 |  |  | 0 | [13 empty] | Nos | 1.0 | [10 empty] | Ringlus Electro Controls & Automation PVT LTD | [18 empty] | CGST - RNG | 9.0
[120 empty] | SGST - RNG | 9.0
| Interlock -2 lock with one Key (A) DEEPAK | Interlock -2 lock with one Key (A) DEEPAK | CWA | Nos |  | Interlock -2 lock with one Key (A) DEEPAK |  | 0 | 0 | 1 | 1 | 1 | 0.0 | 0.0 | 0.0 | 0 |  |  | 0.0 | Electrical Components | Interlock -2 lock with one Key (A) DEEPAK | 0 | 31-12-2099 | Material Transfer |  | 0.0 |  | 0 | 0 |  | 0 | 0 | 0 | 0 |  | 0 | Item Attribute | 1 | Nos | 0.0 | 0.0 | 0 | 0.0 | 0 | DEEPAK |  | India |  |  | 0 | 0.0 |  | 0 | 0 |  | 0 | 0 | 0 | 0 |  |  | 0 | 0 | 0 |  | 0 | [5 empty] | 0 |  |  | 0 | [13 empty] | Nos | 1.0 | [10 empty] | Ringlus Electro Controls & Automation PVT LTD | [18 empty] | CGST - RNG | 9.0
[120 empty] | SGST - RNG | 9.0
| Interlock -2 lock with one Key (K) DEEPAK | Interlock -2 lock with one Key (K) DEEPAK | CWA | Nos |  | Interlock -2 lock with one Key (K) DEEPAK |  | 0 | 0 | 1 | 1 | 1 | 0.0 | 0.0 | 0.0 | 0 |  |  | 0.0 | Electrical Components | Interlock -2 lock with one Key (K) DEEPAK | 0 | 31-12-2099 | Material Transfer |  | 0.0 |  | 0 | 0 |  | 0 | 0 | 0 | 0 |  | 0 | Item Attribute | 1 | Nos | 0.0 | 0.0 | 0 | 0.0 | 0 | DEEPAK |  | India |  |  | 0 | 0.0 |  | 0 | 0 |  | 0 | 0 | 0 | 0 |  |  | 0 | 0 | 0 |  | 0 | [5 empty] | 0 |  |  | 0 | [13 empty] | Nos | 1.0 | [10 empty] | Ringlus Electro Controls & Automation PVT LTD | [18 empty] | CGST - RNG | 9.0
[120 empty] | SGST - RNG | 9.0
| 10A 4 Pole 2 Way Center OFF Switch Salzer | 10A 4 Pole 2 Way Center OFF Switch Salzer | CWA | Nos |  | 10A 4 Pole 2 Way Center OFF Switch Salzer |  | 0 | 0 | 1 | 1 | 1 | 0.0 | 0.0 | 0.0 | 0 |  |  | 0.0 | Electrical Components | 10A 4 Pole 2 Way Center OFF Switch Salzer | 0 | 31-12-2099 | Material Transfer |  | 0.0 |  | 0 | 0 |  | 0 | 0 | 0 | 0 |  | 0 | Item Attribute | 1 | Nos | 0.0 | 0.0 | 0 | 0.0 | 0 | Salzer |  | India |  |  | 0 | 0.0 |  | 0 | 0 |  | 0 | 0 | 0 | 0 |  |  | 0 | 0 | 0 |  | 0 | [5 empty] | 0 |  |  | 0 | [13 empty] | Nos | 1.0 | [10 empty] | Ringlus Electro Controls & Automation PVT LTD | [18 empty] | CGST - RNG | 9.0
[120 empty] | SGST - RNG | 9.0
| TNC Breaker Control Switch 25A 2 Way Salzer | TNC Breaker Control Switch 25A 2 Way Salzer | CWA | Nos |  | TNC Breaker Control Switch 25A 2 Way Salzer |  | 0 | 0 | 1 | 1 | 1 | 0.0 | 0.0 | 0.0 | 0 |  |  | 0.0 | Electrical Components | TNC Breaker Control Switch 25A 2 Way Salzer | 0 | 31-12-2099 | Material Transfer |  | 0.0 |  | 0 | 0 |  | 0 | 0 | 0 | 0 |  | 0 | Item Attribute | 1 | Nos | 0.0 | 0.0 | 0 | 0.0 | 0 | Salzer |  | India |  |  | 0 | 0.0 |  | 0 | 0 |  | 0 | 0 | 0 | 0 |  |  | 0 | 0 | 0 |  | 0 | [5 empty] | 0 |  |  | 0 | [13 empty] | Nos | 1.0 | [10 empty] | Ringlus Electro Controls & Automation PVT LTD | [18 empty] | CGST - RNG | 9.0
[120 empty] | SGST - RNG | 9.0
| 160A 4P ATS I-O-II operation with OMD300 controller OTM160E4C3D230C 1SYN106305R1001 ABB | 160A 4P ATS I-O-II operation with OMD300 controller OTM160E4C3D230C 1SYN106305R1001 ABB | ATSABB | Nos |  | 160A 4P ATS I-O-II operation with OMD300 controller OTM160E4C3D230C 1SYN106305R1001 ABB |  | 0 | 0 | 1 | 1 | 1 | 0.0 | 0.0 | 0.0 | 0 |  |  | 0.0 | Electrical Components | 160A 4P ATS I-O-II operation with OMD300 controller OTM160E4C3D230C 1SYN106305R1001 ABB | 0 | 31-12-2099 | Material Transfer |  | 0.0 |  | 0 | 0 |  | 0 | 0 | 0 | 0 |  | 0 | Item Attribute | 1 | Nos | 0.0 | 0.0 | 0 | 0.0 | 0 | ABB | 1SYN106305R1001 | India |  |  | 0 | 0.0 |  | 0 | 0 |  | 0 | 0 | 0 | 0 |  |  | 0 | 0 | 0 |  | 0 | [5 empty] | 0 |  |  | 0 | [13 empty] | Nos | 1.0 | [10 empty] | Ringlus Electro Controls & Automation PVT LTD | [18 empty] | CGST - RNG | 9.0
[120 empty] | SGST - RNG | 9.0
| 200A 4P ATS I-O-II operation with OMD300 controller OTM200E4C3D230C 1SYN106309R1001 ABB | 200A 4P ATS I-O-II operation with OMD300 controller OTM200E4C3D230C 1SYN106309R1001 ABB | ATSABB | Nos |  | 200A 4P ATS I-O-II operation with OMD300 controller OTM200E4C3D230C 1SYN106309R1001 ABB |  | 0 | 0 | 1 | 1 | 1 | 0.0 | 0.0 | 0.0 | 0 |  |  | 0.0 | Electrical Components | 200A 4P ATS I-O-II operation with OMD300 controller OTM200E4C3D230C 1SYN106309R1001 ABB | 0 | 31-12-2099 | Material Transfer |  | 0.0 |  | 0 | 0 |  | 0 | 0 | 0 | 0 |  | 0 | Item Attribute | 1 | Nos | 0.0 | 0.0 | 0 | 0.0 | 0 | ABB | 1SYN106309R1001 | India |  |  | 0 | 0.0 |  | 0 | 0 |  | 0 | 0 | 0 | 0 |  |  | 0 | 0 | 0 |  | 0 | [5 empty] | 0 |  |  | 0 | [13 empty] | Nos | 1.0 | [10 empty] | Ringlus Electro Controls & Automation PVT LTD | [18 empty] | CGST - RNG | 9.0
[120 empty] | SGST - RNG | 9.0
| 250A 4P ATS I-O-II operation with OMD300 controller OTM250E4C3D230C 1SYN106313R1001 ABB | 250A 4P ATS I-O-II operation with OMD300 controller OTM250E4C3D230C 1SYN106313R1001 ABB | ATSABB | Nos |  | 250A 4P ATS I-O-II operation with OMD300 controller OTM250E4C3D230C 1SYN106313R1001 ABB |  | 0 | 0 | 1 | 1 | 1 | 0.0 | 0.0 | 0.0 | 0 |  |  | 0.0 | Electrical Components | 250A 4P ATS I-O-II operation with OMD300 controller OTM250E4C3D230C 1SYN106313R1001 ABB | 0 | 31-12-2099 | Material Transfer |  | 0.0 |  | 0 | 0 |  | 0 | 0 | 0 | 0 |  | 0 | Item Attribute | 1 | Nos | 0.0 | 0.0 | 0 | 0.0 | 0 | ABB | 1SYN106313R1001 | India |  |  | 0 | 0.0 |  | 0 | 0 |  | 0 | 0 | 0 | 0 |  |  | 0 | 0 | 0 |  | 0 | [5 empty] | 0 |  |  | 0 | [13 empty] | Nos | 1.0 | [10 empty] | Ringlus Electro Controls & Automation PVT LTD | [18 empty] | CGST - RNG | 9.0
[120 empty] | SGST - RNG | 9.0
| 315A 4P ATS I-O-II operation with OMD300 controller OTM315E4C3D230C 1SYN106317R1001 ABB | 315A 4P ATS I-O-II operation with OMD300 controller OTM315E4C3D230C 1SYN106317R1001 ABB | ATSABB | Nos |  | 315A 4P ATS I-O-II operation with OMD300 controller OTM315E4C3D230C 1SYN106317R1001 ABB |  | 0 | 0 | 1 | 1 | 1 | 0.0 | 0.0 | 0.0 | 0 |  |  | 0.0 | Electrical Components | 315A 4P ATS I-O-II operation with OMD300 controller OTM315E4C3D230C 1SYN106317R1001 ABB | 0 | 31-12-2099 | Material Transfer |  | 0.0 |  | 0 | 0 |  | 0 | 0 | 0 | 0 |  | 0 | Item Attribute | 1 | Nos | 0.0 | 0.0 | 0 | 0.0 | 0 | ABB | 1SYN106317R1001 | India |  |  | 0 | 0.0 |  | 0 | 0 |  | 0 | 0 | 0 | 0 |  |  | 0 | 0 | 0 |  | 0 | [5 empty] | 0 |  |  | 0 | [13 empty] | Nos | 1.0 | [10 empty] | Ringlus Electro Controls & Automation PVT LTD | [18 empty] | CGST - RNG | 9.0
[120 empty] | SGST - RNG | 9.0
| 400A 4P ATS I-O-II operation with OMD300 controller OTM400E4C3D230C 1SYN106318R1001 ABB | 400A 4P ATS I-O-II operation with OMD300 controller OTM400E4C3D230C 1SYN106318R1001 ABB | ATSABB | Nos |  | 400A 4P ATS I-O-II operation with OMD300 controller OTM400E4C3D230C 1SYN106318R1001 ABB |  | 0 | 0 | 1 | 1 | 1 | 0.0 | 0.0 | 0.0 | 0 |  |  | 0.0 | Electrical Components | 400A 4P ATS I-O-II operation with OMD300 controller OTM400E4C3D230C 1SYN106318R1001 ABB | 0 | 31-12-2099 | Material Transfer |  | 0.0 |  | 0 | 0 |  | 0 | 0 | 0 | 0 |  | 0 | Item Attribute | 1 | Nos | 0.0 | 0.0 | 0 | 0.0 | 0 | ABB | 1SYN106318R1001 | India |  |  | 0 | 0.0 |  | 0 | 0 |  | 0 | 0 | 0 | 0 |  |  | 0 | 0 | 0 |  | 0 | [5 empty] | 0 |  |  | 0 | [13 empty] | Nos | 1.0 | [10 empty] | Ringlus Electro Controls & Automation PVT LTD | [18 empty] | CGST - RNG | 9.0
[120 empty] | SGST - RNG | 9.0
| 630A 4P ATS I-O-II operation with OMD300 controller OTM630E4C3D230C 1SYN108726R1001 ABB | 630A 4P ATS I-O-II operation with OMD300 controller OTM630E4C3D230C 1SYN108726R1001 ABB | ATSABB | Nos |  | 630A 4P ATS I-O-II operation with OMD300 controller OTM630E4C3D230C 1SYN108726R1001 ABB |  | 0 | 0 | 1 | 1 | 1 | 0.0 | 0.0 | 0.0 | 0 |  |  | 0.0 | Electrical Components | 630A 4P ATS I-O-II operation with OMD300 controller OTM630E4C3D230C 1SYN108726R1001 ABB | 0 | 31-12-2099 | Material Transfer |  | 0.0 |  | 0 | 0 |  | 0 | 0 | 0 | 0 |  | 0 | Item Attribute | 1 | Nos | 0.0 | 0.0 | 0 | 0.0 | 0 | ABB | 1SYN108726R1001 | India |  |  | 0 | 0.0 |  | 0 | 0 |  | 0 | 0 | 0 | 0 |  |  | 0 | 0 | 0 |  | 0 | [5 empty] | 0 |  |  | 0 | [13 empty] | Nos | 1.0 | [10 empty] | Ringlus Electro Controls & Automation PVT LTD | [18 empty] | CGST - RNG | 9.0
[120 empty] | SGST - RNG | 9.0
| 800A 4P ATS I-O-II operation with OMD300 controller OTM800E4C3D230C 1SYN108728R1001 ABB | 800A 4P ATS I-O-II operation with OMD300 controller OTM800E4C3D230C 1SYN108728R1001 ABB | ATSABB | Nos |  | 800A 4P ATS I-O-II operation with OMD300 controller OTM800E4C3D230C 1SYN108728R1001 ABB |  | 0 | 0 | 1 | 1 | 1 | 0.0 | 0.0 | 0.0 | 0 |  |  | 0.0 | Electrical Components | 800A 4P ATS I-O-II operation with OMD300 controller OTM800E4C3D230C 1SYN108728R1001 ABB | 0 | 31-12-2099 | Material Transfer |  | 0.0 |  | 0 | 0 |  | 0 | 0 | 0 | 0 |  | 0 | Item Attribute | 1 | Nos | 0.0 | 0.0 | 0 | 0.0 | 0 | ABB | 1SYN108728R1001 | India |  |  | 0 | 0.0 |  | 0 | 0 |  | 0 | 0 | 0 | 0 |  |  | 0 | 0 | 0 |  | 0 | [5 empty] | 0 |  |  | 0 | [13 empty] | Nos | 1.0 | [10 empty] | Ringlus Electro Controls & Automation PVT LTD | [18 empty] | CGST - RNG | 9.0
[120 empty] | SGST - RNG | 9.0
| 1000A 4P ATS I-O-II operation with OMD300 controller OTM1000E4C3D230C 1SYN112852R1001 ABB | 1000A 4P ATS I-O-II operation with OMD300 controller OTM1000E4C3D230C 1SYN112852R1001 ABB | ATSABB | Nos |  | 1000A 4P ATS I-O-II operation with OMD300 controller OTM1000E4C3D230C 1SYN112852R1001 ABB |  | 0 | 0 | 1 | 1 | 1 | 0.0 | 0.0 | 0.0 | 0 |  |  | 0.0 | Electrical Components | 1000A 4P ATS I-O-II operation with OMD300 controller OTM1000E4C3D230C 1SYN112852R1001 ABB | 0 | 31-12-2099 | Material Transfer |  | 0.0 |  | 0 | 0 |  | 0 | 0 | 0 | 0 |  | 0 | Item Attribute | 1 | Nos | 0.0 | 0.0 | 0 | 0.0 | 0 | ABB | 1SYN112852R1001 | India |  |  | 0 | 0.0 |  | 0 | 0 |  | 0 | 0 | 0 | 0 |  |  | 0 | 0 | 0 |  | 0 | [5 empty] | 0 |  |  | 0 | [13 empty] | Nos | 1.0 | [10 empty] | Ringlus Electro Controls & Automation PVT LTD | [18 empty] | CGST - RNG | 9.0
[120 empty] | SGST - RNG | 9.0
| 1250A 4P ATS I-O-II operation with OMD300 controller OTM1250E4C3D230C 1SYN112851R1001 ABB | 1250A 4P ATS I-O-II operation with OMD300 controller OTM1250E4C3D230C 1SYN112851R1001 ABB | ATSABB | Nos |  | 1250A 4P ATS I-O-II operation with OMD300 controller OTM1250E4C3D230C 1SYN112851R1001 ABB |  | 0 | 0 | 1 | 1 | 1 | 0.0 | 0.0 | 0.0 | 0 |  |  | 0.0 | Electrical Components | 1250A 4P ATS I-O-II operation with OMD300 controller OTM1250E4C3D230C 1SYN112851R1001 ABB | 0 | 31-12-2099 | Material Transfer |  | 0.0 |  | 0 | 0 |  | 0 | 0 | 0 | 0 |  | 0 | Item Attribute | 1 | Nos | 0.0 | 0.0 | 0 | 0.0 | 0 | ABB | 1SYN112851R1001 | India |  |  | 0 | 0.0 |  | 0 | 0 |  | 0 | 0 | 0 | 0 |  |  | 0 | 0 | 0 |  | 0 | [5 empty] | 0 |  |  | 0 | [13 empty] | Nos | 1.0 | [10 empty] | Ringlus Electro Controls & Automation PVT LTD | [18 empty] | CGST - RNG | 9.0
[120 empty] | SGST - RNG | 9.0
| 1600A 4P ATS I-O-II operation with OMD300 controller OTM1600E4C3D230C 1SYN112848R1001 ABB | 1600A 4P ATS I-O-II operation with OMD300 controller OTM1600E4C3D230C 1SYN112848R1001 ABB | ATSABB | Nos |  | 1600A 4P ATS I-O-II operation with OMD300 controller OTM1600E4C3D230C 1SYN112848R1001 ABB |  | 0 | 0 | 1 | 1 | 1 | 0.0 | 0.0 | 0.0 | 0 |  |  | 0.0 | Electrical Components | 1600A 4P ATS I-O-II operation with OMD300 controller OTM1600E4C3D230C 1SYN112848R1001 ABB | 0 | 31-12-2099 | Material Transfer |  | 0.0 |  | 0 | 0 |  | 0 | 0 | 0 | 0 |  | 0 | Item Attribute | 1 | Nos | 0.0 | 0.0 | 0 | 0.0 | 0 | ABB | 1SYN112848R1001 | India |  |  | 0 | 0.0 |  | 0 | 0 |  | 0 | 0 | 0 | 0 |  |  | 0 | 0 | 0 |  | 0 | [5 empty] | 0 |  |  | 0 | [13 empty] | Nos | 1.0 | [10 empty] | Ringlus Electro Controls & Automation PVT LTD | [18 empty] | CGST - RNG | 9.0
[120 empty] | SGST - RNG | 9.0
| 160A 4P ATS I-O-II operation with OMD800 controller unit with display OTM160E4C8D230C 1SYN101020R1001 ABB | 160A 4P ATS I-O-II operation with OMD800 controller unit with display OTM160E4C8D230C 1SYN101020R1001 ABB | ATSABB | Nos |  | 160A 4P ATS I-O-II operation with OMD800 controller unit with display OTM160E4C8D230C 1SYN101020R1001 ABB |  | 0 | 0 | 1 | 1 | 1 | 0.0 | 0.0 | 0.0 | 0 |  |  | 0.0 | Electrical Components | 160A 4P ATS I-O-II operation with OMD800 controller unit with display OTM160E4C8D230C 1SYN101020R1001 ABB | 0 | 31-12-2099 | Material Transfer |  | 0.0 |  | 0 | 0 |  | 0 | 0 | 0 | 0 |  | 0 | Item Attribute | 1 | Nos | 0.0 | 0.0 | 0 | 0.0 | 0 | ABB | 1SYN101020R1001 | India |  |  | 0 | 0.0 |  | 0 | 0 |  | 0 | 0 | 0 | 0 |  |  | 0 | 0 | 0 |  | 0 | [5 empty] | 0 |  |  | 0 | [13 empty] | Nos | 1.0 | [10 empty] | Ringlus Electro Controls & Automation PVT LTD | [18 empty] | CGST - RNG | 9.0
[120 empty] | SGST - RNG | 9.0
| 200A 4P ATS I-O-II operation with OMD800 controller unit with display OTM200E4C8D230C 1SYN101021R1001 ABB | 200A 4P ATS I-O-II operation with OMD800 controller unit with display OTM200E4C8D230C 1SYN101021R1001 ABB | ATSABB | Nos |  | 200A 4P ATS I-O-II operation with OMD800 controller unit with display OTM200E4C8D230C 1SYN101021R1001 ABB |  | 0 | 0 | 1 | 1 | 1 | 0.0 | 0.0 | 0.0 | 0 |  |  | 0.0 | Electrical Components | 200A 4P ATS I-O-II operation with OMD800 controller unit with display OTM200E4C8D230C 1SYN101021R1001 ABB | 0 | 31-12-2099 | Material Transfer |  | 0.0 |  | 0 | 0 |  | 0 | 0 | 0 | 0 |  | 0 | Item Attribute | 1 | Nos | 0.0 | 0.0 | 0 | 0.0 | 0 | ABB | 1SYN101021R1001 | India |  |  | 0 | 0.0 |  | 0 | 0 |  | 0 | 0 | 0 | 0 |  |  | 0 | 0 | 0 |  | 0 | [5 empty] | 0 |  |  | 0 | [13 empty] | Nos | 1.0 | [10 empty] | Ringlus Electro Controls & Automation PVT LTD | [18 empty] | CGST - RNG | 9.0
[120 empty] | SGST - RNG | 9.0
| 250A 4P ATS I-O-II operation with OMD800 controller unit with display OTM250E4C8D230C 1SYN101022R1001 ABB | 250A 4P ATS I-O-II operation with OMD800 controller unit with display OTM250E4C8D230C 1SYN101022R1001 ABB | ATSABB | Nos |  | 250A 4P ATS I-O-II operation with OMD800 controller unit with display OTM250E4C8D230C 1SYN101022R1001 ABB |  | 0 | 0 | 1 | 1 | 1 | 0.0 | 0.0 | 0.0 | 0 |  |  | 0.0 | Electrical Components | 250A 4P ATS I-O-II operation with OMD800 controller unit with display OTM250E4C8D230C 1SYN101022R1001 ABB | 0 | 31-12-2099 | Material Transfer |  | 0.0 |  | 0 | 0 |  | 0 | 0 | 0 | 0 |  | 0 | Item Attribute | 1 | Nos | 0.0 | 0.0 | 0 | 0.0 | 0 | ABB | 1SYN101022R1001 | India |  |  | 0 | 0.0 |  | 0 | 0 |  | 0 | 0 | 0 | 0 |  |  | 0 | 0 | 0 |  | 0 | [5 empty] | 0 |  |  | 0 | [13 empty] | Nos | 1.0 | [10 empty] | Ringlus Electro Controls & Automation PVT LTD | [18 empty] | CGST - RNG | 9.0
[120 empty] | SGST - RNG | 9.0
| 315A 4P ATS I-O-II operation with OMD800 controller unit with display OTM315E4C8D230C 1SYN101063R1001 ABB | 315A 4P ATS I-O-II operation with OMD800 controller unit with display OTM315E4C8D230C 1SYN101063R1001 ABB | ATSABB | Nos |  | 315A 4P ATS I-O-II operation with OMD800 controller unit with display OTM315E4C8D230C 1SYN101063R1001 ABB |  | 0 | 0 | 1 | 1 | 1 | 0.0 | 0.0 | 0.0 | 0 |  |  | 0.0 | Electrical Components | 315A 4P ATS I-O-II operation with OMD800 controller unit with display OTM315E4C8D230C 1SYN101063R1001 ABB | 0 | 31-12-2099 | Material Transfer |  | 0.0 |  | 0 | 0 |  | 0 | 0 | 0 | 0 |  | 0 | Item Attribute | 1 | Nos | 0.0 | 0.0 | 0 | 0.0 | 0 | ABB | 1SYN101063R1001 | India |  |  | 0 | 0.0 |  | 0 | 0 |  | 0 | 0 | 0 | 0 |  |  | 0 | 0 | 0 |  | 0 | [5 empty] | 0 |  |  | 0 | [13 empty] | Nos | 1.0 | [10 empty] | Ringlus Electro Controls & Automation PVT LTD | [18 empty] | CGST - RNG | 9.0
[120 empty] | SGST - RNG | 9.0
| 400A 4P ATS I-O-II operation with OMD800 controller unit with display OTM400E4C8D230C 1SYN101064R1001 ABB | 400A 4P ATS I-O-II operation with OMD800 controller unit with display OTM400E4C8D230C 1SYN101064R1001 ABB | ATSABB | Nos |  | 400A 4P ATS I-O-II operation with OMD800 controller unit with display OTM400E4C8D230C 1SYN101064R1001 ABB |  | 0 | 0 | 1 | 1 | 1 | 0.0 | 0.0 | 0.0 | 0 |  |  | 0.0 | Electrical Components | 400A 4P ATS I-O-II operation with OMD800 controller unit with display OTM400E4C8D230C 1SYN101064R1001 ABB | 0 | 31-12-2099 | Material Transfer |  | 0.0 |  | 0 | 0 |  | 0 | 0 | 0 | 0 |  | 0 | Item Attribute | 1 | Nos | 0.0 | 0.0 | 0 | 0.0 | 0 | ABB | 1SYN101064R1001 | India |  |  | 0 | 0.0 |  | 0 | 0 |  | 0 | 0 | 0 | 0 |  |  | 0 | 0 | 0 |  | 0 | [5 empty] | 0 |  |  | 0 | [13 empty] | Nos | 1.0 | [10 empty] | Ringlus Electro Controls & Automation PVT LTD | [18 empty] | CGST - RNG | 9.0
[120 empty] | SGST - RNG | 9.0
| 630A 4P ATS I-O-II operation with OMD800 controller unit with display OTM630E4C8D230C 1SYN108453R1001 ABB | 630A 4P ATS I-O-II operation with OMD800 controller unit with display OTM630E4C8D230C 1SYN108453R1001 ABB | ATSABB | Nos |  | 630A 4P ATS I-O-II operation with OMD800 controller unit with display OTM630E4C8D230C 1SYN108453R1001 ABB |  | 0 | 0 | 1 | 1 | 1 | 0.0 | 0.0 | 0.0 | 0 |  |  | 0.0 | Electrical Components | 630A 4P ATS I-O-II operation with OMD800 controller unit with display OTM630E4C8D230C 1SYN108453R1001 ABB | 0 | 31-12-2099 | Material Transfer |  | 0.0 |  | 0 | 0 |  | 0 | 0 | 0 | 0 |  | 0 | Item Attribute | 1 | Nos | 0.0 | 0.0 | 0 | 0.0 | 0 | ABB | 1SYN108453R1001 | India |  |  | 0 | 0.0 |  | 0 | 0 |  | 0 | 0 | 0 | 0 |  |  | 0 | 0 | 0 |  | 0 | [5 empty] | 0 |  |  | 0 | [13 empty] | Nos | 1.0 | [10 empty] | Ringlus Electro Controls & Automation PVT LTD | [18 empty] | CGST - RNG | 9.0
[120 empty] | SGST - RNG | 9.0
| 800A 4P ATS I-O-II operation with OMD800 controller unit with display OTM800E4C8D230C 1SYN108455R1001 ABB | 800A 4P ATS I-O-II operation with OMD800 controller unit with display OTM800E4C8D230C 1SYN108455R1001 ABB | ATSABB | Nos |  | 800A 4P ATS I-O-II operation with OMD800 controller unit with display OTM800E4C8D230C 1SYN108455R1001 ABB |  | 0 | 0 | 1 | 1 | 1 | 0.0 | 0.0 | 0.0 | 0 |  |  | 0.0 | Electrical Components | 800A 4P ATS I-O-II operation with OMD800 controller unit with display OTM800E4C8D230C 1SYN108455R1001 ABB | 0 | 31-12-2099 | Material Transfer |  | 0.0 |  | 0 | 0 |  | 0 | 0 | 0 | 0 |  | 0 | Item Attribute | 1 | Nos | 0.0 | 0.0 | 0 | 0.0 | 0 | ABB | 1SYN108455R1001 | India |  |  | 0 | 0.0 |  | 0 | 0 |  | 0 | 0 | 0 | 0 |  |  | 0 | 0 | 0 |  | 0 | [5 empty] | 0 |  |  | 0 | [13 empty] | Nos | 1.0 | [10 empty] | Ringlus Electro Controls & Automation PVT LTD | [18 empty] | CGST - RNG | 9.0
[120 empty] | SGST - RNG | 9.0
| 1000A 4P ATS I-O-II operation with OMD800 controller unit with display OTM1000E4C8D230C 1SYN112861R1001 ABB | 1000A 4P ATS I-O-II operation with OMD800 controller unit with display OTM1000E4C8D230C 1SYN112861R1001 ABB | ATSABB | Nos |  | 1000A 4P ATS I-O-II operation with OMD800 controller unit with display OTM1000E4C8D230C 1SYN112861R1001 ABB |  | 0 | 0 | 1 | 1 | 1 | 0.0 | 0.0 | 0.0 | 0 |  |  | 0.0 | Electrical Components | 1000A 4P ATS I-O-II operation with OMD800 controller unit with display OTM1000E4C8D230C 1SYN112861R1001 ABB | 0 | 31-12-2099 | Material Transfer |  | 0.0 |  | 0 | 0 |  | 0 | 0 | 0 | 0 |  | 0 | Item Attribute | 1 | Nos | 0.0 | 0.0 | 0 | 0.0 | 0 | ABB | 1SYN112861R1001 | India |  |  | 0 | 0.0 |  | 0 | 0 |  | 0 | 0 | 0 | 0 |  |  | 0 | 0 | 0 |  | 0 | [5 empty] | 0 |  |  | 0 | [13 empty] | Nos | 1.0 | [10 empty] | Ringlus Electro Controls & Automation PVT LTD | [18 empty] | CGST - RNG | 9.0
[120 empty] | SGST - RNG | 9.0
| 1250A 4P ATS I-O-II operation with OMD800 controller unit with display OTM1250E4C8D230C 1SYN112864R1001 ABB | 1250A 4P ATS I-O-II operation with OMD800 controller unit with display OTM1250E4C8D230C 1SYN112864R1001 ABB | ATSABB | Nos |  | 1250A 4P ATS I-O-II operation with OMD800 controller unit with display OTM1250E4C8D230C 1SYN112864R1001 ABB |  | 0 | 0 | 1 | 1 | 1 | 0.0 | 0.0 | 0.0 | 0 |  |  | 0.0 | Electrical Components | 1250A 4P ATS I-O-II operation with OMD800 controller unit with display OTM1250E4C8D230C 1SYN112864R1001 ABB | 0 | 31-12-2099 | Material Transfer |  | 0.0 |  | 0 | 0 |  | 0 | 0 | 0 | 0 |  | 0 | Item Attribute | 1 | Nos | 0.0 | 0.0 | 0 | 0.0 | 0 | ABB | 1SYN112864R1001 | India |  |  | 0 | 0.0 |  | 0 | 0 |  | 0 | 0 | 0 | 0 |  |  | 0 | 0 | 0 |  | 0 | [5 empty] | 0 |  |  | 0 | [13 empty] | Nos | 1.0 | [10 empty] | Ringlus Electro Controls & Automation PVT LTD | [18 empty] | CGST - RNG | 9.0
[120 empty] | SGST - RNG | 9.0
| 1600A 4P ATS I-O-II operation with OMD800 controller unit with display OTM1600E4C8D230C 1SYN112867R1001 ABB | 1600A 4P ATS I-O-II operation with OMD800 controller unit with display OTM1600E4C8D230C 1SYN112867R1001 ABB | ATSABB | Nos |  | 1600A 4P ATS I-O-II operation with OMD800 controller unit with display OTM1600E4C8D230C 1SYN112867R1001 ABB |  | 0 | 0 | 1 | 1 | 1 | 0.0 | 0.0 | 0.0 | 0 |  |  | 0.0 | Electrical Components | 1600A 4P ATS I-O-II operation with OMD800 controller unit with display OTM1600E4C8D230C 1SYN112867R1001 ABB | 0 | 31-12-2099 | Material Transfer |  | 0.0 |  | 0 | 0 |  | 0 | 0 | 0 | 0 |  | 0 | Item Attribute | 1 | Nos | 0.0 | 0.0 | 0 | 0.0 | 0 | ABB | 1SYN112867R1001 | India |  |  | 0 | 0.0 |  | 0 | 0 |  | 0 | 0 | 0 | 0 |  |  | 0 | 0 | 0 |  | 0 | [5 empty] | 0 |  |  | 0 | [13 empty] | Nos | 1.0 | [10 empty] | Ringlus Electro Controls & Automation PVT LTD | [18 empty] | CGST - RNG | 9.0
[120 empty] | SGST - RNG | 9.0

## Sheet2
Data Import Template
Table: | Item
Notes:
Please do not change the template headings.
First data column must be blank.
If you are uploading new records, leave the "name" (ID) column blank.
If you are uploading new records, "Naming Series" becomes mandatory, if present.
Only mandatory fields are necessary for new records. You can delete non-mandatory columns if you wish.
For updating, you can update only selective columns.
You can only upload upto 5000 records in one go. (may be less in some cases)
DocType: | Item | [75 empty] | ~ | Item Barcode | barcodes |  | ~ | Item Reorder | reorder_levels |  |  |  |  | ~ | UOM Conversion Detail | uoms |  | ~ | Item Variant Attribute | attributes | [5 empty] | ~ | Item Default | item_defaults | [7 empty] | ~ | Item Supplier | supplier_items |  | ~ | Item Customer Detail | customer_items |  |  | ~ | Item Tax | taxes |  | ~ | Website Item Group | website_item_groups | ~ | Item Website Specification | website_specifications
Column Labels: | ID | Item Code | Item Group | Default Unit of Measure | Variant Of | Item Name | HSN/SAC | Is Item from Hub | Disabled | Allow Alternative Item | Maintain Stock | Include Item In Manufacturing | Opening Stock | Valuation Rate | Standard Selling Rate | Is Fixed Asset | Asset Category | Asset Naming Series | Allow over delivery or receipt upto this percent | Brand | Description | Shelf Life In Days | End of Life | Default Material Request Type | Valuation Method | Warranty Period (in days) | Weight Per Unit | Weight UOM | Has Batch No | Automatically Create New Batch | Batch Number Series | Has Expiry Date | Retain Sample | Max Sample Quantity | Has Serial No | Serial Number Series | Has Variants | Variant Based On | Is Purchase Item | Default Purchase Unit of Measure | Minimum Order Qty | Safety Stock | Lead Time in days | Last Purchase Rate | Delivered by Supplier (Drop Ship) | Manufacturer | Manufacturer Part Number | Country of Origin | Customs Tariff Number | Default Sales Unit of Measure | Is Sales Item | Max Discount (%) | Deferred Revenue Account | Enable Deferred Revenue | No of Months | Deferred Expense Account | Enable Deferred Expense | No of Months | Inspection Required before Purchase | Inspection Required before Delivery | Quality Inspection Template | Default BOM | Supply Raw Materials for Purchase | Show in Website | Show in Website (Variant) | Route | Weightage | Slideshow | Image | Thumbnail | Website Warehouse | Website Description | Publish in Hub | Hub Category to Publish | Hub Warehouse | Synced With Hub |  | ID | Barcode | Barcode Type |  | ID | Request for | Re-order Level | Material Request Type | Check in (group) | Re-order Qty |  | ID | UOM | Conversion Factor |  | ID | Attribute | Attribute Value | Numeric Values | From Range | Increment | To Range |  | ID | Company | Default Warehouse | Default Price List | Default Buying Cost Center | Default Supplier | Default Expense Account | Default Selling Cost Center | Default Income Account |  | ID | Supplier | Supplier Part Number |  | ID | Ref Code | Customer Name | Customer Group |  | ID | Tax | Tax Rate |  | ID | Item Group |  | ID | Label | Description
Column Name: | name | item_code | item_group | stock_uom | variant_of | item_name | gst_hsn_code | is_item_from_hub | disabled | allow_alternative_item | is_stock_item | include_item_in_manufacturing | opening_stock | valuation_rate | standard_rate | is_fixed_asset | asset_category | asset_naming_series | tolerance | brand | description | shelf_life_in_days | end_of_life | default_material_request_type | valuation_method | warranty_period | weight_per_unit | weight_uom | has_batch_no | create_new_batch | batch_number_series | has_expiry_date | retain_sample | sample_quantity | has_serial_no | serial_no_series | has_variants | variant_based_on | is_purchase_item | purchase_uom | min_order_qty | safety_stock | lead_time_days | last_purchase_rate | delivered_by_supplier | manufacturer | manufacturer_part_no | country_of_origin | customs_tariff_number | sales_uom | is_sales_item | max_discount | deferred_revenue_account | enable_deferred_revenue | no_of_months | deferred_expense_account | enable_deferred_expense | no_of_months_exp | inspection_required_before_purchase | inspection_required_before_delivery | quality_inspection_template | default_bom | is_sub_contracted_item | show_in_website | show_variant_in_website | route | weightage | slideshow | website_image | thumbnail | website_warehouse | web_long_description | publish_in_hub | hub_category_to_publish | hub_warehouse | synced_with_hub | ~ | name | barcode | barcode_type | ~ | name | warehouse | warehouse_reorder_level | material_request_type | warehouse_group | warehouse_reorder_qty | ~ | name | uom | conversion_factor | ~ | name | attribute | attribute_value | numeric_values | from_range | increment | to_range | ~ | name | company | default_warehouse | default_price_list | buying_cost_center | default_supplier | expense_account | selling_cost_center | income_account | ~ | name | supplier | supplier_part_no | ~ | name | ref_code | customer_name | customer_group | ~ | name | tax_type | tax_rate | ~ | name | item_group | ~ | name | label | description
Mandatory: | Yes | Yes | Yes | Yes | No | No | No | No | No | No | No | No | No | No | No | No | No | No | No | No | No | No | No | No | No | No | No | No | No | No | No | No | No | No | No | No | No | No | No | No | No | No | No | No | No | No | No | No | No | No | No | No | No | No | No | No | No | No | No | No | No | No | No | No | No | No | No | No | No | No | No | No | No | No | No | No |  | Yes | No | No |  | Yes | Yes | Yes | Yes | No | No |  | Yes | No | No |  | Yes | Yes | No | No | No | No | No |  | Yes | Yes | No | No | No | No | No | No | No |  | Yes | No | No |  | Yes | Yes | No | No |  | Yes | Yes | No |  | Yes | Yes |  | Yes | No | No
Type: | Data | Data | Link | Link | Link | Data | Link | Check | Check | Check | Check | Check | Float | Currency | Currency | Check | Link | Select | Float | Link | Text Editor | Int | Date | Select | Select | Data | Float | Link | Check | Check | Data | Check | Check | Int | Check | Data | Check | Select | Check | Link | Float | Float | Int | Float | Check | Link | Data | Link | Link | Link | Check | Float | Link | Check | Int | Link | Check | Int | Check | Check | Link | Link | Check | Check | Check | Small Text | Int | Link | Attach | Data | Link | Text Editor | Check | Data | Link | Check |  | Data | Data | Select |  | Data | Link | Float | Select | Link | Float |  | Data | Link | Float |  | Data | Link | Data | Check | Float | Float | Float |  | Data | Link | Link | Link | Link | Link | Link | Link | Link |  | Data | Link | Data |  | Data | Data | Link | Link |  | Data | Link | Float |  | Data | Link |  | Data | Data | Text Editor
Info: |  |  | Valid Item Group | Valid UOM | Valid Item |  | Valid GST HSN Code | 0 or 1 | 0 or 1 | 0 or 1 | 0 or 1 | 0 or 1 |  |  |  | 0 or 1 | Valid Asset Category |  |  | Valid Brand |  | Integer | dd-mm-yyyy | One of: Purchase, Material Transfer, Material Issue, Manufacture | One of: FIFO, Moving Average |  |  | Valid UOM | 0 or 1 | 0 or 1 |  | 0 or 1 | 0 or 1 | Integer | 0 or 1 |  | 0 or 1 | One of: Item Attribute, Manufacturer | 0 or 1 | Valid UOM |  |  | Integer |  | 0 or 1 | Valid Manufacturer |  | Valid Country | Valid Customs Tariff Number | Valid UOM | 0 or 1 |  | Valid Account | 0 or 1 | Integer | Valid Account | 0 or 1 | Integer | 0 or 1 | 0 or 1 | Valid Quality Inspection Template | Valid BOM | 0 or 1 | 0 or 1 | 0 or 1 |  | Integer | Valid Website Slideshow |  |  | Valid Warehouse |  | 0 or 1 |  | Valid Warehouse | 0 or 1 |  |  |  | One of: EAN, UPC-A |  |  | Valid Warehouse |  | One of: Purchase, Transfer, Material Issue, Manufacture | Valid Warehouse |  |  |  | Valid UOM |  |  |  | Valid Item Attribute |  | 0 or 1 | [5 empty] | Valid Company | Valid Warehouse | Valid Price List | Valid Cost Center | Valid Supplier | Valid Account | Valid Cost Center | Valid Account |  |  | Valid Supplier |  |  |  |  | Valid Customer | Valid Customer Group |  |  | Valid Account |  |  |  | Valid Item Group
Start entering data below this line
| MNX9 Type 9A AC3 25A AC1 1 NO Triple Pole Power Contactor L&T CS94106 | MNX9 Type 9A AC3 25A AC1 1 NO Triple Pole Power Contactor L&T CS94106 | LTCON | Nos |  | MNX9 Type 9A AC3 25A AC1 1 NO Triple Pole Power Contactor L&T CS94106 |  | 0 | 0 | 1 | 1 | 1 | 0.0 | 0.0 | 0.0 | 0 |  |  | 0.0 | Electrical Components | MNX9 Type 9A AC3 25A AC1 1 NO Triple Pole Power Contactor L&T CS94106 | 0 | 31-12-2099 | Material Transfer | Moving Average |  | 0.0 |  | 0 | 0 |  | 0 | 0 | 0 | 0 |  | 0 | Item Attribute | 1 | Nos | 0.0 | 0.0 | 0 | 0.0 | 0 | L&T | CS94106 | India |  |  | 0 | 0.0 |  | 0 | 0 |  | 0 | 0 | 0 | 0 |  |  | 0 | 0 | 0 |  | 0 | [5 empty] | 0 |  |  | 0 | [13 empty] | Nos | 1.0 | [10 empty] | Ringlus Electro Controls & Automation PVT LTD | [18 empty] | CGST - RNG | 9.0
[121 empty] | SGST - RNG | 9.0
| MNX9 Type 9A AC3 25A AC1 1 NC Triple Pole Power Contactor L&T CS94107 | MNX9 Type 9A AC3 25A AC1 1 NC Triple Pole Power Contactor L&T CS94107 | LTCON | Nos |  | MNX9 Type 9A AC3 25A AC1 1 NC Triple Pole Power Contactor L&T CS94107 |  | 0 | 0 | 1 | 1 | 1 | 0.0 | 0.0 | 0.0 | 0 |  |  | 0.0 | Electrical Components | MNX9 Type 9A AC3 25A AC1 1 NC Triple Pole Power Contactor L&T CS94107 | 0 | 31-12-2099 | Material Transfer | Moving Average |  | 0.0 |  | 0 | 0 |  | 0 | 0 | 0 | 0 |  | 0 | Item Attribute | 1 | Nos | 0.0 | 0.0 | 0 | 0.0 | 0 | L&T | CS94107 | India |  |  | 0 | 0.0 |  | 0 | 0 |  | 0 | 0 | 0 | 0 |  |  | 0 | 0 | 0 |  | 0 | [5 empty] | 0 |  |  | 0 | [13 empty] | Nos | 1.0 | [10 empty] | Ringlus Electro Controls & Automation PVT LTD | [18 empty] | CGST - RNG | 9.0
[121 empty] | SGST - RNG | 9.0
| MNX12 Type 12A AC3 30A AC1 1 NO Triple Pole Power Contactor L&T CS94108 | MNX12 Type 12A AC3 30A AC1 1 NO Triple Pole Power Contactor L&T CS94108 | LTCON | Nos |  | MNX12 Type 12A AC3 30A AC1 1 NO Triple Pole Power Contactor L&T CS94108 |  | 0 | 0 | 1 | 1 | 1 | 0.0 | 0.0 | 0.0 | 0 |  |  | 0.0 | Electrical Components | MNX12 Type 12A AC3 30A AC1 1 NO Triple Pole Power Contactor L&T CS94108 | 0 | 31-12-2099 | Material Transfer | Moving Average |  | 0.0 |  | 0 | 0 |  | 0 | 0 | 0 | 0 |  | 0 | Item Attribute | 1 | Nos | 0.0 | 0.0 | 0 | 0.0 | 0 | L&T | CS94108 | India |  |  | 0 | 0.0 |  | 0 | 0 |  | 0 | 0 | 0 | 0 |  |  | 0 | 0 | 0 |  | 0 | [5 empty] | 0 |  |  | 0 | [13 empty] | Nos | 1.0 | [10 empty] | Ringlus Electro Controls & Automation PVT LTD | [18 empty] | CGST - RNG | 9.0
[121 empty] | SGST - RNG | 9.0
| MNX12 Type 12A AC3 30A AC1 1 NC Triple Pole Power Contactor L&T CS94109 | MNX12 Type 12A AC3 30A AC1 1 NC Triple Pole Power Contactor L&T CS94109 | LTCON | Nos |  | MNX12 Type 12A AC3 30A AC1 1 NC Triple Pole Power Contactor L&T CS94109 |  | 0 | 0 | 1 | 1 | 1 | 0.0 | 0.0 | 0.0 | 0 |  |  | 0.0 | Electrical Components | MNX12 Type 12A AC3 30A AC1 1 NC Triple Pole Power Contactor L&T CS94109 | 0 | 31-12-2099 | Material Transfer | Moving Average |  | 0.0 |  | 0 | 0 |  | 0 | 0 | 0 | 0 |  | 0 | Item Attribute | 1 | Nos | 0.0 | 0.0 | 0 | 0.0 | 0 | L&T | CS94109 | India |  |  | 0 | 0.0 |  | 0 | 0 |  | 0 | 0 | 0 | 0 |  |  | 0 | 0 | 0 |  | 0 | [5 empty] | 0 |  |  | 0 | [13 empty] | Nos | 1.0 | [10 empty] | Ringlus Electro Controls & Automation PVT LTD | [18 empty] | CGST - RNG | 9.0
[121 empty] | SGST - RNG | 9.0
| MNX18 Type 18A AC3 30A AC1 1 NO Triple Pole Power Contactor L&T CS94100 | MNX18 Type 18A AC3 30A AC1 1 NO Triple Pole Power Contactor L&T CS94100 | LTCON | Nos |  | MNX18 Type 18A AC3 30A AC1 1 NO Triple Pole Power Contactor L&T CS94100 |  | 0 | 0 | 1 | 1 | 1 | 0.0 | 0.0 | 0.0 | 0 |  |  | 0.0 | Electrical Components | MNX18 Type 18A AC3 30A AC1 1 NO Triple Pole Power Contactor L&T CS94100 | 0 | 31-12-2099 | Material Transfer | Moving Average |  | 0.0 |  | 0 | 0 |  | 0 | 0 | 0 | 0 |  | 0 | Item Attribute | 1 | Nos | 0.0 | 0.0 | 0 | 0.0 | 0 | L&T | CS94100 | India |  |  | 0 | 0.0 |  | 0 | 0 |  | 0 | 0 | 0 | 0 |  |  | 0 | 0 | 0 |  | 0 | [5 empty] | 0 |  |  | 0 | [13 empty] | Nos | 1.0 | [10 empty] | Ringlus Electro Controls & Automation PVT LTD | [18 empty] | CGST - RNG | 9.0
[121 empty] | SGST - RNG | 9.0
| MNX18 Type 18A AC3 30A AC1 1 NC Triple Pole Power Contactor L&T CS94101 | MNX18 Type 18A AC3 30A AC1 1 NC Triple Pole Power Contactor L&T CS94101 | LTCON | Nos |  | MNX18 Type 18A AC3 30A AC1 1 NC Triple Pole Power Contactor L&T CS94101 |  | 0 | 0 | 1 | 1 | 1 | 0.0 | 0.0 | 0.0 | 0 |  |  | 0.0 | Electrical Components | MNX18 Type 18A AC3 30A AC1 1 NC Triple Pole Power Contactor L&T CS94101 | 0 | 31-12-2099 | Material Transfer | Moving Average |  | 0.0 |  | 0 | 0 |  | 0 | 0 | 0 | 0 |  | 0 | Item Attribute | 1 | Nos | 0.0 | 0.0 | 0 | 0.0 | 0 | L&T | CS94101 | India |  |  | 0 | 0.0 |  | 0 | 0 |  | 0 | 0 | 0 | 0 |  |  | 0 | 0 | 0 |  | 0 | [5 empty] | 0 |  |  | 0 | [13 empty] | Nos | 1.0 | [10 empty] | Ringlus Electro Controls & Automation PVT LTD | [18 empty] | CGST - RNG | 9.0
[121 empty] | SGST - RNG | 9.0
| MNX22 Type 22A AC3 32A AC1 1 NO Triple Pole Power Contactor L&T CS94980 | MNX22 Type 22A AC3 32A AC1 1 NO Triple Pole Power Contactor L&T CS94980 | LTCON | Nos |  | MNX22 Type 22A AC3 32A AC1 1 NO Triple Pole Power Contactor L&T CS94980 |  | 0 | 0 | 1 | 1 | 1 | 0.0 | 0.0 | 0.0 | 0 |  |  | 0.0 | Electrical Components | MNX22 Type 22A AC3 32A AC1 1 NO Triple Pole Power Contactor L&T CS94980 | 0 | 31-12-2099 | Material Transfer | Moving Average |  | 0.0 |  | 0 | 0 |  | 0 | 0 | 0 | 0 |  | 0 | Item Attribute | 1 | Nos | 0.0 | 0.0 | 0 | 0.0 | 0 | L&T | CS94980 | India |  |  | 0 | 0.0 |  | 0 | 0 |  | 0 | 0 | 0 | 0 |  |  | 0 | 0 | 0 |  | 0 | [5 empty] | 0 |  |  | 0 | [13 empty] | Nos | 1.0 | [10 empty] | Ringlus Electro Controls & Automation PVT LTD | [18 empty] | CGST - RNG | 9.0
[121 empty] | SGST - RNG | 9.0
| MNX22 Type 22A AC3 32A AC1 1 NC Triple Pole Power Contactor L&T CS94981 | MNX22 Type 22A AC3 32A AC1 1 NC Triple Pole Power Contactor L&T CS94981 | LTCON | Nos |  | MNX22 Type 22A AC3 32A AC1 1 NC Triple Pole Power Contactor L&T CS94981 |  | 0 | 0 | 1 | 1 | 1 | 0.0 | 0.0 | 0.0 | 0 |  |  | 0.0 | Electrical Components | MNX22 Type 22A AC3 32A AC1 1 NC Triple Pole Power Contactor L&T CS94981 | 0 | 31-12-2099 | Material Transfer | Moving Average |  | 0.0 |  | 0 | 0 |  | 0 | 0 | 0 | 0 |  | 0 | Item Attribute | 1 | Nos | 0.0 | 0.0 | 0 | 0.0 | 0 | L&T | CS94981 | India |  |  | 0 | 0.0 |  | 0 | 0 |  | 0 | 0 | 0 | 0 |  |  | 0 | 0 | 0 |  | 0 | [5 empty] | 0 |  |  | 0 | [13 empty] | Nos | 1.0 | [10 empty] | Ringlus Electro Controls & Automation PVT LTD | [18 empty] | CGST - RNG | 9.0
[121 empty] | SGST - RNG | 9.0
| MNX25 Type 25A AC3 45A AC1 Triple Pole Power Contactor L&T CS94110 | MNX25 Type 25A AC3 45A AC1 Triple Pole Power Contactor L&T CS94110 | LTCON | Nos |  | MNX25 Type 25A AC3 45A AC1 Triple Pole Power Contactor L&T CS94110 |  | 0 | 0 | 1 | 1 | 1 | 0.0 | 0.0 | 0.0 | 0 |  |  | 0.0 | Electrical Components | MNX25 Type 25A AC3 45A AC1 Triple Pole Power Contactor L&T CS94110 | 0 | 31-12-2099 | Material Transfer | Moving Average |  | 0.0 |  | 0 | 0 |  | 0 | 0 | 0 | 0 |  | 0 | Item Attribute | 1 | Nos | 0.0 | 0.0 | 0 | 0.0 | 0 | L&T | CS94110 | India |  |  | 0 | 0.0 |  | 0 | 0 |  | 0 | 0 | 0 | 0 |  |  | 0 | 0 | 0 |  | 0 | [5 empty] | 0 |  |  | 0 | [13 empty] | Nos | 1.0 | [10 empty] | Ringlus Electro Controls & Automation PVT LTD | [18 empty] | CGST - RNG | 9.0
[121 empty] | SGST - RNG | 9.0
| MNX32 Type 32A AC3 55A AC1 Triple Pole Power Contactor L&T CS94111 | MNX32 Type 32A AC3 55A AC1 Triple Pole Power Contactor L&T CS94111 | LTCON | Nos |  | MNX32 Type 32A AC3 55A AC1 Triple Pole Power Contactor L&T CS94111 |  | 0 | 0 | 1 | 1 | 1 | 0.0 | 0.0 | 0.0 | 0 |  |  | 0.0 | Electrical Components | MNX32 Type 32A AC3 55A AC1 Triple Pole Power Contactor L&T CS94111 | 0 | 31-12-2099 | Material Transfer | Moving Average |  | 0.0 |  | 0 | 0 |  | 0 | 0 | 0 | 0 |  | 0 | Item Attribute | 1 | Nos | 0.0 | 0.0 | 0 | 0.0 | 0 | L&T | CS94111 | India |  |  | 0 | 0.0 |  | 0 | 0 |  | 0 | 0 | 0 | 0 |  |  | 0 | 0 | 0 |  | 0 | [5 empty] | 0 |  |  | 0 | [13 empty] | Nos | 1.0 | [10 empty] | Ringlus Electro Controls & Automation PVT LTD | [18 empty] | CGST - RNG | 9.0
[121 empty] | SGST - RNG | 9.0
| MNX40 Type 40A AC3 55A AC1 Triple Pole Power Contactor L&T CS94190 | MNX40 Type 40A AC3 55A AC1 Triple Pole Power Contactor L&T CS94190 | LTCON | Nos |  | MNX40 Type 40A AC3 55A AC1 Triple Pole Power Contactor L&T CS94190 |  | 0 | 0 | 1 | 1 | 1 | 0.0 | 0.0 | 0.0 | 0 |  |  | 0.0 | Electrical Components | MNX40 Type 40A AC3 55A AC1 Triple Pole Power Contactor L&T CS94190 | 0 | 31-12-2099 | Material Transfer | Moving Average |  | 0.0 |  | 0 | 0 |  | 0 | 0 | 0 | 0 |  | 0 | Item Attribute | 1 | Nos | 0.0 | 0.0 | 0 | 0.0 | 0 | L&T | CS94190 | India |  |  | 0 | 0.0 |  | 0 | 0 |  | 0 | 0 | 0 | 0 |  |  | 0 | 0 | 0 |  | 0 | [5 empty] | 0 |  |  | 0 | [13 empty] | Nos | 1.0 | [10 empty] | Ringlus Electro Controls & Automation PVT LTD | [18 empty] | CGST - RNG | 9.0
[121 empty] | SGST - RNG | 9.0
| MNX50 Type 50A AC3 85A AC1 Triple Pole Power Contactor L&T CS97075 | MNX50 Type 50A AC3 85A AC1 Triple Pole Power Contactor L&T CS97075 | LTCON | Nos |  | MNX50 Type 50A AC3 85A AC1 Triple Pole Power Contactor L&T CS97075 |  | 0 | 0 | 1 | 1 | 1 | 0.0 | 0.0 | 0.0 | 0 |  |  | 0.0 | Electrical Components | MNX50 Type 50A AC3 85A AC1 Triple Pole Power Contactor L&T CS97075 | 0 | 31-12-2099 | Material Transfer | Moving Average |  | 0.0 |  | 0 | 0 |  | 0 | 0 | 0 | 0 |  | 0 | Item Attribute | 1 | Nos | 0.0 | 0.0 | 0 | 0.0 | 0 | L&T | CS97075 | India |  |  | 0 | 0.0 |  | 0 | 0 |  | 0 | 0 | 0 | 0 |  |  | 0 | 0 | 0 |  | 0 | [5 empty] | 0 |  |  | 0 | [13 empty] | Nos | 1.0 | [10 empty] | Ringlus Electro Controls & Automation PVT LTD | [18 empty] | CGST - RNG | 9.0
[121 empty] | SGST - RNG | 9.0
| MNX70 Type 70A AC3 100A AC1 Triple Pole Power Contactor L&T CS97076 | MNX70 Type 70A AC3 100A AC1 Triple Pole Power Contactor L&T CS97076 | LTCON | Nos |  | MNX70 Type 70A AC3 100A AC1 Triple Pole Power Contactor L&T CS97076 |  | 0 | 0 | 1 | 1 | 1 | 0.0 | 0.0 | 0.0 | 0 |  |  | 0.0 | Electrical Components | MNX70 Type 70A AC3 100A AC1 Triple Pole Power Contactor L&T CS97076 | 0 | 31-12-2099 | Material Transfer | Moving Average |  | 0.0 |  | 0 | 0 |  | 0 | 0 | 0 | 0 |  | 0 | Item Attribute | 1 | Nos | 0.0 | 0.0 | 0 | 0.0 | 0 | L&T | CS97076 | India |  |  | 0 | 0.0 |  | 0 | 0 |  | 0 | 0 | 0 | 0 |  |  | 0 | 0 | 0 |  | 0 | [5 empty] | 0 |  |  | 0 | [13 empty] | Nos | 1.0 | [10 empty] | Ringlus Electro Controls & Automation PVT LTD | [18 empty] | CGST - RNG | 9.0
[121 empty] | SGST - RNG | 9.0
| MNX80 Type 80A AC3 100A AC1 Triple Pole Power Contactor L&T CS97077 | MNX80 Type 80A AC3 100A AC1 Triple Pole Power Contactor L&T CS97077 | LTCON | Nos |  | MNX80 Type 80A AC3 100A AC1 Triple Pole Power Contactor L&T CS97077 |  | 0 | 0 | 1 | 1 | 1 | 0.0 | 0.0 | 0.0 | 0 |  |  | 0.0 | Electrical Components | MNX80 Type 80A AC3 100A AC1 Triple Pole Power Contactor L&T CS97077 | 0 | 31-12-2099 | Material Transfer | Moving Average |  | 0.0 |  | 0 | 0 |  | 0 | 0 | 0 | 0 |  | 0 | Item Attribute | 1 | Nos | 0.0 | 0.0 | 0 | 0.0 | 0 | L&T | CS97077 | India |  |  | 0 | 0.0 |  | 0 | 0 |  | 0 | 0 | 0 | 0 |  |  | 0 | 0 | 0 |  | 0 | [5 empty] | 0 |  |  | 0 | [13 empty] | Nos | 1.0 | [10 empty] | Ringlus Electro Controls & Automation PVT LTD | [18 empty] | CGST - RNG | 9.0
[121 empty] | SGST - RNG | 9.0
| MNX95 Type 95A AC3 160A AC1 2NO+2NC Triple Pole Power Contactor L&T CS94136 | MNX95 Type 95A AC3 160A AC1 2NO+2NC Triple Pole Power Contactor L&T CS94136 | LTCON | Nos |  | MNX95 Type 95A AC3 160A AC1 2NO+2NC Triple Pole Power Contactor L&T CS94136 |  | 0 | 0 | 1 | 1 | 1 | 0.0 | 0.0 | 0.0 | 0 |  |  | 0.0 | Electrical Components | MNX95 Type 95A AC3 160A AC1 2NO+2NC Triple Pole Power Contactor L&T CS94136 | 0 | 31-12-2099 | Material Transfer | Moving Average |  | 0.0 |  | 0 | 0 |  | 0 | 0 | 0 | 0 |  | 0 | Item Attribute | 1 | Nos | 0.0 | 0.0 | 0 | 0.0 | 0 | L&T | CS94136 | India |  |  | 0 | 0.0 |  | 0 | 0 |  | 0 | 0 | 0 | 0 |  |  | 0 | 0 | 0 |  | 0 | [5 empty] | 0 |  |  | 0 | [13 empty] | Nos | 1.0 | [10 empty] | Ringlus Electro Controls & Automation PVT LTD | [18 empty] | CGST - RNG | 9.0
[121 empty] | SGST - RNG | 9.0
| MNX110 Type 110A AC3 160A AC1 2NO+2NC Triple Pole Power Contactor L&T CS94137 | MNX110 Type 110A AC3 160A AC1 2NO+2NC Triple Pole Power Contactor L&T CS94137 | LTCON | Nos |  | MNX110 Type 110A AC3 160A AC1 2NO+2NC Triple Pole Power Contactor L&T CS94137 |  | 0 | 0 | 1 | 1 | 1 | 0.0 | 0.0 | 0.0 | 0 |  |  | 0.0 | Electrical Components | MNX110 Type 110A AC3 160A AC1 2NO+2NC Triple Pole Power Contactor L&T CS94137 | 0 | 31-12-2099 | Material Transfer | Moving Average |  | 0.0 |  | 0 | 0 |  | 0 | 0 | 0 | 0 |  | 0 | Item Attribute | 1 | Nos | 0.0 | 0.0 | 0 | 0.0 | 0 | L&T | CS94137 | India |  |  | 0 | 0.0 |  | 0 | 0 |  | 0 | 0 | 0 | 0 |  |  | 0 | 0 | 0 |  | 0 | [5 empty] | 0 |  |  | 0 | [13 empty] | Nos | 1.0 | [10 empty] | Ringlus Electro Controls & Automation PVT LTD | [18 empty] | CGST - RNG | 9.0
[121 empty] | SGST - RNG | 9.0
| MNX140 Type 140A AC3 160A AC1 2NO+2NC Tiple Pole Power Contactor L&T CS94138 | MNX140 Type 140A AC3 160A AC1 2NO+2NC Tiple Pole Power Contactor L&T CS94138 | LTCON | Nos |  | MNX140 Type 140A AC3 160A AC1 2NO+2NC Tiple Pole Power Contactor L&T CS94138 |  | 0 | 0 | 1 | 1 | 1 | 0.0 | 0.0 | 0.0 | 0 |  |  | 0.0 | Electrical Components | MNX140 Type 140A AC3 160A AC1 2NO+2NC Tiple Pole Power Contactor L&T CS94138 | 0 | 31-12-2099 | Material Transfer | Moving Average |  | 0.0 |  | 0 | 0 |  | 0 | 0 | 0 | 0 |  | 0 | Item Attribute | 1 | Nos | 0.0 | 0.0 | 0 | 0.0 | 0 | L&T | CS94138 | India |  |  | 0 | 0.0 |  | 0 | 0 |  | 0 | 0 | 0 | 0 |  |  | 0 | 0 | 0 |  | 0 | [5 empty] | 0 |  |  | 0 | [13 empty] | Nos | 1.0 | [10 empty] | Ringlus Electro Controls & Automation PVT LTD | [18 empty] | CGST - RNG | 9.0
[121 empty] | SGST - RNG | 9.0
| MNX185 Type 185A AC3 250A AC1 2NO+2NC Triple Pole Power Contactor L&T CS94139 | MNX185 Type 185A AC3 250A AC1 2NO+2NC Triple Pole Power Contactor L&T CS94139 | LTCON | Nos |  | MNX185 Type 185A AC3 250A AC1 2NO+2NC Triple Pole Power Contactor L&T CS94139 |  | 0 | 0 | 1 | 1 | 1 | 0.0 | 0.0 | 0.0 | 0 |  |  | 0.0 | Electrical Components | MNX185 Type 185A AC3 250A AC1 2NO+2NC Triple Pole Power Contactor L&T CS94139 | 0 | 31-12-2099 | Material Transfer | Moving Average |  | 0.0 |  | 0 | 0 |  | 0 | 0 | 0 | 0 |  | 0 | Item Attribute | 1 | Nos | 0.0 | 0.0 | 0 | 0.0 | 0 | L&T | CS94139 | India |  |  | 0 | 0.0 |  | 0 | 0 |  | 0 | 0 | 0 | 0 |  |  | 0 | 0 | 0 |  | 0 | [5 empty] | 0 |  |  | 0 | [13 empty] | Nos | 1.0 | [10 empty] | Ringlus Electro Controls & Automation PVT LTD | [18 empty] | CGST - RNG | 9.0
[121 empty] | SGST - RNG | 9.0
| MNX225 Type 225A AC3 300A AC1 2NO+2NC Triple Pole Power Contactor L&T CS94140 | MNX225 Type 225A AC3 300A AC1 2NO+2NC Triple Pole Power Contactor L&T CS94140 | LTCON | Nos |  | MNX225 Type 225A AC3 300A AC1 2NO+2NC Triple Pole Power Contactor L&T CS94140 |  | 0 | 0 | 1 | 1 | 1 | 0.0 | 0.0 | 0.0 | 0 |  |  | 0.0 | Electrical Components | MNX225 Type 225A AC3 300A AC1 2NO+2NC Triple Pole Power Contactor L&T CS94140 | 0 | 31-12-2099 | Material Transfer | Moving Average |  | 0.0 |  | 0 | 0 |  | 0 | 0 | 0 | 0 |  | 0 | Item Attribute | 1 | Nos | 0.0 | 0.0 | 0 | 0.0 | 0 | L&T | CS94140 | India |  |  | 0 | 0.0 |  | 0 | 0 |  | 0 | 0 | 0 | 0 |  |  | 0 | 0 | 0 |  | 0 | [5 empty] | 0 |  |  | 0 | [13 empty] | Nos | 1.0 | [10 empty] | Ringlus Electro Controls & Automation PVT LTD | [18 empty] | CGST - RNG | 9.0
[121 empty] | SGST - RNG | 9.0
| MNX250 Type 250A AC3 300A AC1 2NO+2NC Triple Pole Power Contactor L&T CS94141 | MNX250 Type 250A AC3 300A AC1 2NO+2NC Triple Pole Power Contactor L&T CS94141 | LTCON | Nos |  | MNX250 Type 250A AC3 300A AC1 2NO+2NC Triple Pole Power Contactor L&T CS94141 |  | 0 | 0 | 1 | 1 | 1 | 0.0 | 0.0 | 0.0 | 0 |  |  | 0.0 | Electrical Components | MNX250 Type 250A AC3 300A AC1 2NO+2NC Triple Pole Power Contactor L&T CS94141 | 0 | 31-12-2099 | Material Transfer | Moving Average |  | 0.0 |  | 0 | 0 |  | 0 | 0 | 0 | 0 |  | 0 | Item Attribute | 1 | Nos | 0.0 | 0.0 | 0 | 0.0 | 0 | L&T | CS94141 | India |  |  | 0 | 0.0 |  | 0 | 0 |  | 0 | 0 | 0 | 0 |  |  | 0 | 0 | 0 |  | 0 | [5 empty] | 0 |  |  | 0 | [13 empty] | Nos | 1.0 | [10 empty] | Ringlus Electro Controls & Automation PVT LTD | [18 empty] | CGST - RNG | 9.0
[121 empty] | SGST - RNG | 9.0
| MNX300 Type 300A AC3 400A AC1 2NO+2NC Triple Pole Power Contactor L&T CS90280 | MNX300 Type 300A AC3 400A AC1 2NO+2NC Triple Pole Power Contactor L&T CS90280 | LTCON | Nos |  | MNX300 Type 300A AC3 400A AC1 2NO+2NC Triple Pole Power Contactor L&T CS90280 |  | 0 | 0 | 1 | 1 | 1 | 0.0 | 0.0 | 0.0 | 0 |  |  | 0.0 | Electrical Components | MNX300 Type 300A AC3 400A AC1 2NO+2NC Triple Pole Power Contactor L&T CS90280 | 0 | 31-12-2099 | Material Transfer | Moving Average |  | 0.0 |  | 0 | 0 |  | 0 | 0 | 0 | 0 |  | 0 | Item Attribute | 1 | Nos | 0.0 | 0.0 | 0 | 0.0 | 0 | L&T | CS90280 | India |  |  | 0 | 0.0 |  | 0 | 0 |  | 0 | 0 | 0 | 0 |  |  | 0 | 0 | 0 |  | 0 | [5 empty] | 0 |  |  | 0 | [13 empty] | Nos | 1.0 | [10 empty] | Ringlus Electro Controls & Automation PVT LTD | [18 empty] | CGST - RNG | 9.0
[121 empty] | SGST - RNG | 9.0
| MNX400 Type 400A AC3 425A AC1 2NO+2NC Triple Pole Power Contactor L&T CS94144 | MNX400 Type 400A AC3 425A AC1 2NO+2NC Triple Pole Power Contactor L&T CS94144 | LTCON | Nos |  | MNX400 Type 400A AC3 425A AC1 2NO+2NC Triple Pole Power Contactor L&T CS94144 |  | 0 | 0 | 1 | 1 | 1 | 0.0 | 0.0 | 0.0 | 0 |  |  | 0.0 | Electrical Components | MNX400 Type 400A AC3 425A AC1 2NO+2NC Triple Pole Power Contactor L&T CS94144 | 0 | 31-12-2099 | Material Transfer | Moving Average |  | 0.0 |  | 0 | 0 |  | 0 | 0 | 0 | 0 |  | 0 | Item Attribute | 1 | Nos | 0.0 | 0.0 | 0 | 0.0 | 0 | L&T | CS94144 | India |  |  | 0 | 0.0 |  | 0 | 0 |  | 0 | 0 | 0 | 0 |  |  | 0 | 0 | 0 |  | 0 | [5 empty] | 0 |  |  | 0 | [13 empty] | Nos | 1.0 | [10 empty] | Ringlus Electro Controls & Automation PVT LTD | [18 empty] | CGST - RNG | 9.0
[121 empty] | SGST - RNG | 9.0
| MNX550 Type 550A AC3 650A AC1 2NO+2NC Triple Pole Power Contactor L&T CS94145 | MNX550 Type 550A AC3 650A AC1 2NO+2NC Triple Pole Power Contactor L&T CS94145 | LTCON | Nos |  | MNX550 Type 550A AC3 650A AC1 2NO+2NC Triple Pole Power Contactor L&T CS94145 |  | 0 | 0 | 1 | 1 | 1 | 0.0 | 0.0 | 0.0 | 0 |  |  | 0.0 | Electrical Components | MNX550 Type 550A AC3 650A AC1 2NO+2NC Triple Pole Power Contactor L&T CS94145 | 0 | 31-12-2099 | Material Transfer | Moving Average |  | 0.0 |  | 0 | 0 |  | 0 | 0 | 0 | 0 |  | 0 | Item Attribute | 1 | Nos | 0.0 | 0.0 | 0 | 0.0 | 0 | L&T | CS94145 | India |  |  | 0 | 0.0 |  | 0 | 0 |  | 0 | 0 | 0 | 0 |  |  | 0 | 0 | 0 |  | 0 | [5 empty] | 0 |  |  | 0 | [13 empty] | Nos | 1.0 | [10 empty] | Ringlus Electro Controls & Automation PVT LTD | [18 empty] | CGST - RNG | 9.0
[121 empty] | SGST - RNG | 9.0
| MNX650 Type 650A AC3 800A AC1 2NO+2NC Triple Pole Power Contactor L&T CS96327 | MNX650 Type 650A AC3 800A AC1 2NO+2NC Triple Pole Power Contactor L&T CS96327 | LTCON | Nos |  | MNX650 Type 650A AC3 800A AC1 2NO+2NC Triple Pole Power Contactor L&T CS96327 |  | 0 | 0 | 1 | 1 | 1 | 0.0 | 0.0 | 0.0 | 0 |  |  | 0.0 | Electrical Components | MNX650 Type 650A AC3 800A AC1 2NO+2NC Triple Pole Power Contactor L&T CS96327 | 0 | 31-12-2099 | Material Transfer | Moving Average |  | 0.0 |  | 0 | 0 |  | 0 | 0 | 0 | 0 |  | 0 | Item Attribute | 1 | Nos | 0.0 | 0.0 | 0 | 0.0 | 0 | L&T | CS96327 | India |  |  | 0 | 0.0 |  | 0 | 0 |  | 0 | 0 | 0 | 0 |  |  | 0 | 0 | 0 |  | 0 | [5 empty] | 0 |  |  | 0 | [13 empty] | Nos | 1.0 | [10 empty] | Ringlus Electro Controls & Automation PVT LTD | [18 empty] | CGST - RNG | 9.0
[121 empty] | SGST - RNG | 9.0
| MO 9 9A AC3 30A AC1 1NO+1NC Triple Pole Contactor L&T CS94833 | MO 9 9A AC3 30A AC1 1NO+1NC Triple Pole Contactor L&T CS94833 | LTCON | Nos |  | MO 9 9A AC3 30A AC1 1NO+1NC Triple Pole Contactor L&T CS94833 |  | 0 | 0 | 1 | 1 | 1 | 0.0 | 0.0 | 0.0 | 0 |  |  | 0.0 | Electrical Components | MO 9 9A AC3 30A AC1 1NO+1NC Triple Pole Contactor L&T CS94833 | 0 | 31-12-2099 | Material Transfer | Moving Average |  | 0.0 |  | 0 | 0 |  | 0 | 0 | 0 | 0 |  | 0 | Item Attribute | 1 | Nos | 0.0 | 0.0 | 0 | 0.0 | 0 | L&T | CS94833 | India |  |  | 0 | 0.0 |  | 0 | 0 |  | 0 | 0 | 0 | 0 |  |  | 0 | 0 | 0 |  | 0 | [5 empty] | 0 |  |  | 0 | [13 empty] | Nos | 1.0 | [10 empty] | Ringlus Electro Controls & Automation PVT LTD | [18 empty] | CGST - RNG | 9.0
[121 empty] | SGST - RNG | 9.0
| MO12 12A AC3 32A AC1 1NO+1NC Triple Pole Contactor L&T CS94834 | MO12 12A AC3 32A AC1 1NO+1NC Triple Pole Contactor L&T CS94834 | LTCON | Nos |  | MO12 12A AC3 32A AC1 1NO+1NC Triple Pole Contactor L&T CS94834 |  | 0 | 0 | 1 | 1 | 1 | 0.0 | 0.0 | 0.0 | 0 |  |  | 0.0 | Electrical Components | MO12 12A AC3 32A AC1 1NO+1NC Triple Pole Contactor L&T CS94834 | 0 | 31-12-2099 | Material Transfer | Moving Average |  | 0.0 |  | 0 | 0 |  | 0 | 0 | 0 | 0 |  | 0 | Item Attribute | 1 | Nos | 0.0 | 0.0 | 0 | 0.0 | 0 | L&T | CS94834 | India |  |  | 0 | 0.0 |  | 0 | 0 |  | 0 | 0 | 0 | 0 |  |  | 0 | 0 | 0 |  | 0 | [5 empty] | 0 |  |  | 0 | [13 empty] | Nos | 1.0 | [10 empty] | Ringlus Electro Controls & Automation PVT LTD | [18 empty] | CGST - RNG | 9.0
[121 empty] | SGST - RNG | 9.0
| MO18 18A AC3 32A AC1 1NO+1NC Triple Pole Contactor L&T CS94835 | MO18 18A AC3 32A AC1 1NO+1NC Triple Pole Contactor L&T CS94835 | LTCON | Nos |  | MO18 18A AC3 32A AC1 1NO+1NC Triple Pole Contactor L&T CS94835 |  | 0 | 0 | 1 | 1 | 1 | 0.0 | 0.0 | 0.0 | 0 |  |  | 0.0 | Electrical Components | MO18 18A AC3 32A AC1 1NO+1NC Triple Pole Contactor L&T CS94835 | 0 | 31-12-2099 | Material Transfer | Moving Average |  | 0.0 |  | 0 | 0 |  | 0 | 0 | 0 | 0 |  | 0 | Item Attribute | 1 | Nos | 0.0 | 0.0 | 0 | 0.0 | 0 | L&T | CS94835 | India |  |  | 0 | 0.0 |  | 0 | 0 |  | 0 | 0 | 0 | 0 |  |  | 0 | 0 | 0 |  | 0 | [5 empty] | 0 |  |  | 0 | [13 empty] | Nos | 1.0 | [10 empty] | Ringlus Electro Controls & Automation PVT LTD | [18 empty] | CGST - RNG | 9.0
[121 empty] | SGST - RNG | 9.0
| MO25 25A AC3 45A AC1 Triple Pole Contactor L&T CS94567 | MO25 25A AC3 45A AC1 Triple Pole Contactor L&T CS94567 | LTCON | Nos |  | MO25 25A AC3 45A AC1 Triple Pole Contactor L&T CS94567 |  | 0 | 0 | 1 | 1 | 1 | 0.0 | 0.0 | 0.0 | 0 |  |  | 0.0 | Electrical Components | MO25 25A AC3 45A AC1 Triple Pole Contactor L&T CS94567 | 0 | 31-12-2099 | Material Transfer | Moving Average |  | 0.0 |  | 0 | 0 |  | 0 | 0 | 0 | 0 |  | 0 | Item Attribute | 1 | Nos | 0.0 | 0.0 | 0 | 0.0 | 0 | L&T | CS94567 | India |  |  | 0 | 0.0 |  | 0 | 0 |  | 0 | 0 | 0 | 0 |  |  | 0 | 0 | 0 |  | 0 | [5 empty] | 0 |  |  | 0 | [13 empty] | Nos | 1.0 | [10 empty] | Ringlus Electro Controls & Automation PVT LTD | [18 empty] | CGST - RNG | 9.0
[121 empty] | SGST - RNG | 9.0
| MO32 32A AC3 50A AC1 Triple Pole Contactor L&T CS94568 | MO32 32A AC3 50A AC1 Triple Pole Contactor L&T CS94568 | LTCON | Nos |  | MO32 32A AC3 50A AC1 Triple Pole Contactor L&T CS94568 |  | 0 | 0 | 1 | 1 | 1 | 0.0 | 0.0 | 0.0 | 0 |  |  | 0.0 | Electrical Components | MO32 32A AC3 50A AC1 Triple Pole Contactor L&T CS94568 | 0 | 31-12-2099 | Material Transfer | Moving Average |  | 0.0 |  | 0 | 0 |  | 0 | 0 | 0 | 0 |  | 0 | Item Attribute | 1 | Nos | 0.0 | 0.0 | 0 | 0.0 | 0 | L&T | CS94568 | India |  |  | 0 | 0.0 |  | 0 | 0 |  | 0 | 0 | 0 | 0 |  |  | 0 | 0 | 0 |  | 0 | [5 empty] | 0 |  |  | 0 | [13 empty] | Nos | 1.0 | [10 empty] | Ringlus Electro Controls & Automation PVT LTD | [18 empty] | CGST - RNG | 9.0
[121 empty] | SGST - RNG | 9.0
| MO40 40A AC3 50A AC1 Triple Pole Contactor L&T CS94569 | MO40 40A AC3 50A AC1 Triple Pole Contactor L&T CS94569 | LTCON | Nos |  | MO40 40A AC3 50A AC1 Triple Pole Contactor L&T CS94569 |  | 0 | 0 | 1 | 1 | 1 | 0.0 | 0.0 | 0.0 | 0 |  |  | 0.0 | Electrical Components | MO40 40A AC3 50A AC1 Triple Pole Contactor L&T CS94569 | 0 | 31-12-2099 | Material Transfer | Moving Average |  | 0.0 |  | 0 | 0 |  | 0 | 0 | 0 | 0 |  | 0 | Item Attribute | 1 | Nos | 0.0 | 0.0 | 0 | 0.0 | 0 | L&T | CS94569 | India |  |  | 0 | 0.0 |  | 0 | 0 |  | 0 | 0 | 0 | 0 |  |  | 0 | 0 | 0 |  | 0 | [5 empty] | 0 |  |  | 0 | [13 empty] | Nos | 1.0 | [10 empty] | Ringlus Electro Controls & Automation PVT LTD | [18 empty] | CGST - RNG | 9.0
[121 empty] | SGST - RNG | 9.0
| MO45 45A AC3 50A AC1 Triple Pole Contactor L&T CS94570 | MO45 45A AC3 50A AC1 Triple Pole Contactor L&T CS94570 | LTCON | Nos |  | MO45 45A AC3 50A AC1 Triple Pole Contactor L&T CS94570 |  | 0 | 0 | 1 | 1 | 1 | 0.0 | 0.0 | 0.0 | 0 |  |  | 0.0 | Electrical Components | MO45 45A AC3 50A AC1 Triple Pole Contactor L&T CS94570 | 0 | 31-12-2099 | Material Transfer | Moving Average |  | 0.0 |  | 0 | 0 |  | 0 | 0 | 0 | 0 |  | 0 | Item Attribute | 1 | Nos | 0.0 | 0.0 | 0 | 0.0 | 0 | L&T | CS94570 | India |  |  | 0 | 0.0 |  | 0 | 0 |  | 0 | 0 | 0 | 0 |  |  | 0 | 0 | 0 |  | 0 | [5 empty] | 0 |  |  | 0 | [13 empty] | Nos | 1.0 | [10 empty] | Ringlus Electro Controls & Automation PVT LTD | [18 empty] | CGST - RNG | 9.0
[121 empty] | SGST - RNG | 9.0
| MO50 50A AC3 100A AC1 Triple Pole Contactor L&T CS94572 | MO50 50A AC3 100A AC1 Triple Pole Contactor L&T CS94572 | LTCON | Nos |  | MO50 50A AC3 100A AC1 Triple Pole Contactor L&T CS94572 |  | 0 | 0 | 1 | 1 | 1 | 0.0 | 0.0 | 0.0 | 0 |  |  | 0.0 | Electrical Components | MO50 50A AC3 100A AC1 Triple Pole Contactor L&T CS94572 | 0 | 31-12-2099 | Material Transfer | Moving Average |  | 0.0 |  | 0 | 0 |  | 0 | 0 | 0 | 0 |  | 0 | Item Attribute | 1 | Nos | 0.0 | 0.0 | 0 | 0.0 | 0 | L&T | CS94572 | India |  |  | 0 | 0.0 |  | 0 | 0 |  | 0 | 0 | 0 | 0 |  |  | 0 | 0 | 0 |  | 0 | [5 empty] | 0 |  |  | 0 | [13 empty] | Nos | 1.0 | [10 empty] | Ringlus Electro Controls & Automation PVT LTD | [18 empty] | CGST - RNG | 9.0
[121 empty] | SGST - RNG | 9.0
| MO60 60A AC3 100A AC1 Triple Pole Contactor L&T CS94573 | MO60 60A AC3 100A AC1 Triple Pole Contactor L&T CS94573 | LTCON | Nos |  | MO60 60A AC3 100A AC1 Triple Pole Contactor L&T CS94573 |  | 0 | 0 | 1 | 1 | 1 | 0.0 | 0.0 | 0.0 | 0 |  |  | 0.0 | Electrical Components | MO60 60A AC3 100A AC1 Triple Pole Contactor L&T CS94573 | 0 | 31-12-2099 | Material Transfer | Moving Average |  | 0.0 |  | 0 | 0 |  | 0 | 0 | 0 | 0 |  | 0 | Item Attribute | 1 | Nos | 0.0 | 0.0 | 0 | 0.0 | 0 | L&T | CS94573 | India |  |  | 0 | 0.0 |  | 0 | 0 |  | 0 | 0 | 0 | 0 |  |  | 0 | 0 | 0 |  | 0 | [5 empty] | 0 |  |  | 0 | [13 empty] | Nos | 1.0 | [10 empty] | Ringlus Electro Controls & Automation PVT LTD | [18 empty] | CGST - RNG | 9.0
[121 empty] | SGST - RNG | 9.0
| MO70 70A AC3 100A AC1 Triple Pole Contactor L&T CS94574 | MO70 70A AC3 100A AC1 Triple Pole Contactor L&T CS94574 | LTCON | Nos |  | MO70 70A AC3 100A AC1 Triple Pole Contactor L&T CS94574 |  | 0 | 0 | 1 | 1 | 1 | 0.0 | 0.0 | 0.0 | 0 |  |  | 0.0 | Electrical Components | MO70 70A AC3 100A AC1 Triple Pole Contactor L&T CS94574 | 0 | 31-12-2099 | Material Transfer | Moving Average |  | 0.0 |  | 0 | 0 |  | 0 | 0 | 0 | 0 |  | 0 | Item Attribute | 1 | Nos | 0.0 | 0.0 | 0 | 0.0 | 0 | L&T | CS94574 | India |  |  | 0 | 0.0 |  | 0 | 0 |  | 0 | 0 | 0 | 0 |  |  | 0 | 0 | 0 |  | 0 | [5 empty] | 0 |  |  | 0 | [13 empty] | Nos | 1.0 | [10 empty] | Ringlus Electro Controls & Automation PVT LTD | [18 empty] | CGST - RNG | 9.0
[121 empty] | SGST - RNG | 9.0
| MO80 80A AC3 125A AC1 Triple Pole Contactor L&T CS94576 | MO80 80A AC3 125A AC1 Triple Pole Contactor L&T CS94576 | LTCON | Nos |  | MO80 80A AC3 125A AC1 Triple Pole Contactor L&T CS94576 |  | 0 | 0 | 1 | 1 | 1 | 0.0 | 0.0 | 0.0 | 0 |  |  | 0.0 | Electrical Components | MO80 80A AC3 125A AC1 Triple Pole Contactor L&T CS94576 | 0 | 31-12-2099 | Material Transfer | Moving Average |  | 0.0 |  | 0 | 0 |  | 0 | 0 | 0 | 0 |  | 0 | Item Attribute | 1 | Nos | 0.0 | 0.0 | 0 | 0.0 | 0 | L&T | CS94576 | India |  |  | 0 | 0.0 |  | 0 | 0 |  | 0 | 0 | 0 | 0 |  |  | 0 | 0 | 0 |  | 0 | [5 empty] | 0 |  |  | 0 | [13 empty] | Nos | 1.0 | [10 empty] | Ringlus Electro Controls & Automation PVT LTD | [18 empty] | CGST - RNG | 9.0
[121 empty] | SGST - RNG | 9.0
| MO95 95A AC3 125A AC1 Triple Pole Contactor L&T CS94577 | MO95 95A AC3 125A AC1 Triple Pole Contactor L&T CS94577 | LTCON | Nos |  | MO95 95A AC3 125A AC1 Triple Pole Contactor L&T CS94577 |  | 0 | 0 | 1 | 1 | 1 | 0.0 | 0.0 | 0.0 | 0 |  |  | 0.0 | Electrical Components | MO95 95A AC3 125A AC1 Triple Pole Contactor L&T CS94577 | 0 | 31-12-2099 | Material Transfer | Moving Average |  | 0.0 |  | 0 | 0 |  | 0 | 0 | 0 | 0 |  | 0 | Item Attribute | 1 | Nos | 0.0 | 0.0 | 0 | 0.0 | 0 | L&T | CS94577 | India |  |  | 0 | 0.0 |  | 0 | 0 |  | 0 | 0 | 0 | 0 |  |  | 0 | 0 | 0 |  | 0 | [5 empty] | 0 |  |  | 0 | [13 empty] | Nos | 1.0 | [10 empty] | Ringlus Electro Controls & Automation PVT LTD | [18 empty] | CGST - RNG | 9.0
[121 empty] | SGST - RNG | 9.0
| MO110 110A AC3 140A AC1 Triple Pole Contactor L&T CS94578 | MO110 110A AC3 140A AC1 Triple Pole Contactor L&T CS94578 | LTCON | Nos |  | MO110 110A AC3 140A AC1 Triple Pole Contactor L&T CS94578 |  | 0 | 0 | 1 | 1 | 1 | 0.0 | 0.0 | 0.0 | 0 |  |  | 0.0 | Electrical Components | MO110 110A AC3 140A AC1 Triple Pole Contactor L&T CS94578 | 0 | 31-12-2099 | Material Transfer | Moving Average |  | 0.0 |  | 0 | 0 |  | 0 | 0 | 0 | 0 |  | 0 | Item Attribute | 1 | Nos | 0.0 | 0.0 | 0 | 0.0 | 0 | L&T | CS94578 | India |  |  | 0 | 0.0 |  | 0 | 0 |  | 0 | 0 | 0 | 0 |  |  | 0 | 0 | 0 |  | 0 | [5 empty] | 0 |  |  | 0 | [13 empty] | Nos | 1.0 | [10 empty] | Ringlus Electro Controls & Automation PVT LTD | [18 empty] | CGST - RNG | 9.0
[121 empty] | SGST - RNG | 9.0
| MO140 140A AC3 250A AC1 2NO+2NC Triple Pole Contactor L&T CS95000 | MO140 140A AC3 250A AC1 2NO+2NC Triple Pole Contactor L&T CS95000 | LTCON | Nos |  | MO140 140A AC3 250A AC1 2NO+2NC Triple Pole Contactor L&T CS95000 |  | 0 | 0 | 1 | 1 | 1 | 0.0 | 0.0 | 0.0 | 0 |  |  | 0.0 | Electrical Components | MO140 140A AC3 250A AC1 2NO+2NC Triple Pole Contactor L&T CS95000 | 0 | 31-12-2099 | Material Transfer | Moving Average |  | 0.0 |  | 0 | 0 |  | 0 | 0 | 0 | 0 |  | 0 | Item Attribute | 1 | Nos | 0.0 | 0.0 | 0 | 0.0 | 0 | L&T | CS95000 | India |  |  | 0 | 0.0 |  | 0 | 0 |  | 0 | 0 | 0 | 0 |  |  | 0 | 0 | 0 |  | 0 | [5 empty] | 0 |  |  | 0 | [13 empty] | Nos | 1.0 | [10 empty] | Ringlus Electro Controls & Automation PVT LTD | [18 empty] | CGST - RNG | 9.0
[121 empty] | SGST - RNG | 9.0
| MO185 185A AC3 275A AC1 2NO+2NC Triple Pole Contactor L&T CS95001 | MO185 185A AC3 275A AC1 2NO+2NC Triple Pole Contactor L&T CS95001 | LTCON | Nos |  | MO185 185A AC3 275A AC1 2NO+2NC Triple Pole Contactor L&T CS95001 |  | 0 | 0 | 1 | 1 | 1 | 0.0 | 0.0 | 0.0 | 0 |  |  | 0.0 | Electrical Components | MO185 185A AC3 275A AC1 2NO+2NC Triple Pole Contactor L&T CS95001 | 0 | 31-12-2099 | Material Transfer | Moving Average |  | 0.0 |  | 0 | 0 |  | 0 | 0 | 0 | 0 |  | 0 | Item Attribute | 1 | Nos | 0.0 | 0.0 | 0 | 0.0 | 0 | L&T | CS95001 | India |  |  | 0 | 0.0 |  | 0 | 0 |  | 0 | 0 | 0 | 0 |  |  | 0 | 0 | 0 |  | 0 | [5 empty] | 0 |  |  | 0 | [13 empty] | Nos | 1.0 | [10 empty] | Ringlus Electro Controls & Automation PVT LTD | [18 empty] | CGST - RNG | 9.0
[121 empty] | SGST - RNG | 9.0
| MO225 225A AC3 275A AC1 2NO+2NC Triple Pole Contactor L&T CS95002 | MO225 225A AC3 275A AC1 2NO+2NC Triple Pole Contactor L&T CS95002 | LTCON | Nos |  | MO225 225A AC3 275A AC1 2NO+2NC Triple Pole Contactor L&T CS95002 |  | 0 | 0 | 1 | 1 | 1 | 0.0 | 0.0 | 0.0 | 0 |  |  | 0.0 | Electrical Components | MO225 225A AC3 275A AC1 2NO+2NC Triple Pole Contactor L&T CS95002 | 0 | 31-12-2099 | Material Transfer | Moving Average |  | 0.0 |  | 0 | 0 |  | 0 | 0 | 0 | 0 |  | 0 | Item Attribute | 1 | Nos | 0.0 | 0.0 | 0 | 0.0 | 0 | L&T | CS95002 | India |  |  | 0 | 0.0 |  | 0 | 0 |  | 0 | 0 | 0 | 0 |  |  | 0 | 0 | 0 |  | 0 | [5 empty] | 0 |  |  | 0 | [13 empty] | Nos | 1.0 | [10 empty] | Ringlus Electro Controls & Automation PVT LTD | [18 empty] | CGST - RNG | 9.0
[121 empty] | SGST - RNG | 9.0
| MO140 140A AC3 250A AC1 2NO+2NC Triple Pole Contactor Electronic Coil L&T CS95042 | MO140 140A AC3 250A AC1 2NO+2NC Triple Pole Contactor Electronic Coil L&T CS95042 | LTCON | Nos |  | MO140 140A AC3 250A AC1 2NO+2NC Triple Pole Contactor Electronic Coil L&T CS95042 |  | 0 | 0 | 1 | 1 | 1 | 0.0 | 0.0 | 0.0 | 0 |  |  | 0.0 | Electrical Components | MO140 140A AC3 250A AC1 2NO+2NC Triple Pole Contactor Electronic Coil L&T CS95042 | 0 | 31-12-2099 | Material Transfer | Moving Average |  | 0.0 |  | 0 | 0 |  | 0 | 0 | 0 | 0 |  | 0 | Item Attribute | 1 | Nos | 0.0 | 0.0 | 0 | 0.0 | 0 | L&T | CS95042 | India |  |  | 0 | 0.0 |  | 0 | 0 |  | 0 | 0 | 0 | 0 |  |  | 0 | 0 | 0 |  | 0 | [5 empty] | 0 |  |  | 0 | [13 empty] | Nos | 1.0 | [10 empty] | Ringlus Electro Controls & Automation PVT LTD | [18 empty] | CGST - RNG | 9.0
[121 empty] | SGST - RNG | 9.0
| MO185 185A AC3 275A AC1 2NO+2NC Triple Pole Contactor Electronic Coil L&T CS95047 | MO185 185A AC3 275A AC1 2NO+2NC Triple Pole Contactor Electronic Coil L&T CS95047 | LTCON | Nos |  | MO185 185A AC3 275A AC1 2NO+2NC Triple Pole Contactor Electronic Coil L&T CS95047 |  | 0 | 0 | 1 | 1 | 1 | 0.0 | 0.0 | 0.0 | 0 |  |  | 0.0 | Electrical Components | MO185 185A AC3 275A AC1 2NO+2NC Triple Pole Contactor Electronic Coil L&T CS95047 | 0 | 31-12-2099 | Material Transfer | Moving Average |  | 0.0 |  | 0 | 0 |  | 0 | 0 | 0 | 0 |  | 0 | Item Attribute | 1 | Nos | 0.0 | 0.0 | 0 | 0.0 | 0 | L&T | CS95047 | India |  |  | 0 | 0.0 |  | 0 | 0 |  | 0 | 0 | 0 | 0 |  |  | 0 | 0 | 0 |  | 0 | [5 empty] | 0 |  |  | 0 | [13 empty] | Nos | 1.0 | [10 empty] | Ringlus Electro Controls & Automation PVT LTD | [18 empty] | CGST - RNG | 9.0
[121 empty] | SGST - RNG | 9.0
| MO225 225A AC3 275A AC1 2NO+2NC Triple Pole Contactor Electronic Coil L&T CS95052 | MO225 225A AC3 275A AC1 2NO+2NC Triple Pole Contactor Electronic Coil L&T CS95052 | LTCON | Nos |  | MO225 225A AC3 275A AC1 2NO+2NC Triple Pole Contactor Electronic Coil L&T CS95052 |  | 0 | 0 | 1 | 1 | 1 | 0.0 | 0.0 | 0.0 | 0 |  |  | 0.0 | Electrical Components | MO225 225A AC3 275A AC1 2NO+2NC Triple Pole Contactor Electronic Coil L&T CS95052 | 0 | 31-12-2099 | Material Transfer | Moving Average |  | 0.0 |  | 0 | 0 |  | 0 | 0 | 0 | 0 |  | 0 | Item Attribute | 1 | Nos | 0.0 | 0.0 | 0 | 0.0 | 0 | L&T | CS95052 | India |  |  | 0 | 0.0 |  | 0 | 0 |  | 0 | 0 | 0 | 0 |  |  | 0 | 0 | 0 |  | 0 | [5 empty] | 0 |  |  | 0 | [13 empty] | Nos | 1.0 | [10 empty] | Ringlus Electro Controls & Automation PVT LTD | [18 empty] | CGST - RNG | 9.0
[121 empty] | SGST - RNG | 9.0
| MO250 250A AC3 400A AC1 2NO+2NC Triple Pole Contactor L&T CS94441 | MO250 250A AC3 400A AC1 2NO+2NC Triple Pole Contactor L&T CS94441 | LTCON | Nos |  | MO250 250A AC3 400A AC1 2NO+2NC Triple Pole Contactor L&T CS94441 |  | 0 | 0 | 1 | 1 | 1 | 0.0 | 0.0 | 0.0 | 0 |  |  | 0.0 | Electrical Components | MO250 250A AC3 400A AC1 2NO+2NC Triple Pole Contactor L&T CS94441 | 0 | 31-12-2099 | Material Transfer | Moving Average |  | 0.0 |  | 0 | 0 |  | 0 | 0 | 0 | 0 |  | 0 | Item Attribute | 1 | Nos | 0.0 | 0.0 | 0 | 0.0 | 0 | L&T | CS94441 | India |  |  | 0 | 0.0 |  | 0 | 0 |  | 0 | 0 | 0 | 0 |  |  | 0 | 0 | 0 |  | 0 | [5 empty] | 0 |  |  | 0 | [13 empty] | Nos | 1.0 | [10 empty] | Ringlus Electro Controls & Automation PVT LTD | [18 empty] | CGST - RNG | 9.0
[121 empty] | SGST - RNG | 9.0
| MO300 300A AC3 500A AC1 2NO+2NC Triple Pole Contactor L&T CS94440 | MO300 300A AC3 500A AC1 2NO+2NC Triple Pole Contactor L&T CS94440 | LTCON | Nos |  | MO300 300A AC3 500A AC1 2NO+2NC Triple Pole Contactor L&T CS94440 |  | 0 | 0 | 1 | 1 | 1 | 0.0 | 0.0 | 0.0 | 0 |  |  | 0.0 | Electrical Components | MO300 300A AC3 500A AC1 2NO+2NC Triple Pole Contactor L&T CS94440 | 0 | 31-12-2099 | Material Transfer | Moving Average |  | 0.0 |  | 0 | 0 |  | 0 | 0 | 0 | 0 |  | 0 | Item Attribute | 1 | Nos | 0.0 | 0.0 | 0 | 0.0 | 0 | L&T | CS94442 | India |  |  | 0 | 0.0 |  | 0 | 0 |  | 0 | 0 | 0 | 0 |  |  | 0 | 0 | 0 |  | 0 | [5 empty] | 0 |  |  | 0 | [13 empty] | Nos | 1.0 | [10 empty] | Ringlus Electro Controls & Automation PVT LTD | [18 empty] | CGST - RNG | 9.0
[121 empty] | SGST - RNG | 9.0
| MO250 250A AC3 400A AC1 2NO+2NC Triple Pole Contactor Electronic Coil L&T CS94456 | MO250 250A AC3 400A AC1 2NO+2NC Triple Pole Contactor Electronic Coil L&T CS94456 | LTCON | Nos |  | MO250 250A AC3 400A AC1 2NO+2NC Triple Pole Contactor Electronic Coil L&T CS94456 |  | 0 | 0 | 1 | 1 | 1 | 0.0 | 0.0 | 0.0 | 0 |  |  | 0.0 | Electrical Components | MO250 250A AC3 400A AC1 2NO+2NC Triple Pole Contactor Electronic Coil L&T CS94456 | 0 | 31-12-2099 | Material Transfer | Moving Average |  | 0.0 |  | 0 | 0 |  | 0 | 0 | 0 | 0 |  | 0 | Item Attribute | 1 | Nos | 0.0 | 0.0 | 0 | 0.0 | 0 | L&T | CS94456 | India |  |  | 0 | 0.0 |  | 0 | 0 |  | 0 | 0 | 0 | 0 |  |  | 0 | 0 | 0 |  | 0 | [5 empty] | 0 |  |  | 0 | [13 empty] | Nos | 1.0 | [10 empty] | Ringlus Electro Controls & Automation PVT LTD | [18 empty] | CGST - RNG | 9.0
[121 empty] | SGST - RNG | 9.0
| MO300 300A AC3 500A AC1 2NO+2NC Triple Pole Contactor Electronic Coil L&T CS94464 | MO300 300A AC3 500A AC1 2NO+2NC Triple Pole Contactor Electronic Coil L&T CS94464 | LTCON | Nos |  | MO300 300A AC3 500A AC1 2NO+2NC Triple Pole Contactor Electronic Coil L&T CS94464 |  | 0 | 0 | 1 | 1 | 1 | 0.0 | 0.0 | 0.0 | 0 |  |  | 0.0 | Electrical Components | MO300 300A AC3 500A AC1 2NO+2NC Triple Pole Contactor Electronic Coil L&T CS94464 | 0 | 31-12-2099 | Material Transfer | Moving Average |  | 0.0 |  | 0 | 0 |  | 0 | 0 | 0 | 0 |  | 0 | Item Attribute | 1 | Nos | 0.0 | 0.0 | 0 | 0.0 | 0 | L&T | CS94464 | India |  |  | 0 | 0.0 |  | 0 | 0 |  | 0 | 0 | 0 | 0 |  |  | 0 | 0 | 0 |  | 0 | [5 empty] | 0 |  |  | 0 | [13 empty] | Nos | 1.0 | [10 empty] | Ringlus Electro Controls & Automation PVT LTD | [18 empty] | CGST - RNG | 9.0
[121 empty] | SGST - RNG | 9.0
| MNX9-2P Type 9A AC3 25A AC1 1 NO Double Pole Power Contactor L&T CS90232 | MNX9-2P Type 9A AC3 25A AC1 1 NO Double Pole Power Contactor L&T CS90232 | LTCON | Nos |  | MNX9-2P Type 9A AC3 25A AC1 1 NO Double Pole Power Contactor L&T CS90232 |  | 0 | 0 | 1 | 1 | 1 | 0.0 | 0.0 | 0.0 | 0 |  |  | 0.0 | Electrical Components | MNX9-2P Type 9A AC3 25A AC1 1 NO Double Pole Power Contactor L&T CS90232 | 0 | 31-12-2099 | Material Transfer | Moving Average |  | 0.0 |  | 0 | 0 |  | 0 | 0 | 0 | 0 |  | 0 | Item Attribute | 1 | Nos | 0.0 | 0.0 | 0 | 0.0 | 0 | L&T | CS90232 | India |  |  | 0 | 0.0 |  | 0 | 0 |  | 0 | 0 | 0 | 0 |  |  | 0 | 0 | 0 |  | 0 | [5 empty] | 0 |  |  | 0 | [13 empty] | Nos | 1.0 | [10 empty] | Ringlus Electro Controls & Automation PVT LTD | [18 empty] | CGST - RNG | 9.0
[121 empty] | SGST - RNG | 9.0
| MNX12-2P Type 12A AC3 30A AC1 1 NO Double Pole Power Contactor L&T CS90234 | MNX12-2P Type 12A AC3 30A AC1 1 NO Double Pole Power Contactor L&T CS90234 | LTCON | Nos |  | MNX12-2P Type 12A AC3 30A AC1 1 NO Double Pole Power Contactor L&T CS90234 |  | 0 | 0 | 1 | 1 | 1 | 0.0 | 0.0 | 0.0 | 0 |  |  | 0.0 | Electrical Components | MNX12-2P Type 12A AC3 30A AC1 1 NO Double Pole Power Contactor L&T CS90234 | 0 | 31-12-2099 | Material Transfer | Moving Average |  | 0.0 |  | 0 | 0 |  | 0 | 0 | 0 | 0 |  | 0 | Item Attribute | 1 | Nos | 0.0 | 0.0 | 0 | 0.0 | 0 | L&T | CS90234 | India |  |  | 0 | 0.0 |  | 0 | 0 |  | 0 | 0 | 0 | 0 |  |  | 0 | 0 | 0 |  | 0 | [5 empty] | 0 |  |  | 0 | [13 empty] | Nos | 1.0 | [10 empty] | Ringlus Electro Controls & Automation PVT LTD | [18 empty] | CGST - RNG | 9.0
[121 empty] | SGST - RNG | 9.0
| MNX18-2P Type 18A AC3 30A AC1 1 NO Double Pole Power Contactor L&T CS90236 | MNX18-2P Type 18A AC3 30A AC1 1 NO Double Pole Power Contactor L&T CS90236 | LTCON | Nos |  | MNX18-2P Type 18A AC3 30A AC1 1 NO Double Pole Power Contactor L&T CS90236 |  | 0 | 0 | 1 | 1 | 1 | 0.0 | 0.0 | 0.0 | 0 |  |  | 0.0 | Electrical Components | MNX18-2P Type 18A AC3 30A AC1 1 NO Double Pole Power Contactor L&T CS90236 | 0 | 31-12-2099 | Material Transfer | Moving Average |  | 0.0 |  | 0 | 0 |  | 0 | 0 | 0 | 0 |  | 0 | Item Attribute | 1 | Nos | 0.0 | 0.0 | 0 | 0.0 | 0 | L&T | CS90236 | India |  |  | 0 | 0.0 |  | 0 | 0 |  | 0 | 0 | 0 | 0 |  |  | 0 | 0 | 0 |  | 0 | [5 empty] | 0 |  |  | 0 | [13 empty] | Nos | 1.0 | [10 empty] | Ringlus Electro Controls & Automation PVT LTD | [18 empty] | CGST - RNG | 9.0
[121 empty] | SGST - RNG | 9.0
| MNX22-2P Type 22A AC3 32A AC1 1 NO Double Pole Power Contactor L&T CS90238 | MNX22-2P Type 22A AC3 32A AC1 1 NO Double Pole Power Contactor L&T CS90238 | LTCON | Nos |  | MNX22-2P Type 22A AC3 32A AC1 1 NO Double Pole Power Contactor L&T CS90238 |  | 0 | 0 | 1 | 1 | 1 | 0.0 | 0.0 | 0.0 | 0 |  |  | 0.0 | Electrical Components | MNX22-2P Type 22A AC3 32A AC1 1 NO Double Pole Power Contactor L&T CS90238 | 0 | 31-12-2099 | Material Transfer | Moving Average |  | 0.0 |  | 0 | 0 |  | 0 | 0 | 0 | 0 |  | 0 | Item Attribute | 1 | Nos | 0.0 | 0.0 | 0 | 0.0 | 0 | L&T | CS90238 | India |  |  | 0 | 0.0 |  | 0 | 0 |  | 0 | 0 | 0 | 0 |  |  | 0 | 0 | 0 |  | 0 | [5 empty] | 0 |  |  | 0 | [13 empty] | Nos | 1.0 | [10 empty] | Ringlus Electro Controls & Automation PVT LTD | [18 empty] | CGST - RNG | 9.0
[121 empty] | SGST - RNG | 9.0
| MNX25-2P Type 25A AC3 45A AC1 Double Pole Power Contactor L&T CS90240 | MNX25-2P Type 25A AC3 45A AC1 Double Pole Power Contactor L&T CS90240 | LTCON | Nos |  | MNX25-2P Type 25A AC3 45A AC1 Double Pole Power Contactor L&T CS90240 |  | 0 | 0 | 1 | 1 | 1 | 0.0 | 0.0 | 0.0 | 0 |  |  | 0.0 | Electrical Components | MNX25-2P Type 25A AC3 45A AC1 Double Pole Power Contactor L&T CS90240 | 0 | 31-12-2099 | Material Transfer | Moving Average |  | 0.0 |  | 0 | 0 |  | 0 | 0 | 0 | 0 |  | 0 | Item Attribute | 1 | Nos | 0.0 | 0.0 | 0 | 0.0 | 0 | L&T | CS90240 | India |  |  | 0 | 0.0 |  | 0 | 0 |  | 0 | 0 | 0 | 0 |  |  | 0 | 0 | 0 |  | 0 | [5 empty] | 0 |  |  | 0 | [13 empty] | Nos | 1.0 | [10 empty] | Ringlus Electro Controls & Automation PVT LTD | [18 empty] | CGST - RNG | 9.0
[121 empty] | SGST - RNG | 9.0
| MNX32-2P Type 32A AC3 55A AC1 Double Pole Power Contactor L&T CS90241 | MNX32-2P Type 32A AC3 55A AC1 Double Pole Power Contactor L&T CS90241 | LTCON | Nos |  | MNX32-2P Type 32A AC3 55A AC1 Double Pole Power Contactor L&T CS90241 |  | 0 | 0 | 1 | 1 | 1 | 0.0 | 0.0 | 0.0 | 0 |  |  | 0.0 | Electrical Components | MNX32-2P Type 32A AC3 55A AC1 Double Pole Power Contactor L&T CS90241 | 0 | 31-12-2099 | Material Transfer | Moving Average |  | 0.0 |  | 0 | 0 |  | 0 | 0 | 0 | 0 |  | 0 | Item Attribute | 1 | Nos | 0.0 | 0.0 | 0 | 0.0 | 0 | L&T | CS90241 | India |  |  | 0 | 0.0 |  | 0 | 0 |  | 0 | 0 | 0 | 0 |  |  | 0 | 0 | 0 |  | 0 | [5 empty] | 0 |  |  | 0 | [13 empty] | Nos | 1.0 | [10 empty] | Ringlus Electro Controls & Automation PVT LTD | [18 empty] | CGST - RNG | 9.0
[121 empty] | SGST - RNG | 9.0
| MNX40-2P Type 40A AC3 55A AC1 Double Pole Power Contactor L&T CS90242 | MNX40-2P Type 40A AC3 55A AC1 Double Pole Power Contactor L&T CS90242 | LTCON | Nos |  | MNX40-2P Type 40A AC3 55A AC1 Double Pole Power Contactor L&T CS90242 |  | 0 | 0 | 1 | 1 | 1 | 0.0 | 0.0 | 0.0 | 0 |  |  | 0.0 | Electrical Components | MNX40-2P Type 40A AC3 55A AC1 Double Pole Power Contactor L&T CS90242 | 0 | 31-12-2099 | Material Transfer | Moving Average |  | 0.0 |  | 0 | 0 |  | 0 | 0 | 0 | 0 |  | 0 | Item Attribute | 1 | Nos | 0.0 | 0.0 | 0 | 0.0 | 0 | L&T | CS90242 | India |  |  | 0 | 0.0 |  | 0 | 0 |  | 0 | 0 | 0 | 0 |  |  | 0 | 0 | 0 |  | 0 | [5 empty] | 0 |  |  | 0 | [13 empty] | Nos | 1.0 | [10 empty] | Ringlus Electro Controls & Automation PVT LTD | [18 empty] | CGST - RNG | 9.0
[121 empty] | SGST - RNG | 9.0
| MNX50-2P Type 50A AC3 85A AC1 Double Pole Power Contactor L&T CS94061 | MNX50-2P Type 50A AC3 85A AC1 Double Pole Power Contactor L&T CS94061 | LTCON | Nos |  | MNX50-2P Type 50A AC3 85A AC1 Double Pole Power Contactor L&T CS94061 |  | 0 | 0 | 1 | 1 | 1 | 0.0 | 0.0 | 0.0 | 0 |  |  | 0.0 | Electrical Components | MNX50-2P Type 50A AC3 85A AC1 Double Pole Power Contactor L&T CS94061 | 0 | 31-12-2099 | Material Transfer | Moving Average |  | 0.0 |  | 0 | 0 |  | 0 | 0 | 0 | 0 |  | 0 | Item Attribute | 1 | Nos | 0.0 | 0.0 | 0 | 0.0 | 0 | L&T | CS94061 | India |  |  | 0 | 0.0 |  | 0 | 0 |  | 0 | 0 | 0 | 0 |  |  | 0 | 0 | 0 |  | 0 | [5 empty] | 0 |  |  | 0 | [13 empty] | Nos | 1.0 | [10 empty] | Ringlus Electro Controls & Automation PVT LTD | [18 empty] | CGST - RNG | 9.0
[121 empty] | SGST - RNG | 9.0
| MNX70-2P Type 70A AC3 100A AC1 Double Pole Power Contactor L&T CS94062 | MNX70-2P Type 70A AC3 100A AC1 Double Pole Power Contactor L&T CS94062 | LTCON | Nos |  | MNX70-2P Type 70A AC3 100A AC1 Double Pole Power Contactor L&T CS94062 |  | 0 | 0 | 1 | 1 | 1 | 0.0 | 0.0 | 0.0 | 0 |  |  | 0.0 | Electrical Components | MNX70-2P Type 70A AC3 100A AC1 Double Pole Power Contactor L&T CS94062 | 0 | 31-12-2099 | Material Transfer | Moving Average |  | 0.0 |  | 0 | 0 |  | 0 | 0 | 0 | 0 |  | 0 | Item Attribute | 1 | Nos | 0.0 | 0.0 | 0 | 0.0 | 0 | L&T | CS94062 | India |  |  | 0 | 0.0 |  | 0 | 0 |  | 0 | 0 | 0 | 0 |  |  | 0 | 0 | 0 |  | 0 | [5 empty] | 0 |  |  | 0 | [13 empty] | Nos | 1.0 | [10 empty] | Ringlus Electro Controls & Automation PVT LTD | [18 empty] | CGST - RNG | 9.0
[121 empty] | SGST - RNG | 9.0
| MNX80-2P Type 80A AC3 100A AC1 Double Pole Power Contactor L&T CS94063 | MNX80-2P Type 80A AC3 100A AC1 Double Pole Power Contactor L&T CS94063 | LTCON | Nos |  | MNX80-2P Type 80A AC3 100A AC1 Double Pole Power Contactor L&T CS94063 |  | 0 | 0 | 1 | 1 | 1 | 0.0 | 0.0 | 0.0 | 0 |  |  | 0.0 | Electrical Components | MNX80-2P Type 80A AC3 100A AC1 Double Pole Power Contactor L&T CS94063 | 0 | 31-12-2099 | Material Transfer | Moving Average |  | 0.0 |  | 0 | 0 |  | 0 | 0 | 0 | 0 |  | 0 | Item Attribute | 1 | Nos | 0.0 | 0.0 | 0 | 0.0 | 0 | L&T | CS94063 | India |  |  | 0 | 0.0 |  | 0 | 0 |  | 0 | 0 | 0 | 0 |  |  | 0 | 0 | 0 |  | 0 | [5 empty] | 0 |  |  | 0 | [13 empty] | Nos | 1.0 | [10 empty] | Ringlus Electro Controls & Automation PVT LTD | [18 empty] | CGST - RNG | 9.0
[121 empty] | SGST - RNG | 9.0
| MNX95-2P Type 95A AC3 160A AC1 2NO+2NC Double Pole Power Contactor L&T CS94064 | MNX95-2P Type 95A AC3 160A AC1 2NO+2NC Double Pole Power Contactor L&T CS94064 | LTCON | Nos |  | MNX95-2P Type 95A AC3 160A AC1 2NO+2NC Double Pole Power Contactor L&T CS94064 |  | 0 | 0 | 1 | 1 | 1 | 0.0 | 0.0 | 0.0 | 0 |  |  | 0.0 | Electrical Components | MNX95-2P Type 95A AC3 160A AC1 2NO+2NC Double Pole Power Contactor L&T CS94064 | 0 | 31-12-2099 | Material Transfer | Moving Average |  | 0.0 |  | 0 | 0 |  | 0 | 0 | 0 | 0 |  | 0 | Item Attribute | 1 | Nos | 0.0 | 0.0 | 0 | 0.0 | 0 | L&T | CS94064 | India |  |  | 0 | 0.0 |  | 0 | 0 |  | 0 | 0 | 0 | 0 |  |  | 0 | 0 | 0 |  | 0 | [5 empty] | 0 |  |  | 0 | [13 empty] | Nos | 1.0 | [10 empty] | Ringlus Electro Controls & Automation PVT LTD | [18 empty] | CGST - RNG | 9.0
[121 empty] | SGST - RNG | 9.0
| MNX110-2P Type 110A AC3 160A AC1 2NO+2NC Double Pole Power Contactor L&T CS94065 | MNX110-2P Type 110A AC3 160A AC1 2NO+2NC Double Pole Power Contactor L&T CS94065 | LTCON | Nos |  | MNX110-2P Type 110A AC3 160A AC1 2NO+2NC Double Pole Power Contactor L&T CS94065 |  | 0 | 0 | 1 | 1 | 1 | 0.0 | 0.0 | 0.0 | 0 |  |  | 0.0 | Electrical Components | MNX110-2P Type 110A AC3 160A AC1 2NO+2NC Double Pole Power Contactor L&T CS94065 | 0 | 31-12-2099 | Material Transfer | Moving Average |  | 0.0 |  | 0 | 0 |  | 0 | 0 | 0 | 0 |  | 0 | Item Attribute | 1 | Nos | 0.0 | 0.0 | 0 | 0.0 | 0 | L&T | CS94065 | India |  |  | 0 | 0.0 |  | 0 | 0 |  | 0 | 0 | 0 | 0 |  |  | 0 | 0 | 0 |  | 0 | [5 empty] | 0 |  |  | 0 | [13 empty] | Nos | 1.0 | [10 empty] | Ringlus Electro Controls & Automation PVT LTD | [18 empty] | CGST - RNG | 9.0
[121 empty] | SGST - RNG | 9.0
| MNX140-2P Type 140A AC3 160A AC1 2NO+2NC Double Pole Power Contactor L&T CS94066 | MNX140-2P Type 140A AC3 160A AC1 2NO+2NC Double Pole Power Contactor L&T CS94066 | LTCON | Nos |  | MNX140-2P Type 140A AC3 160A AC1 2NO+2NC Double Pole Power Contactor L&T CS94066 |  | 0 | 0 | 1 | 1 | 1 | 0.0 | 0.0 | 0.0 | 0 |  |  | 0.0 | Electrical Components | MNX140-2P Type 140A AC3 160A AC1 2NO+2NC Double Pole Power Contactor L&T CS94066 | 0 | 31-12-2099 | Material Transfer | Moving Average |  | 0.0 |  | 0 | 0 |  | 0 | 0 | 0 | 0 |  | 0 | Item Attribute | 1 | Nos | 0.0 | 0.0 | 0 | 0.0 | 0 | L&T | CS94066 | India |  |  | 0 | 0.0 |  | 0 | 0 |  | 0 | 0 | 0 | 0 |  |  | 0 | 0 | 0 |  | 0 | [5 empty] | 0 |  |  | 0 | [13 empty] | Nos | 1.0 | [10 empty] | Ringlus Electro Controls & Automation PVT LTD | [18 empty] | CGST - RNG | 9.0
[121 empty] | SGST - RNG | 9.0
| MNX185-2P Type 185A AC3 250A AC1 2NO+2NC Double Pole Power Contactor L&T CS94978 | MNX185-2P Type 185A AC3 250A AC1 2NO+2NC Double Pole Power Contactor L&T CS94978 | LTCON | Nos |  | MNX185-2P Type 185A AC3 250A AC1 2NO+2NC Double Pole Power Contactor L&T CS94978 |  | 0 | 0 | 1 | 1 | 1 | 0.0 | 0.0 | 0.0 | 0 |  |  | 0.0 | Electrical Components | MNX185-2P Type 185A AC3 250A AC1 2NO+2NC Double Pole Power Contactor L&T CS94978 | 0 | 31-12-2099 | Material Transfer | Moving Average |  | 0.0 |  | 0 | 0 |  | 0 | 0 | 0 | 0 |  | 0 | Item Attribute | 1 | Nos | 0.0 | 0.0 | 0 | 0.0 | 0 | L&T | CS94978 | India |  |  | 0 | 0.0 |  | 0 | 0 |  | 0 | 0 | 0 | 0 |  |  | 0 | 0 | 0 |  | 0 | [5 empty] | 0 |  |  | 0 | [13 empty] | Nos | 1.0 | [10 empty] | Ringlus Electro Controls & Automation PVT LTD | [18 empty] | CGST - RNG | 9.0
[121 empty] | SGST - RNG | 9.0
| MNX225-2P Type 225A AC3 300A AC1 2NO+2NC Double Pole Power Contactor L&T CS94979 | MNX225-2P Type 225A AC3 300A AC1 2NO+2NC Double Pole Power Contactor L&T CS94979 | LTCON | Nos |  | MNX225-2P Type 225A AC3 300A AC1 2NO+2NC Double Pole Power Contactor L&T CS94979 |  | 0 | 0 | 1 | 1 | 1 | 0.0 | 0.0 | 0.0 | 0 |  |  | 0.0 | Electrical Components | MNX225-2P Type 225A AC3 300A AC1 2NO+2NC Double Pole Power Contactor L&T CS94979 | 0 | 31-12-2099 | Material Transfer | Moving Average |  | 0.0 |  | 0 | 0 |  | 0 | 0 | 0 | 0 |  | 0 | Item Attribute | 1 | Nos | 0.0 | 0.0 | 0 | 0.0 | 0 | L&T | CS94979 | India |  |  | 0 | 0.0 |  | 0 | 0 |  | 0 | 0 | 0 | 0 |  |  | 0 | 0 | 0 |  | 0 | [5 empty] | 0 |  |  | 0 | [13 empty] | Nos | 1.0 | [10 empty] | Ringlus Electro Controls & Automation PVT LTD | [18 empty] | CGST - RNG | 9.0
[121 empty] | SGST - RNG | 9.0
| MNX250-2P Type 250A AC3 300A AC1 2NO+2NC Double Pole Power Contactor L&T CS90301 | MNX250-2P Type 250A AC3 300A AC1 2NO+2NC Double Pole Power Contactor L&T CS90301 | LTCON | Nos |  | MNX250-2P Type 250A AC3 300A AC1 2NO+2NC Double Pole Power Contactor L&T CS90301 |  | 0 | 0 | 1 | 1 | 1 | 0.0 | 0.0 | 0.0 | 0 |  |  | 0.0 | Electrical Components | MNX250-2P Type 250A AC3 300A AC1 2NO+2NC Double Pole Power Contactor L&T CS90301 | 0 | 31-12-2099 | Material Transfer | Moving Average |  | 0.0 |  | 0 | 0 |  | 0 | 0 | 0 | 0 |  | 0 | Item Attribute | 1 | Nos | 0.0 | 0.0 | 0 | 0.0 | 0 | L&T | CS90301 | India |  |  | 0 | 0.0 |  | 0 | 0 |  | 0 | 0 | 0 | 0 |  |  | 0 | 0 | 0 |  | 0 | [5 empty] | 0 |  |  | 0 | [13 empty] | Nos | 1.0 | [10 empty] | Ringlus Electro Controls & Automation PVT LTD | [18 empty] | CGST - RNG | 9.0
[121 empty] | SGST - RNG | 9.0
| MNX300-2P Type 300A AC3 400A AC1 2NO+2NC Double Pole Power Contactor L&T CS90346 | MNX300-2P Type 300A AC3 400A AC1 2NO+2NC Double Pole Power Contactor L&T CS90346 | LTCON | Nos |  | MNX300-2P Type 300A AC3 400A AC1 2NO+2NC Double Pole Power Contactor L&T CS90346 |  | 0 | 0 | 1 | 1 | 1 | 0.0 | 0.0 | 0.0 | 0 |  |  | 0.0 | Electrical Components | MNX300-2P Type 300A AC3 400A AC1 2NO+2NC Double Pole Power Contactor L&T CS90346 | 0 | 31-12-2099 | Material Transfer | Moving Average |  | 0.0 |  | 0 | 0 |  | 0 | 0 | 0 | 0 |  | 0 | Item Attribute | 1 | Nos | 0.0 | 0.0 | 0 | 0.0 | 0 | L&T | CS90346 | India |  |  | 0 | 0.0 |  | 0 | 0 |  | 0 | 0 | 0 | 0 |  |  | 0 | 0 | 0 |  | 0 | [5 empty] | 0 |  |  | 0 | [13 empty] | Nos | 1.0 | [10 empty] | Ringlus Electro Controls & Automation PVT LTD | [18 empty] | CGST - RNG | 9.0
[121 empty] | SGST - RNG | 9.0
| MNX400-2P Type 400A AC3 425A AC1 2NO+2NC Double Pole Power Contactor L&T CS94069 | MNX400-2P Type 400A AC3 425A AC1 2NO+2NC Double Pole Power Contactor L&T CS94069 | LTCON | Nos |  | MNX400-2P Type 400A AC3 425A AC1 2NO+2NC Double Pole Power Contactor L&T CS94069 |  | 0 | 0 | 1 | 1 | 1 | 0.0 | 0.0 | 0.0 | 0 |  |  | 0.0 | Electrical Components | MNX400-2P Type 400A AC3 425A AC1 2NO+2NC Double Pole Power Contactor L&T CS94069 | 0 | 31-12-2099 | Material Transfer | Moving Average |  | 0.0 |  | 0 | 0 |  | 0 | 0 | 0 | 0 |  | 0 | Item Attribute | 1 | Nos | 0.0 | 0.0 | 0 | 0.0 | 0 | L&T | CS94069 | India |  |  | 0 | 0.0 |  | 0 | 0 |  | 0 | 0 | 0 | 0 |  |  | 0 | 0 | 0 |  | 0 | [5 empty] | 0 |  |  | 0 | [13 empty] | Nos | 1.0 | [10 empty] | Ringlus Electro Controls & Automation PVT LTD | [18 empty] | CGST - RNG | 9.0
[121 empty] | SGST - RNG | 9.0
| MNX550-2P Type 550A AC3 650A AC1 2NO+2NC Double Pole Power Contactor L&T CS90243 | MNX550-2P Type 550A AC3 650A AC1 2NO+2NC Double Pole Power Contactor L&T CS90243 | LTCON | Nos |  | MNX550-2P Type 550A AC3 650A AC1 2NO+2NC Double Pole Power Contactor L&T CS90243 |  | 0 | 0 | 1 | 1 | 1 | 0.0 | 0.0 | 0.0 | 0 |  |  | 0.0 | Electrical Components | MNX550-2P Type 550A AC3 650A AC1 2NO+2NC Double Pole Power Contactor L&T CS90243 | 0 | 31-12-2099 | Material Transfer | Moving Average |  | 0.0 |  | 0 | 0 |  | 0 | 0 | 0 | 0 |  | 0 | Item Attribute | 1 | Nos | 0.0 | 0.0 | 0 | 0.0 | 0 | L&T | CS90243 | India |  |  | 0 | 0.0 |  | 0 | 0 |  | 0 | 0 | 0 | 0 |  |  | 0 | 0 | 0 |  | 0 | [5 empty] | 0 |  |  | 0 | [13 empty] | Nos | 1.0 | [10 empty] | Ringlus Electro Controls & Automation PVT LTD | [18 empty] | CGST - RNG | 9.0
[121 empty] | SGST - RNG | 9.0
| MNX650-2P Type 650A AC3 800A AC1 2NO+2NC Double Pole Power Contactor L&T CS90578 | MNX650-2P Type 650A AC3 800A AC1 2NO+2NC Double Pole Power Contactor L&T CS90578 | LTCON | Nos |  | MNX650-2P Type 650A AC3 800A AC1 2NO+2NC Double Pole Power Contactor L&T CS90578 |  | 0 | 0 | 1 | 1 | 1 | 0.0 | 0.0 | 0.0 | 0 |  |  | 0.0 | Electrical Components | MNX650-2P Type 650A AC3 800A AC1 2NO+2NC Double Pole Power Contactor L&T CS90578 | 0 | 31-12-2099 | Material Transfer | Moving Average |  | 0.0 |  | 0 | 0 |  | 0 | 0 | 0 | 0 |  | 0 | Item Attribute | 1 | Nos | 0.0 | 0.0 | 0 | 0.0 | 0 | L&T | CS90578 | India |  |  | 0 | 0.0 |  | 0 | 0 |  | 0 | 0 | 0 | 0 |  |  | 0 | 0 | 0 |  | 0 | [5 empty] | 0 |  |  | 0 | [13 empty] | Nos | 1.0 | [10 empty] | Ringlus Electro Controls & Automation PVT LTD | [18 empty] | CGST - RNG | 9.0
[121 empty] | SGST - RNG | 9.0
| MX06 Type 6A AC3 20A AC1 1NO Double Pole Power Contactor L&T CS94012 | MX06 Type 6A AC3 20A AC1 1NO Double Pole Power Contactor L&T CS94012 | LTCON | Nos |  | MX06 Type 6A AC3 20A AC1 1NO Double Pole Power Contactor L&T CS94012 |  | 0 | 0 | 1 | 1 | 1 | 0.0 | 0.0 | 0.0 | 0 |  |  | 0.0 | Electrical Components | MX06 Type 6A AC3 20A AC1 1NO Double Pole Power Contactor L&T CS94012 | 0 | 31-12-2099 | Material Transfer | Moving Average |  | 0.0 |  | 0 | 0 |  | 0 | 0 | 0 | 0 |  | 0 | Item Attribute | 1 | Nos | 0.0 | 0.0 | 0 | 0.0 | 0 | L&T | CS94012 | India |  |  | 0 | 0.0 |  | 0 | 0 |  | 0 | 0 | 0 | 0 |  |  | 0 | 0 | 0 |  | 0 | [5 empty] | 0 |  |  | 0 | [13 empty] | Nos | 1.0 | [10 empty] | Ringlus Electro Controls & Automation PVT LTD | [18 empty] | CGST - RNG | 9.0
[121 empty] | SGST - RNG | 9.0
| MX06 Type 6A AC3 20A AC1 1NC Double Pole Power Contactor L&T CS94013 | MX06 Type 6A AC3 20A AC1 1NC Double Pole Power Contactor L&T CS94013 | LTCON | Nos |  | MX06 Type 6A AC3 20A AC1 1NC Double Pole Power Contactor L&T CS94013 |  | 0 | 0 | 1 | 1 | 1 | 0.0 | 0.0 | 0.0 | 0 |  |  | 0.0 | Electrical Components | MX06 Type 6A AC3 20A AC1 1NC Double Pole Power Contactor L&T CS94013 | 0 | 31-12-2099 | Material Transfer | Moving Average |  | 0.0 |  | 0 | 0 |  | 0 | 0 | 0 | 0 |  | 0 | Item Attribute | 1 | Nos | 0.0 | 0.0 | 0 | 0.0 | 0 | L&T | CS94013 | India |  |  | 0 | 0.0 |  | 0 | 0 |  | 0 | 0 | 0 | 0 |  |  | 0 | 0 | 0 |  | 0 | [5 empty] | 0 |  |  | 0 | [13 empty] | Nos | 1.0 | [10 empty] | Ringlus Electro Controls & Automation PVT LTD | [18 empty] | CGST - RNG | 9.0
[121 empty] | SGST - RNG | 9.0
| MX09 Type 9A AC3 20A AC1 1NO Double Pole Power Contactor L&T CS94014 | MX09 Type 9A AC3 20A AC1 1NO Double Pole Power Contactor L&T CS94014 | LTCON | Nos |  | MX09 Type 9A AC3 20A AC1 1NO Double Pole Power Contactor L&T CS94014 |  | 0 | 0 | 1 | 1 | 1 | 0.0 | 0.0 | 0.0 | 0 |  |  | 0.0 | Electrical Components | MX09 Type 9A AC3 20A AC1 1NO Double Pole Power Contactor L&T CS94014 | 0 | 31-12-2099 | Material Transfer | Moving Average |  | 0.0 |  | 0 | 0 |  | 0 | 0 | 0 | 0 |  | 0 | Item Attribute | 1 | Nos | 0.0 | 0.0 | 0 | 0.0 | 0 | L&T | CS94014 | India |  |  | 0 | 0.0 |  | 0 | 0 |  | 0 | 0 | 0 | 0 |  |  | 0 | 0 | 0 |  | 0 | [5 empty] | 0 |  |  | 0 | [13 empty] | Nos | 1.0 | [10 empty] | Ringlus Electro Controls & Automation PVT LTD | [18 empty] | CGST - RNG | 9.0
[121 empty] | SGST - RNG | 9.0
| MX09 Type 9A AC3 20A AC1 1NC Double Pole Power Contactor L&T CS94015 | MX09 Type 9A AC3 20A AC1 1NC Double Pole Power Contactor L&T CS94015 | LTCON | Nos |  | MX09 Type 9A AC3 20A AC1 1NC Double Pole Power Contactor L&T CS94015 |  | 0 | 0 | 1 | 1 | 1 | 0.0 | 0.0 | 0.0 | 0 |  |  | 0.0 | Electrical Components | MX09 Type 9A AC3 20A AC1 1NC Double Pole Power Contactor L&T CS94015 | 0 | 31-12-2099 | Material Transfer | Moving Average |  | 0.0 |  | 0 | 0 |  | 0 | 0 | 0 | 0 |  | 0 | Item Attribute | 1 | Nos | 0.0 | 0.0 | 0 | 0.0 | 0 | L&T | CS94015 | India |  |  | 0 | 0.0 |  | 0 | 0 |  | 0 | 0 | 0 | 0 |  |  | 0 | 0 | 0 |  | 0 | [5 empty] | 0 |  |  | 0 | [13 empty] | Nos | 1.0 | [10 empty] | Ringlus Electro Controls & Automation PVT LTD | [18 empty] | CGST - RNG | 9.0
[121 empty] | SGST - RNG | 9.0
| MX12 Type 12A AC3 20A AC1 1NO Double Pole Power Contactor L&T CS94016 | MX12 Type 12A AC3 20A AC1 1NO Double Pole Power Contactor L&T CS94016 | LTCON | Nos |  | MX12 Type 12A AC3 20A AC1 1NO Double Pole Power Contactor L&T CS94016 |  | 0 | 0 | 1 | 1 | 1 | 0.0 | 0.0 | 0.0 | 0 |  |  | 0.0 | Electrical Components | MX12 Type 12A AC3 20A AC1 1NO Double Pole Power Contactor L&T CS94016 | 0 | 31-12-2099 | Material Transfer | Moving Average |  | 0.0 |  | 0 | 0 |  | 0 | 0 | 0 | 0 |  | 0 | Item Attribute | 1 | Nos | 0.0 | 0.0 | 0 | 0.0 | 0 | L&T | CS94016 | India |  |  | 0 | 0.0 |  | 0 | 0 |  | 0 | 0 | 0 | 0 |  |  | 0 | 0 | 0 |  | 0 | [5 empty] | 0 |  |  | 0 | [13 empty] | Nos | 1.0 | [10 empty] | Ringlus Electro Controls & Automation PVT LTD | [18 empty] | CGST - RNG | 9.0
[121 empty] | SGST - RNG | 9.0
| MX12 Type 12A AC3 20A AC1 1NC Double Pole Power Contactor L&T CS94017 | MX12 Type 12A AC3 20A AC1 1NC Double Pole Power Contactor L&T CS94017 | LTCON | Nos |  | MX12 Type 12A AC3 20A AC1 1NC Double Pole Power Contactor L&T CS94017 |  | 0 | 0 | 1 | 1 | 1 | 0.0 | 0.0 | 0.0 | 0 |  |  | 0.0 | Electrical Components | MX12 Type 12A AC3 20A AC1 1NC Double Pole Power Contactor L&T CS94017 | 0 | 31-12-2099 | Material Transfer | Moving Average |  | 0.0 |  | 0 | 0 |  | 0 | 0 | 0 | 0 |  | 0 | Item Attribute | 1 | Nos | 0.0 | 0.0 | 0 | 0.0 | 0 | L&T | CS94017 | India |  |  | 0 | 0.0 |  | 0 | 0 |  | 0 | 0 | 0 | 0 |  |  | 0 | 0 | 0 |  | 0 | [5 empty] | 0 |  |  | 0 | [13 empty] | Nos | 1.0 | [10 empty] | Ringlus Electro Controls & Automation PVT LTD | [18 empty] | CGST - RNG | 9.0
[121 empty] | SGST - RNG | 9.0
| MCX01 Type 16A AC1 Four Pole Power Contactor L&T CS97009 | MCX01 Type 16A AC1 Four Pole Power Contactor L&T CS97009 | LTCON | Nos |  | MCX01 Type 16A AC1 Four Pole Power Contactor L&T CS97009 |  | 0 | 0 | 1 | 1 | 1 | 0.0 | 0.0 | 0.0 | 0 |  |  | 0.0 | Electrical Components | MCX01 Type 16A AC1 Four Pole Power Contactor L&T CS97009 | 0 | 31-12-2099 | Material Transfer | Moving Average |  | 0.0 |  | 0 | 0 |  | 0 | 0 | 0 | 0 |  | 0 | Item Attribute | 1 | Nos | 0.0 | 0.0 | 0 | 0.0 | 0 | L&T | CS97009 | India |  |  | 0 | 0.0 |  | 0 | 0 |  | 0 | 0 | 0 | 0 |  |  | 0 | 0 | 0 |  | 0 | [5 empty] | 0 |  |  | 0 | [13 empty] | Nos | 1.0 | [10 empty] | Ringlus Electro Controls & Automation PVT LTD | [18 empty] | CGST - RNG | 9.0
[121 empty] | SGST - RNG | 9.0
| MCX02 Type 25A AC1 Four Pole Power Contactor L&T CS97010 | MCX02 Type 25A AC1 Four Pole Power Contactor L&T CS97010 | LTCON | Nos |  | MCX02 Type 25A AC1 Four Pole Power Contactor L&T CS97010 |  | 0 | 0 | 1 | 1 | 1 | 0.0 | 0.0 | 0.0 | 0 |  |  | 0.0 | Electrical Components | MCX02 Type 25A AC1 Four Pole Power Contactor L&T CS97010 | 0 | 31-12-2099 | Material Transfer | Moving Average |  | 0.0 |  | 0 | 0 |  | 0 | 0 | 0 | 0 |  | 0 | Item Attribute | 1 | Nos | 0.0 | 0.0 | 0 | 0.0 | 0 | L&T | CS97010 | India |  |  | 0 | 0.0 |  | 0 | 0 |  | 0 | 0 | 0 | 0 |  |  | 0 | 0 | 0 |  | 0 | [5 empty] | 0 |  |  | 0 | [13 empty] | Nos | 1.0 | [10 empty] | Ringlus Electro Controls & Automation PVT LTD | [18 empty] | CGST - RNG | 9.0
[121 empty] | SGST - RNG | 9.0
| MCX03 Type 32A AC1 Four Pole Power Contactor L&T CS97011 | MCX03 Type 32A AC1 Four Pole Power Contactor L&T CS97011 | LTCON | Nos |  | MCX03 Type 32A AC1 Four Pole Power Contactor L&T CS97011 |  | 0 | 0 | 1 | 1 | 1 | 0.0 | 0.0 | 0.0 | 0 |  |  | 0.0 | Electrical Components | MCX03 Type 32A AC1 Four Pole Power Contactor L&T CS97011 | 0 | 31-12-2099 | Material Transfer | Moving Average |  | 0.0 |  | 0 | 0 |  | 0 | 0 | 0 | 0 |  | 0 | Item Attribute | 1 | Nos | 0.0 | 0.0 | 0 | 0.0 | 0 | L&T | CS97011 | India |  |  | 0 | 0.0 |  | 0 | 0 |  | 0 | 0 | 0 | 0 |  |  | 0 | 0 | 0 |  | 0 | [5 empty] | 0 |  |  | 0 | [13 empty] | Nos | 1.0 | [10 empty] | Ringlus Electro Controls & Automation PVT LTD | [18 empty] | CGST - RNG | 9.0
[121 empty] | SGST - RNG | 9.0
| MCX04 Type 40A AC1 Four Pole Power Contactor L&T CS97012 | MCX04 Type 40A AC1 Four Pole Power Contactor L&T CS97012 | LTCON | Nos |  | MCX04 Type 40A AC1 Four Pole Power Contactor L&T CS97012 |  | 0 | 0 | 1 | 1 | 1 | 0.0 | 0.0 | 0.0 | 0 |  |  | 0.0 | Electrical Components | MCX04 Type 40A AC1 Four Pole Power Contactor L&T CS97012 | 0 | 31-12-2099 | Material Transfer | Moving Average |  | 0.0 |  | 0 | 0 |  | 0 | 0 | 0 | 0 |  | 0 | Item Attribute | 1 | Nos | 0.0 | 0.0 | 0 | 0.0 | 0 | L&T | CS97012 | India |  |  | 0 | 0.0 |  | 0 | 0 |  | 0 | 0 | 0 | 0 |  |  | 0 | 0 | 0 |  | 0 | [5 empty] | 0 |  |  | 0 | [13 empty] | Nos | 1.0 | [10 empty] | Ringlus Electro Controls & Automation PVT LTD | [18 empty] | CGST - RNG | 9.0
[121 empty] | SGST - RNG | 9.0
| MCX11 Type 50A AC1 Four Pole Power Contactor L&T CS97013 | MCX11 Type 50A AC1 Four Pole Power Contactor L&T CS97013 | LTCON | Nos |  | MCX11 Type 50A AC1 Four Pole Power Contactor L&T CS97013 |  | 0 | 0 | 1 | 1 | 1 | 0.0 | 0.0 | 0.0 | 0 |  |  | 0.0 | Electrical Components | MCX11 Type 50A AC1 Four Pole Power Contactor L&T CS97013 | 0 | 31-12-2099 | Material Transfer | Moving Average |  | 0.0 |  | 0 | 0 |  | 0 | 0 | 0 | 0 |  | 0 | Item Attribute | 1 | Nos | 0.0 | 0.0 | 0 | 0.0 | 0 | L&T | CS97013 | India |  |  | 0 | 0.0 |  | 0 | 0 |  | 0 | 0 | 0 | 0 |  |  | 0 | 0 | 0 |  | 0 | [5 empty] | 0 |  |  | 0 | [13 empty] | Nos | 1.0 | [10 empty] | Ringlus Electro Controls & Automation PVT LTD | [18 empty] | CGST - RNG | 9.0
[121 empty] | SGST - RNG | 9.0
| MCX12 Type 63A AC1 Four Pole Power Contactor L&T CS97014 | MCX12 Type 63A AC1 Four Pole Power Contactor L&T CS97014 | LTCON | Nos |  | MCX12 Type 63A AC1 Four Pole Power Contactor L&T CS97014 |  | 0 | 0 | 1 | 1 | 1 | 0.0 | 0.0 | 0.0 | 0 |  |  | 0.0 | Electrical Components | MCX12 Type 63A AC1 Four Pole Power Contactor L&T CS97014 | 0 | 31-12-2099 | Material Transfer | Moving Average |  | 0.0 |  | 0 | 0 |  | 0 | 0 | 0 | 0 |  | 0 | Item Attribute | 1 | Nos | 0.0 | 0.0 | 0 | 0.0 | 0 | L&T | CS97014 | India |  |  | 0 | 0.0 |  | 0 | 0 |  | 0 | 0 | 0 | 0 |  |  | 0 | 0 | 0 |  | 0 | [5 empty] | 0 |  |  | 0 | [13 empty] | Nos | 1.0 | [10 empty] | Ringlus Electro Controls & Automation PVT LTD | [18 empty] | CGST - RNG | 9.0
[121 empty] | SGST - RNG | 9.0
| MCX13 Type 80A AC1 Four Pole Power Contactor L&T CS97015 | MCX13 Type 80A AC1 Four Pole Power Contactor L&T CS97015 | LTCON | Nos |  | MCX13 Type 80A AC1 Four Pole Power Contactor L&T CS97015 |  | 0 | 0 | 1 | 1 | 1 | 0.0 | 0.0 | 0.0 | 0 |  |  | 0.0 | Electrical Components | MCX13 Type 80A AC1 Four Pole Power Contactor L&T CS97015 | 0 | 31-12-2099 | Material Transfer | Moving Average |  | 0.0 |  | 0 | 0 |  | 0 | 0 | 0 | 0 |  | 0 | Item Attribute | 1 | Nos | 0.0 | 0.0 | 0 | 0.0 | 0 | L&T | CS97015 | India |  |  | 0 | 0.0 |  | 0 | 0 |  | 0 | 0 | 0 | 0 |  |  | 0 | 0 | 0 |  | 0 | [5 empty] | 0 |  |  | 0 | [13 empty] | Nos | 1.0 | [10 empty] | Ringlus Electro Controls & Automation PVT LTD | [18 empty] | CGST - RNG | 9.0
[121 empty] | SGST - RNG | 9.0
| MCX22 Type 100A AC1 Four Pole Power Contactor L&T CS97017 | MCX22 Type 100A AC1 Four Pole Power Contactor L&T CS97017 | LTCON | Nos |  | MCX22 Type 100A AC1 Four Pole Power Contactor L&T CS97017 |  | 0 | 0 | 1 | 1 | 1 | 0.0 | 0.0 | 0.0 | 0 |  |  | 0.0 | Electrical Components | MCX22 Type 100A AC1 Four Pole Power Contactor L&T CS97017 | 0 | 31-12-2099 | Material Transfer | Moving Average |  | 0.0 |  | 0 | 0 |  | 0 | 0 | 0 | 0 |  | 0 | Item Attribute | 1 | Nos | 0.0 | 0.0 | 0 | 0.0 | 0 | L&T | CS97017 | India |  |  | 0 | 0.0 |  | 0 | 0 |  | 0 | 0 | 0 | 0 |  |  | 0 | 0 | 0 |  | 0 | [5 empty] | 0 |  |  | 0 | [13 empty] | Nos | 1.0 | [10 empty] | Ringlus Electro Controls & Automation PVT LTD | [18 empty] | CGST - RNG | 9.0
[121 empty] | SGST - RNG | 9.0
| MCX23 Type 130A AC1 Four Pole Power Contactor L&T CS97018 | MCX23 Type 130A AC1 Four Pole Power Contactor L&T CS97018 | LTCON | Nos |  | MCX23 Type 130A AC1 Four Pole Power Contactor L&T CS97018 |  | 0 | 0 | 1 | 1 | 1 | 0.0 | 0.0 | 0.0 | 0 |  |  | 0.0 | Electrical Components | MCX23 Type 130A AC1 Four Pole Power Contactor L&T CS97018 | 0 | 31-12-2099 | Material Transfer | Moving Average |  | 0.0 |  | 0 | 0 |  | 0 | 0 | 0 | 0 |  | 0 | Item Attribute | 1 | Nos | 0.0 | 0.0 | 0 | 0.0 | 0 | L&T | CS97018 | India |  |  | 0 | 0.0 |  | 0 | 0 |  | 0 | 0 | 0 | 0 |  |  | 0 | 0 | 0 |  | 0 | [5 empty] | 0 |  |  | 0 | [13 empty] | Nos | 1.0 | [10 empty] | Ringlus Electro Controls & Automation PVT LTD | [18 empty] | CGST - RNG | 9.0
[121 empty] | SGST - RNG | 9.0
| MCX32 Type 160A AC1 2NO+2NC Four Pole Power Contactor L&T CS97020 | MCX32 Type 160A AC1 2NO+2NC Four Pole Power Contactor L&T CS97020 | LTCON | Nos |  | MCX32 Type 160A AC1 2NO+2NC Four Pole Power Contactor L&T CS97020 |  | 0 | 0 | 1 | 1 | 1 | 0.0 | 0.0 | 0.0 | 0 |  |  | 0.0 | Electrical Components | MCX32 Type 160A AC1 2NO+2NC Four Pole Power Contactor L&T CS97020 | 0 | 31-12-2099 | Material Transfer | Moving Average |  | 0.0 |  | 0 | 0 |  | 0 | 0 | 0 | 0 |  | 0 | Item Attribute | 1 | Nos | 0.0 | 0.0 | 0 | 0.0 | 0 | L&T | CS97020 | India |  |  | 0 | 0.0 |  | 0 | 0 |  | 0 | 0 | 0 | 0 |  |  | 0 | 0 | 0 |  | 0 | [5 empty] | 0 |  |  | 0 | [13 empty] | Nos | 1.0 | [10 empty] | Ringlus Electro Controls & Automation PVT LTD | [18 empty] | CGST - RNG | 9.0
[121 empty] | SGST - RNG | 9.0
| MCX33 Type 200A AC1 2NO+2NC Four Pole Power Contactor L&T CS97021 | MCX33 Type 200A AC1 2NO+2NC Four Pole Power Contactor L&T CS97021 | LTCON | Nos |  | MCX33 Type 200A AC1 2NO+2NC Four Pole Power Contactor L&T CS97021 |  | 0 | 0 | 1 | 1 | 1 | 0.0 | 0.0 | 0.0 | 0 |  |  | 0.0 | Electrical Components | MCX33 Type 200A AC1 2NO+2NC Four Pole Power Contactor L&T CS97021 | 0 | 31-12-2099 | Material Transfer | Moving Average |  | 0.0 |  | 0 | 0 |  | 0 | 0 | 0 | 0 |  | 0 | Item Attribute | 1 | Nos | 0.0 | 0.0 | 0 | 0.0 | 0 | L&T | CS97021 | India |  |  | 0 | 0.0 |  | 0 | 0 |  | 0 | 0 | 0 | 0 |  |  | 0 | 0 | 0 |  | 0 | [5 empty] | 0 |  |  | 0 | [13 empty] | Nos | 1.0 | [10 empty] | Ringlus Electro Controls & Automation PVT LTD | [18 empty] | CGST - RNG | 9.0
[121 empty] | SGST - RNG | 9.0
| MCX34 Type 255A AC1 2NO+2NC Four Pole Power Contactor L&T CS97022 | MCX34 Type 255A AC1 2NO+2NC Four Pole Power Contactor L&T CS97022 | LTCON | Nos |  | MCX34 Type 255A AC1 2NO+2NC Four Pole Power Contactor L&T CS97022 |  | 0 | 0 | 1 | 1 | 1 | 0.0 | 0.0 | 0.0 | 0 |  |  | 0.0 | Electrical Components | MCX34 Type 255A AC1 2NO+2NC Four Pole Power Contactor L&T CS97022 | 0 | 31-12-2099 | Material Transfer | Moving Average |  | 0.0 |  | 0 | 0 |  | 0 | 0 | 0 | 0 |  | 0 | Item Attribute | 1 | Nos | 0.0 | 0.0 | 0 | 0.0 | 0 | L&T | CS97022 | India |  |  | 0 | 0.0 |  | 0 | 0 |  | 0 | 0 | 0 | 0 |  |  | 0 | 0 | 0 |  | 0 | [5 empty] | 0 |  |  | 0 | [13 empty] | Nos | 1.0 | [10 empty] | Ringlus Electro Controls & Automation PVT LTD | [18 empty] | CGST - RNG | 9.0
[121 empty] | SGST - RNG | 9.0
| MCX41 Type 325A AC1 2NO+2NC Four Pole Power Contactor L&T CS97023 | MCX41 Type 325A AC1 2NO+2NC Four Pole Power Contactor L&T CS97023 | LTCON | Nos |  | MCX41 Type 325A AC1 2NO+2NC Four Pole Power Contactor L&T CS97023 |  | 0 | 0 | 1 | 1 | 1 | 0.0 | 0.0 | 0.0 | 0 |  |  | 0.0 | Electrical Components | MCX41 Type 325A AC1 2NO+2NC Four Pole Power Contactor L&T CS97023 | 0 | 31-12-2099 | Material Transfer | Moving Average |  | 0.0 |  | 0 | 0 |  | 0 | 0 | 0 | 0 |  | 0 | Item Attribute | 1 | Nos | 0.0 | 0.0 | 0 | 0.0 | 0 | L&T | CS97023 | India |  |  | 0 | 0.0 |  | 0 | 0 |  | 0 | 0 | 0 | 0 |  |  | 0 | 0 | 0 |  | 0 | [5 empty] | 0 |  |  | 0 | [13 empty] | Nos | 1.0 | [10 empty] | Ringlus Electro Controls & Automation PVT LTD | [18 empty] | CGST - RNG | 9.0
[121 empty] | SGST - RNG | 9.0
| MCX42 Type 360A AC1 2NO+2NC Four Pole Power Contactor L&T CS97024 | MCX42 Type 360A AC1 2NO+2NC Four Pole Power Contactor L&T CS97024 | LTCON | Nos |  | MCX42 Type 360A AC1 2NO+2NC Four Pole Power Contactor L&T CS97024 |  | 0 | 0 | 1 | 1 | 1 | 0.0 | 0.0 | 0.0 | 0 |  |  | 0.0 | Electrical Components | MCX42 Type 360A AC1 2NO+2NC Four Pole Power Contactor L&T CS97024 | 0 | 31-12-2099 | Material Transfer | Moving Average |  | 0.0 |  | 0 | 0 |  | 0 | 0 | 0 | 0 |  | 0 | Item Attribute | 1 | Nos | 0.0 | 0.0 | 0 | 0.0 | 0 | L&T | CS97024 | India |  |  | 0 | 0.0 |  | 0 | 0 |  | 0 | 0 | 0 | 0 |  |  | 0 | 0 | 0 |  | 0 | [5 empty] | 0 |  |  | 0 | [13 empty] | Nos | 1.0 | [10 empty] | Ringlus Electro Controls & Automation PVT LTD | [18 empty] | CGST - RNG | 9.0
[121 empty] | SGST - RNG | 9.0
| MCX43 Type 400A AC1 2NO+2NC Four Pole Power Contactor L&T CS97025 | MCX43 Type 400A AC1 2NO+2NC Four Pole Power Contactor L&T CS97025 | LTCON | Nos |  | MCX43 Type 400A AC1 2NO+2NC Four Pole Power Contactor L&T CS97025 |  | 0 | 0 | 1 | 1 | 1 | 0.0 | 0.0 | 0.0 | 0 |  |  | 0.0 | Electrical Components | MCX43 Type 400A AC1 2NO+2NC Four Pole Power Contactor L&T CS97025 | 0 | 31-12-2099 | Material Transfer | Moving Average |  | 0.0 |  | 0 | 0 |  | 0 | 0 | 0 | 0 |  | 0 | Item Attribute | 1 | Nos | 0.0 | 0.0 | 0 | 0.0 | 0 | L&T | CS97025 | India |  |  | 0 | 0.0 |  | 0 | 0 |  | 0 | 0 | 0 | 0 |  |  | 0 | 0 | 0 |  | 0 | [5 empty] | 0 |  |  | 0 | [13 empty] | Nos | 1.0 | [10 empty] | Ringlus Electro Controls & Automation PVT LTD | [18 empty] | CGST - RNG | 9.0
[121 empty] | SGST - RNG | 9.0
| MCX44 Type 500A AC1 2NO+2NC Four Pole Power Contactor L&T CS97026 | MCX44 Type 500A AC1 2NO+2NC Four Pole Power Contactor L&T CS97026 | LTCON | Nos |  | MCX44 Type 500A AC1 2NO+2NC Four Pole Power Contactor L&T CS97026 |  | 0 | 0 | 1 | 1 | 1 | 0.0 | 0.0 | 0.0 | 0 |  |  | 0.0 | Electrical Components | MCX44 Type 500A AC1 2NO+2NC Four Pole Power Contactor L&T CS97026 | 0 | 31-12-2099 | Material Transfer | Moving Average |  | 0.0 |  | 0 | 0 |  | 0 | 0 | 0 | 0 |  | 0 | Item Attribute | 1 | Nos | 0.0 | 0.0 | 0 | 0.0 | 0 | L&T | CS97026 | India |  |  | 0 | 0.0 |  | 0 | 0 |  | 0 | 0 | 0 | 0 |  |  | 0 | 0 | 0 |  | 0 | [5 empty] | 0 |  |  | 0 | [13 empty] | Nos | 1.0 | [10 empty] | Ringlus Electro Controls & Automation PVT LTD | [18 empty] | CGST - RNG | 9.0
[121 empty] | SGST - RNG | 9.0
| MCX45 Type 600A AC1 2NO+2NC Four Pole Power Contactor L&T CS97027 | MCX45 Type 600A AC1 2NO+2NC Four Pole Power Contactor L&T CS97027 | LTCON | Nos |  | MCX45 Type 600A AC1 2NO+2NC Four Pole Power Contactor L&T CS97027 |  | 0 | 0 | 1 | 1 | 1 | 0.0 | 0.0 | 0.0 | 0 |  |  | 0.0 | Electrical Components | MCX45 Type 600A AC1 2NO+2NC Four Pole Power Contactor L&T CS97027 | 0 | 31-12-2099 | Material Transfer | Moving Average |  | 0.0 |  | 0 | 0 |  | 0 | 0 | 0 | 0 |  | 0 | Item Attribute | 1 | Nos | 0.0 | 0.0 | 0 | 0.0 | 0 | L&T | CS97027 | India |  |  | 0 | 0.0 |  | 0 | 0 |  | 0 | 0 | 0 | 0 |  |  | 0 | 0 | 0 |  | 0 | [5 empty] | 0 |  |  | 0 | [13 empty] | Nos | 1.0 | [10 empty] | Ringlus Electro Controls & Automation PVT LTD | [18 empty] | CGST - RNG | 9.0
[121 empty] | SGST - RNG | 9.0
| MCX46 Type 700A AC1 2NO+2NC Four Pole Power Contactor L&T CS97028 | MCX46 Type 700A AC1 2NO+2NC Four Pole Power Contactor L&T CS97028 | LTCON | Nos |  | MCX46 Type 700A AC1 2NO+2NC Four Pole Power Contactor L&T CS97028 |  | 0 | 0 | 1 | 1 | 1 | 0.0 | 0.0 | 0.0 | 0 |  |  | 0.0 | Electrical Components | MCX46 Type 700A AC1 2NO+2NC Four Pole Power Contactor L&T CS97028 | 0 | 31-12-2099 | Material Transfer | Moving Average |  | 0.0 |  | 0 | 0 |  | 0 | 0 | 0 | 0 |  | 0 | Item Attribute | 1 | Nos | 0.0 | 0.0 | 0 | 0.0 | 0 | L&T | CS97028 | India |  |  | 0 | 0.0 |  | 0 | 0 |  | 0 | 0 | 0 | 0 |  |  | 0 | 0 | 0 |  | 0 | [5 empty] | 0 |  |  | 0 | [13 empty] | Nos | 1.0 | [10 empty] | Ringlus Electro Controls & Automation PVT LTD | [18 empty] | CGST - RNG | 9.0
[121 empty] | SGST - RNG | 9.0
| MCX47 Type 800A AC1 2NO+2NC Four Pole Power Contactor L&T CS94291 | MCX47 Type 800A AC1 2NO+2NC Four Pole Power Contactor L&T CS94291 | LTCON | Nos |  | MCX47 Type 800A AC1 2NO+2NC Four Pole Power Contactor L&T CS94291 |  | 0 | 0 | 1 | 1 | 1 | 0.0 | 0.0 | 0.0 | 0 |  |  | 0.0 | Electrical Components | MCX47 Type 800A AC1 2NO+2NC Four Pole Power Contactor L&T CS94291 | 0 | 31-12-2099 | Material Transfer | Moving Average |  | 0.0 |  | 0 | 0 |  | 0 | 0 | 0 | 0 |  | 0 | Item Attribute | 1 | Nos | 0.0 | 0.0 | 0 | 0.0 | 0 | L&T | CS94291 | India |  |  | 0 | 0.0 |  | 0 | 0 |  | 0 | 0 | 0 | 0 |  |  | 0 | 0 | 0 |  | 0 | [5 empty] | 0 |  |  | 0 | [13 empty] | Nos | 1.0 | [10 empty] | Ringlus Electro Controls & Automation PVT LTD | [18 empty] | CGST - RNG | 9.0
[121 empty] | SGST - RNG | 9.0
| MX0 40E (4NO) Auxilary Contactors for AC Control L&T CS94018 | MX0 40E (4NO) Auxilary Contactors for AC Control L&T CS94018 | LTCON | Nos |  | MX0 40E (4NO) Auxilary Contactors for AC Control L&T CS94018 |  | 0 | 0 | 1 | 1 | 1 | 0.0 | 0.0 | 0.0 | 0 |  |  | 0.0 | Electrical Components | MX0 40E (4NO) Auxilary Contactors for AC Control L&T CS94018 | 0 | 31-12-2099 | Material Transfer | Moving Average |  | 0.0 |  | 0 | 0 |  | 0 | 0 | 0 | 0 |  | 0 | Item Attribute | 1 | Nos | 0.0 | 0.0 | 0 | 0.0 | 0 | L&T | CS94018 | India |  |  | 0 | 0.0 |  | 0 | 0 |  | 0 | 0 | 0 | 0 |  |  | 0 | 0 | 0 |  | 0 | [5 empty] | 0 |  |  | 0 | [13 empty] | Nos | 1.0 | [10 empty] | Ringlus Electro Controls & Automation PVT LTD | [18 empty] | CGST - RNG | 9.0
[121 empty] | SGST - RNG | 9.0
| MX0 31E (3NO+1NC) Auxilary Contactors for AC Control L&T CS94019 | MX0 31E (3NO+1NC) Auxilary Contactors for AC Control L&T CS94019 | LTCON | Nos |  | MX0 31E (3NO+1NC) Auxilary Contactors for AC Control L&T CS94019 |  | 0 | 0 | 1 | 1 | 1 | 0.0 | 0.0 | 0.0 | 0 |  |  | 0.0 | Electrical Components | MX0 31E (3NO+1NC) Auxilary Contactors for AC Control L&T CS94019 | 0 | 31-12-2099 | Material Transfer | Moving Average |  | 0.0 |  | 0 | 0 |  | 0 | 0 | 0 | 0 |  | 0 | Item Attribute | 1 | Nos | 0.0 | 0.0 | 0 | 0.0 | 0 | L&T | CS94019 | India |  |  | 0 | 0.0 |  | 0 | 0 |  | 0 | 0 | 0 | 0 |  |  | 0 | 0 | 0 |  | 0 | [5 empty] | 0 |  |  | 0 | [13 empty] | Nos | 1.0 | [10 empty] | Ringlus Electro Controls & Automation PVT LTD | [18 empty] | CGST - RNG | 9.0
[121 empty] | SGST - RNG | 9.0
| MX0 22E (2NO+2NC) Auxilary Contactors for AC Control L&T CS94020 | MX0 22E (2NO+2NC) Auxilary Contactors for AC Control L&T CS94020 | LTCON | Nos |  | MX0 22E (2NO+2NC) Auxilary Contactors for AC Control L&T CS94020 |  | 0 | 0 | 1 | 1 | 1 | 0.0 | 0.0 | 0.0 | 0 |  |  | 0.0 | Electrical Components | MX0 22E (2NO+2NC) Auxilary Contactors for AC Control L&T CS94020 | 0 | 31-12-2099 | Material Transfer | Moving Average |  | 0.0 |  | 0 | 0 |  | 0 | 0 | 0 | 0 |  | 0 | Item Attribute | 1 | Nos | 0.0 | 0.0 | 0 | 0.0 | 0 | L&T | CS94020 | India |  |  | 0 | 0.0 |  | 0 | 0 |  | 0 | 0 | 0 | 0 |  |  | 0 | 0 | 0 |  | 0 | [5 empty] | 0 |  |  | 0 | [13 empty] | Nos | 1.0 | [10 empty] | Ringlus Electro Controls & Automation PVT LTD | [18 empty] | CGST - RNG | 9.0
[121 empty] | SGST - RNG | 9.0
| MX0 13E (1NO+3NC) Auxilary Contactors for AC Control L&T CS94041 | MX0 13E (1NO+3NC) Auxilary Contactors for AC Control L&T CS94041 | LTCON | Nos |  | MX0 13E (1NO+3NC) Auxilary Contactors for AC Control L&T CS94041 |  | 0 | 0 | 1 | 1 | 1 | 0.0 | 0.0 | 0.0 | 0 |  |  | 0.0 | Electrical Components | MX0 13E (1NO+3NC) Auxilary Contactors for AC Control L&T CS94041 | 0 | 31-12-2099 | Material Transfer | Moving Average |  | 0.0 |  | 0 | 0 |  | 0 | 0 | 0 | 0 |  | 0 | Item Attribute | 1 | Nos | 0.0 | 0.0 | 0 | 0.0 | 0 | L&T | CS94041 | India |  |  | 0 | 0.0 |  | 0 | 0 |  | 0 | 0 | 0 | 0 |  |  | 0 | 0 | 0 |  | 0 | [5 empty] | 0 |  |  | 0 | [13 empty] | Nos | 1.0 | [10 empty] | Ringlus Electro Controls & Automation PVT LTD | [18 empty] | CGST - RNG | 9.0
[121 empty] | SGST - RNG | 9.0
| MX0 04E (4NC) Auxilary Contactors for AC Control L&T CS94042 | MX0 04E (4NC) Auxilary Contactors for AC Control L&T CS94042 | LTCON | Nos |  | MX0 04E (4NC) Auxilary Contactors for AC Control L&T CS94042 |  | 0 | 0 | 1 | 1 | 1 | 0.0 | 0.0 | 0.0 | 0 |  |  | 0.0 | Electrical Components | MX0 04E (4NC) Auxilary Contactors for AC Control L&T CS94042 | 0 | 31-12-2099 | Material Transfer | Moving Average |  | 0.0 |  | 0 | 0 |  | 0 | 0 | 0 | 0 |  | 0 | Item Attribute | 1 | Nos | 0.0 | 0.0 | 0 | 0.0 | 0 | L&T | CS94042 | India |  |  | 0 | 0.0 |  | 0 | 0 |  | 0 | 0 | 0 | 0 |  |  | 0 | 0 | 0 |  | 0 | [5 empty] | 0 |  |  | 0 | [13 empty] | Nos | 1.0 | [10 empty] | Ringlus Electro Controls & Automation PVT LTD | [18 empty] | CGST - RNG | 9.0
[121 empty] | SGST - RNG | 9.0
| MX0 40E (4NO) Auxilary Contactors for DC Control L&T CS94027 | MX0 40E (4NO) Auxilary Contactors for DC Control L&T CS94027 | LTCON | Nos |  | MX0 40E (4NO) Auxilary Contactors for DC Control L&T CS94027 |  | 0 | 0 | 1 | 1 | 1 | 0.0 | 0.0 | 0.0 | 0 |  |  | 0.0 | Electrical Components | MX0 40E (4NO) Auxilary Contactors for DC Control L&T CS94027 | 0 | 31-12-2099 | Material Transfer | Moving Average |  | 0.0 |  | 0 | 0 |  | 0 | 0 | 0 | 0 |  | 0 | Item Attribute | 1 | Nos | 0.0 | 0.0 | 0 | 0.0 | 0 | L&T | CS94027 | India |  |  | 0 | 0.0 |  | 0 | 0 |  | 0 | 0 | 0 | 0 |  |  | 0 | 0 | 0 |  | 0 | [5 empty] | 0 |  |  | 0 | [13 empty] | Nos | 1.0 | [10 empty] | Ringlus Electro Controls & Automation PVT LTD | [18 empty] | CGST - RNG | 9.0
[121 empty] | SGST - RNG | 9.0
| MX0 31E (3NO+1NC) Auxilary Contactors for DC Control L&T CS94028 | MX0 31E (3NO+1NC) Auxilary Contactors for DC Control L&T CS94028 | LTCON | Nos |  | MX0 31E (3NO+1NC) Auxilary Contactors for DC Control L&T CS94028 |  | 0 | 0 | 1 | 1 | 1 | 0.0 | 0.0 | 0.0 | 0 |  |  | 0.0 | Electrical Components | MX0 31E (3NO+1NC) Auxilary Contactors for DC Control L&T CS94028 | 0 | 31-12-2099 | Material Transfer | Moving Average |  | 0.0 |  | 0 | 0 |  | 0 | 0 | 0 | 0 |  | 0 | Item Attribute | 1 | Nos | 0.0 | 0.0 | 0 | 0.0 | 0 | L&T | CS94028 | India |  |  | 0 | 0.0 |  | 0 | 0 |  | 0 | 0 | 0 | 0 |  |  | 0 | 0 | 0 |  | 0 | [5 empty] | 0 |  |  | 0 | [13 empty] | Nos | 1.0 | [10 empty] | Ringlus Electro Controls & Automation PVT LTD | [18 empty] | CGST - RNG | 9.0
[121 empty] | SGST - RNG | 9.0
| MX0 22E (2NO+2NC) Auxilary Contactorsfor DC Control L&T CS94029 | MX0 22E (2NO+2NC) Auxilary Contactorsfor DC Control L&T CS94029 | LTCON | Nos |  | MX0 22E (2NO+2NC) Auxilary Contactorsfor DC Control L&T CS94029 |  | 0 | 0 | 1 | 1 | 1 | 0.0 | 0.0 | 0.0 | 0 |  |  | 0.0 | Electrical Components | MX0 22E (2NO+2NC) Auxilary Contactorsfor DC Control L&T CS94029 | 0 | 31-12-2099 | Material Transfer | Moving Average |  | 0.0 |  | 0 | 0 |  | 0 | 0 | 0 | 0 |  | 0 | Item Attribute | 1 | Nos | 0.0 | 0.0 | 0 | 0.0 | 0 | L&T | CS94029 | India |  |  | 0 | 0.0 |  | 0 | 0 |  | 0 | 0 | 0 | 0 |  |  | 0 | 0 | 0 |  | 0 | [5 empty] | 0 |  |  | 0 | [13 empty] | Nos | 1.0 | [10 empty] | Ringlus Electro Controls & Automation PVT LTD | [18 empty] | CGST - RNG | 9.0
[121 empty] | SGST - RNG | 9.0
| MX0 13E (1NO+3NC) Auxilary Contactors for DC Control L&T CS94043 | MX0 13E (1NO+3NC) Auxilary Contactors for DC Control L&T CS94043 | LTCON | Nos |  | MX0 13E (1NO+3NC) Auxilary Contactors for DC Control L&T CS94043 |  | 0 | 0 | 1 | 1 | 1 | 0.0 | 0.0 | 0.0 | 0 |  |  | 0.0 | Electrical Components | MX0 13E (1NO+3NC) Auxilary Contactors for DC Control L&T CS94043 | 0 | 31-12-2099 | Material Transfer | Moving Average |  | 0.0 |  | 0 | 0 |  | 0 | 0 | 0 | 0 |  | 0 | Item Attribute | 1 | Nos | 0.0 | 0.0 | 0 | 0.0 | 0 | L&T | CS94043 | India |  |  | 0 | 0.0 |  | 0 | 0 |  | 0 | 0 | 0 | 0 |  |  | 0 | 0 | 0 |  | 0 | [5 empty] | 0 |  |  | 0 | [13 empty] | Nos | 1.0 | [10 empty] | Ringlus Electro Controls & Automation PVT LTD | [18 empty] | CGST - RNG | 9.0
[121 empty] | SGST - RNG | 9.0
| MX0 04E (4NC) Auxilary Contactors for DC Control L&T CS94044 | MX0 04E (4NC) Auxilary Contactors for DC Control L&T CS94044 | LTCON | Nos |  | MX0 04E (4NC) Auxilary Contactors for DC Control L&T CS94044 |  | 0 | 0 | 1 | 1 | 1 | 0.0 | 0.0 | 0.0 | 0 |  |  | 0.0 | Electrical Components | MX0 04E (4NC) Auxilary Contactors for DC Control L&T CS94044 | 0 | 31-12-2099 | Material Transfer | Moving Average |  | 0.0 |  | 0 | 0 |  | 0 | 0 | 0 | 0 |  | 0 | Item Attribute | 1 | Nos | 0.0 | 0.0 | 0 | 0.0 | 0 | L&T | CS94044 | India |  |  | 0 | 0.0 |  | 0 | 0 |  | 0 | 0 | 0 | 0 |  |  | 0 | 0 | 0 |  | 0 | [5 empty] | 0 |  |  | 0 | [13 empty] | Nos | 1.0 | [10 empty] | Ringlus Electro Controls & Automation PVT LTD | [18 empty] | CGST - RNG | 9.0
[121 empty] | SGST - RNG | 9.0
| MO C3 Capacitor Duty Contactor L&T CS96146 | MO C3 Capacitor Duty Contactor L&T CS96146 | LTMOC | Nos |  | MO C3 Capacitor Duty Contactor L&T CS96146 |  | 0 | 0 | 1 | 1 | 1 | 0.0 | 0.0 | 0.0 | 0 |  |  | 0.0 | Electrical Components | MO C3 Capacitor Duty Contactor L&T CS96146 | 0 | 31-12-2099 | Material Transfer | Moving Average |  | 0.0 |  | 0 | 0 |  | 0 | 0 | 0 | 0 |  | 0 | Item Attribute | 1 | Nos | 0.0 | 0.0 | 0 | 0.0 | 0 | L&T | CS96146 | India |  |  | 0 | 0.0 |  | 0 | 0 |  | 0 | 0 | 0 | 0 |  |  | 0 | 0 | 0 |  | 0 | [5 empty] | 0 |  |  | 0 | [13 empty] | Nos | 1.0 | [10 empty] | Ringlus Electro Controls & Automation PVT LTD | [18 empty] | CGST - RNG | 9.0
[121 empty] | SGST - RNG | 9.0
| MO C5 Capacitor Duty Contactor L&T CS96127 | MO C5 Capacitor Duty Contactor L&T CS96127 | LTMOC | Nos |  | MO C5 Capacitor Duty Contactor L&T CS96127 |  | 0 | 0 | 1 | 1 | 1 | 0.0 | 0.0 | 0.0 | 0 |  |  | 0.0 | Electrical Components | MO C5 Capacitor Duty Contactor L&T CS96127 | 0 | 31-12-2099 | Material Transfer | Moving Average |  | 0.0 |  | 0 | 0 |  | 0 | 0 | 0 | 0 |  | 0 | Item Attribute | 1 | Nos | 0.0 | 0.0 | 0 | 0.0 | 0 | L&T | CS96127 | India |  |  | 0 | 0.0 |  | 0 | 0 |  | 0 | 0 | 0 | 0 |  |  | 0 | 0 | 0 |  | 0 | [5 empty] | 0 |  |  | 0 | [13 empty] | Nos | 1.0 | [10 empty] | Ringlus Electro Controls & Automation PVT LTD | [18 empty] | CGST - RNG | 9.0
[121 empty] | SGST - RNG | 9.0
| MO C8.5 Capacitor Duty Contactor L&T CS96320 | MO C8.5 Capacitor Duty Contactor L&T CS96320 | LTMOC | Nos |  | MO C8.5 Capacitor Duty Contactor L&T CS96320 |  | 0 | 0 | 1 | 1 | 1 | 0.0 | 0.0 | 0.0 | 0 |  |  | 0.0 | Electrical Components | MO C8.5 Capacitor Duty Contactor L&T CS96320 | 0 | 31-12-2099 | Material Transfer | Moving Average |  | 0.0 |  | 0 | 0 |  | 0 | 0 | 0 | 0 |  | 0 | Item Attribute | 1 | Nos | 0.0 | 0.0 | 0 | 0.0 | 0 | L&T | CS96320 | India |  |  | 0 | 0.0 |  | 0 | 0 |  | 0 | 0 | 0 | 0 |  |  | 0 | 0 | 0 |  | 0 | [5 empty] | 0 |  |  | 0 | [13 empty] | Nos | 1.0 | [10 empty] | Ringlus Electro Controls & Automation PVT LTD | [18 empty] | CGST - RNG | 9.0
[121 empty] | SGST - RNG | 9.0
| MO C10 Capacitor Duty Contactor L&T CS96156 | MO C10 Capacitor Duty Contactor L&T CS96156 | LTMOC | Nos |  | MO C10 Capacitor Duty Contactor L&T CS96156 |  | 0 | 0 | 1 | 1 | 1 | 0.0 | 0.0 | 0.0 | 0 |  |  | 0.0 | Electrical Components | MO C10 Capacitor Duty Contactor L&T CS96156 | 0 | 31-12-2099 | Material Transfer | Moving Average |  | 0.0 |  | 0 | 0 |  | 0 | 0 | 0 | 0 |  | 0 | Item Attribute | 1 | Nos | 0.0 | 0.0 | 0 | 0.0 | 0 | L&T | CS96156 | India |  |  | 0 | 0.0 |  | 0 | 0 |  | 0 | 0 | 0 | 0 |  |  | 0 | 0 | 0 |  | 0 | [5 empty] | 0 |  |  | 0 | [13 empty] | Nos | 1.0 | [10 empty] | Ringlus Electro Controls & Automation PVT LTD | [18 empty] | CGST - RNG | 9.0
[121 empty] | SGST - RNG | 9.0
| MO C12.5 Capacitor Duty Contactor L&T CS96321 | MO C12.5 Capacitor Duty Contactor L&T CS96321 | LTMOC | Nos |  | MO C12.5 Capacitor Duty Contactor L&T CS96321 |  | 0 | 0 | 1 | 1 | 1 | 0.0 | 0.0 | 0.0 | 0 |  |  | 0.0 | Electrical Components | MO C12.5 Capacitor Duty Contactor L&T CS96321 | 0 | 31-12-2099 | Material Transfer | Moving Average |  | 0.0 |  | 0 | 0 |  | 0 | 0 | 0 | 0 |  | 0 | Item Attribute | 1 | Nos | 0.0 | 0.0 | 0 | 0.0 | 0 | L&T | CS96321 | India |  |  | 0 | 0.0 |  | 0 | 0 |  | 0 | 0 | 0 | 0 |  |  | 0 | 0 | 0 |  | 0 | [5 empty] | 0 |  |  | 0 | [13 empty] | Nos | 1.0 | [10 empty] | Ringlus Electro Controls & Automation PVT LTD | [18 empty] | CGST - RNG | 9.0
[121 empty] | SGST - RNG | 9.0
| MO C15 Capacitor Duty Contactor L&T CS90019 | MO C15 Capacitor Duty Contactor L&T CS90019 | LTMOC | Nos |  | MO C15 Capacitor Duty Contactor L&T CS90019 |  | 0 | 0 | 1 | 1 | 1 | 0.0 | 0.0 | 0.0 | 0 |  |  | 0.0 | Electrical Components | MO C15 Capacitor Duty Contactor L&T CS90019 | 0 | 31-12-2099 | Material Transfer | Moving Average |  | 0.0 |  | 0 | 0 |  | 0 | 0 | 0 | 0 |  | 0 | Item Attribute | 1 | Nos | 0.0 | 0.0 | 0 | 0.0 | 0 | L&T | CS90019 | India |  |  | 0 | 0.0 |  | 0 | 0 |  | 0 | 0 | 0 | 0 |  |  | 0 | 0 | 0 |  | 0 | [5 empty] | 0 |  |  | 0 | [13 empty] | Nos | 1.0 | [10 empty] | Ringlus Electro Controls & Automation PVT LTD | [18 empty] | CGST - RNG | 9.0
[121 empty] | SGST - RNG | 9.0
| MO C20 Capacitor Duty Contactor L&T CS90021 | MO C20 Capacitor Duty Contactor L&T CS90021 | LTMOC | Nos |  | MO C20 Capacitor Duty Contactor L&T CS90021 |  | 0 | 0 | 1 | 1 | 1 | 0.0 | 0.0 | 0.0 | 0 |  |  | 0.0 | Electrical Components | MO C20 Capacitor Duty Contactor L&T CS90021 | 0 | 31-12-2099 | Material Transfer | Moving Average |  | 0.0 |  | 0 | 0 |  | 0 | 0 | 0 | 0 |  | 0 | Item Attribute | 1 | Nos | 0.0 | 0.0 | 0 | 0.0 | 0 | L&T | CS90021 | India |  |  | 0 | 0.0 |  | 0 | 0 |  | 0 | 0 | 0 | 0 |  |  | 0 | 0 | 0 |  | 0 | [5 empty] | 0 |  |  | 0 | [13 empty] | Nos | 1.0 | [10 empty] | Ringlus Electro Controls & Automation PVT LTD | [18 empty] | CGST - RNG | 9.0
[121 empty] | SGST - RNG | 9.0
| MO C25 Capacitor Duty Contactor L&T CS96322 | MO C25 Capacitor Duty Contactor L&T CS96322 | LTMOC | Nos |  | MO C25 Capacitor Duty Contactor L&T CS96322 |  | 0 | 0 | 1 | 1 | 1 | 0.0 | 0.0 | 0.0 | 0 |  |  | 0.0 | Electrical Components | MO C25 Capacitor Duty Contactor L&T CS96322 | 0 | 31-12-2099 | Material Transfer | Moving Average |  | 0.0 |  | 0 | 0 |  | 0 | 0 | 0 | 0 |  | 0 | Item Attribute | 1 | Nos | 0.0 | 0.0 | 0 | 0.0 | 0 | L&T | CS96322 | India |  |  | 0 | 0.0 |  | 0 | 0 |  | 0 | 0 | 0 | 0 |  |  | 0 | 0 | 0 |  | 0 | [5 empty] | 0 |  |  | 0 | [13 empty] | Nos | 1.0 | [10 empty] | Ringlus Electro Controls & Automation PVT LTD | [18 empty] | CGST - RNG | 9.0
[121 empty] | SGST - RNG | 9.0
| MO C30Capacitor Duty Contactor L&T CS96148 | MO C30Capacitor Duty Contactor L&T CS96148 | LTMOC | Nos |  | MO C30Capacitor Duty Contactor L&T CS96148 |  | 0 | 0 | 1 | 1 | 1 | 0.0 | 0.0 | 0.0 | 0 |  |  | 0.0 | Electrical Components | MO C30Capacitor Duty Contactor L&T CS96148 | 0 | 31-12-2099 | Material Transfer | Moving Average |  | 0.0 |  | 0 | 0 |  | 0 | 0 | 0 | 0 |  | 0 | Item Attribute | 1 | Nos | 0.0 | 0.0 | 0 | 0.0 | 0 | L&T | CS96148 | India |  |  | 0 | 0.0 |  | 0 | 0 |  | 0 | 0 | 0 | 0 |  |  | 0 | 0 | 0 |  | 0 | [5 empty] | 0 |  |  | 0 | [13 empty] | Nos | 1.0 | [10 empty] | Ringlus Electro Controls & Automation PVT LTD | [18 empty] | CGST - RNG | 9.0
[121 empty] | SGST - RNG | 9.0
| MO C40 Capacitor Duty Contactor L&T CS96147 | MO C40 Capacitor Duty Contactor L&T CS96147 | LTMOC | Nos |  | MO C40 Capacitor Duty Contactor L&T CS96147 |  | 0 | 0 | 1 | 1 | 1 | 0.0 | 0.0 | 0.0 | 0 |  |  | 0.0 | Electrical Components | MO C40 Capacitor Duty Contactor L&T CS96147 | 0 | 31-12-2099 | Material Transfer | Moving Average |  | 0.0 |  | 0 | 0 |  | 0 | 0 | 0 | 0 |  | 0 | Item Attribute | 1 | Nos | 0.0 | 0.0 | 0 | 0.0 | 0 | L&T | CS96147 | India |  |  | 0 | 0.0 |  | 0 | 0 |  | 0 | 0 | 0 | 0 |  |  | 0 | 0 | 0 |  | 0 | [5 empty] | 0 |  |  | 0 | [13 empty] | Nos | 1.0 | [10 empty] | Ringlus Electro Controls & Automation PVT LTD | [18 empty] | CGST - RNG | 9.0
[121 empty] | SGST - RNG | 9.0
| MO C50 Capacitor Duty Contactor L&T CS96324 | MO C50 Capacitor Duty Contactor L&T CS96324 | LTMOC | Nos |  | MO C50 Capacitor Duty Contactor L&T CS96324 |  | 0 | 0 | 1 | 1 | 1 | 0.0 | 0.0 | 0.0 | 0 |  |  | 0.0 | Electrical Components | MO C50 Capacitor Duty Contactor L&T CS96324 | 0 | 31-12-2099 | Material Transfer | Moving Average |  | 0.0 |  | 0 | 0 |  | 0 | 0 | 0 | 0 |  | 0 | Item Attribute | 1 | Nos | 0.0 | 0.0 | 0 | 0.0 | 0 | L&T | CS96324 | India |  |  | 0 | 0.0 |  | 0 | 0 |  | 0 | 0 | 0 | 0 |  |  | 0 | 0 | 0 |  | 0 | [5 empty] | 0 |  |  | 0 | [13 empty] | Nos | 1.0 | [10 empty] | Ringlus Electro Controls & Automation PVT LTD | [18 empty] | CGST - RNG | 9.0
[121 empty] | SGST - RNG | 9.0
| MO C60 Capacitor Duty Contactor L&T CS96149 | MO C60 Capacitor Duty Contactor L&T CS96149 | LTMOC | Nos |  | MO C60 Capacitor Duty Contactor L&T CS96149 |  | 0 | 0 | 1 | 1 | 1 | 0.0 | 0.0 | 0.0 | 0 |  |  | 0.0 | Electrical Components | MO C60 Capacitor Duty Contactor L&T CS96149 | 0 | 31-12-2099 | Material Transfer | Moving Average |  | 0.0 |  | 0 | 0 |  | 0 | 0 | 0 | 0 |  | 0 | Item Attribute | 1 | Nos | 0.0 | 0.0 | 0 | 0.0 | 0 | L&T | CS96149 | India |  |  | 0 | 0.0 |  | 0 | 0 |  | 0 | 0 | 0 | 0 |  |  | 0 | 0 | 0 |  | 0 | [5 empty] | 0 |  |  | 0 | [13 empty] | Nos | 1.0 | [10 empty] | Ringlus Electro Controls & Automation PVT LTD | [18 empty] | CGST - RNG | 9.0
[121 empty] | SGST - RNG | 9.0
| MO C75 Capacitor Duty Contactor L&T CS96150 | MO C75 Capacitor Duty Contactor L&T CS96150 | LTMOC | Nos |  | MO C75 Capacitor Duty Contactor L&T CS96150 |  | 0 | 0 | 1 | 1 | 1 | 0.0 | 0.0 | 0.0 | 0 |  |  | 0.0 | Electrical Components | MO C75 Capacitor Duty Contactor L&T CS96150 | 0 | 31-12-2099 | Material Transfer | Moving Average |  | 0.0 |  | 0 | 0 |  | 0 | 0 | 0 | 0 |  | 0 | Item Attribute | 1 | Nos | 0.0 | 0.0 | 0 | 0.0 | 0 | L&T | CS96150 | India |  |  | 0 | 0.0 |  | 0 | 0 |  | 0 | 0 | 0 | 0 |  |  | 0 | 0 | 0 |  | 0 | [5 empty] | 0 |  |  | 0 | [13 empty] | Nos | 1.0 | [10 empty] | Ringlus Electro Controls & Automation PVT LTD | [18 empty] | CGST - RNG | 9.0
[121 empty] | SGST - RNG | 9.0
| MO C80 Capacitor Duty Contactor L&T CS96326 | MO C80 Capacitor Duty Contactor L&T CS96326 | LTMOC | Nos |  | MO C80 Capacitor Duty Contactor L&T CS96326 |  | 0 | 0 | 1 | 1 | 1 | 0.0 | 0.0 | 0.0 | 0 |  |  | 0.0 | Electrical Components | MO C80 Capacitor Duty Contactor L&T CS96326 | 0 | 31-12-2099 | Material Transfer | Moving Average |  | 0.0 |  | 0 | 0 |  | 0 | 0 | 0 | 0 |  | 0 | Item Attribute | 1 | Nos | 0.0 | 0.0 | 0 | 0.0 | 0 | L&T | CS96326 | India |  |  | 0 | 0.0 |  | 0 | 0 |  | 0 | 0 | 0 | 0 |  |  | 0 | 0 | 0 |  | 0 | [5 empty] | 0 |  |  | 0 | [13 empty] | Nos | 1.0 | [10 empty] | Ringlus Electro Controls & Automation PVT LTD | [18 empty] | CGST - RNG | 9.0
[121 empty] | SGST - RNG | 9.0
| MO C85 Capacitor Duty Contactor L&T CS96157 | MO C85 Capacitor Duty Contactor L&T CS96157 | LTMOC | Nos |  | MO C85 Capacitor Duty Contactor L&T CS96157 |  | 0 | 0 | 1 | 1 | 1 | 0.0 | 0.0 | 0.0 | 0 |  |  | 0.0 | Electrical Components | MO C85 Capacitor Duty Contactor L&T CS96157 | 0 | 31-12-2099 | Material Transfer | Moving Average |  | 0.0 |  | 0 | 0 |  | 0 | 0 | 0 | 0 |  | 0 | Item Attribute | 1 | Nos | 0.0 | 0.0 | 0 | 0.0 | 0 | L&T | CS96157 | India |  |  | 0 | 0.0 |  | 0 | 0 |  | 0 | 0 | 0 | 0 |  |  | 0 | 0 | 0 |  | 0 | [5 empty] | 0 |  |  | 0 | [13 empty] | Nos | 1.0 | [10 empty] | Ringlus Electro Controls & Automation PVT LTD | [18 empty] | CGST - RNG | 9.0
[121 empty] | SGST - RNG | 9.0
| Front Mounting Add-on Block(4NO) for MNX/MCX Contactor L&T CS94112 | Front Mounting Add-on Block(4NO) for MNX/MCX Contactor L&T CS94112 | LTCON | Nos |  | Front Mounting Add-on Block(4NO) for MNX/MCX Contactor L&T CS94112 |  | 0 | 0 | 1 | 1 | 1 | 0.0 | 0.0 | 0.0 | 0 |  |  | 0.0 | Electrical Components | Front Mounting Add-on Block(4NO) for MNX/MCX Contactor L&T CS94112 | 0 | 31-12-2099 | Material Transfer | Moving Average |  | 0.0 |  | 0 | 0 |  | 0 | 0 | 0 | 0 |  | 0 | Item Attribute | 1 | Nos | 0.0 | 0.0 | 0 | 0.0 | 0 | L&T | CS94112 | India |  |  | 0 | 0.0 |  | 0 | 0 |  | 0 | 0 | 0 | 0 |  |  | 0 | 0 | 0 |  | 0 | [5 empty] | 0 |  |  | 0 | [13 empty] | Nos | 1.0 | [10 empty] | Ringlus Electro Controls & Automation PVT LTD | [18 empty] | CGST - RNG | 9.0
[121 empty] | SGST - RNG | 9.0
| Front Mounting Add-on Block(3NO+1NC) for MNX/MCX Contactor L&T CS94113 | Front Mounting Add-on Block(3NO+1NC) for MNX/MCX Contactor L&T CS94113 | LTCON | Nos |  | Front Mounting Add-on Block(3NO+1NC) for MNX/MCX Contactor L&T CS94113 |  | 0 | 0 | 1 | 1 | 1 | 0.0 | 0.0 | 0.0 | 0 |  |  | 0.0 | Electrical Components | Front Mounting Add-on Block(3NO+1NC) for MNX/MCX Contactor L&T CS94113 | 0 | 31-12-2099 | Material Transfer | Moving Average |  | 0.0 |  | 0 | 0 |  | 0 | 0 | 0 | 0 |  | 0 | Item Attribute | 1 | Nos | 0.0 | 0.0 | 0 | 0.0 | 0 | L&T | CS94113 | India |  |  | 0 | 0.0 |  | 0 | 0 |  | 0 | 0 | 0 | 0 |  |  | 0 | 0 | 0 |  | 0 | [5 empty] | 0 |  |  | 0 | [13 empty] | Nos | 1.0 | [10 empty] | Ringlus Electro Controls & Automation PVT LTD | [18 empty] | CGST - RNG | 9.0
[121 empty] | SGST - RNG | 9.0
| Front Mounting Add-on Block(2NO+2NC) for MNX/MCX Contactor L&T CS94114 | Front Mounting Add-on Block(2NO+2NC) for MNX/MCX Contactor L&T CS94114 | LTCON | Nos |  | Front Mounting Add-on Block(2NO+2NC) for MNX/MCX Contactor L&T CS94114 |  | 0 | 0 | 1 | 1 | 1 | 0.0 | 0.0 | 0.0 | 0 |  |  | 0.0 | Electrical Components | Front Mounting Add-on Block(2NO+2NC) for MNX/MCX Contactor L&T CS94114 | 0 | 31-12-2099 | Material Transfer | Moving Average |  | 0.0 |  | 0 | 0 |  | 0 | 0 | 0 | 0 |  | 0 | Item Attribute | 1 | Nos | 0.0 | 0.0 | 0 | 0.0 | 0 | L&T | CS94114 | India |  |  | 0 | 0.0 |  | 0 | 0 |  | 0 | 0 | 0 | 0 |  |  | 0 | 0 | 0 |  | 0 | [5 empty] | 0 |  |  | 0 | [13 empty] | Nos | 1.0 | [10 empty] | Ringlus Electro Controls & Automation PVT LTD | [18 empty] | CGST - RNG | 9.0
[121 empty] | SGST - RNG | 9.0
| Front Mounting Add-on Block(1NO+3NC) for MNX/MCX Contactor L&T CS94115 | Front Mounting Add-on Block(1NO+3NC) for MNX/MCX Contactor L&T CS94115 | LTCON | Nos |  | Front Mounting Add-on Block(1NO+3NC) for MNX/MCX Contactor L&T CS94115 |  | 0 | 0 | 1 | 1 | 1 | 0.0 | 0.0 | 0.0 | 0 |  |  | 0.0 | Electrical Components | Front Mounting Add-on Block(1NO+3NC) for MNX/MCX Contactor L&T CS94115 | 0 | 31-12-2099 | Material Transfer | Moving Average |  | 0.0 |  | 0 | 0 |  | 0 | 0 | 0 | 0 |  | 0 | Item Attribute | 1 | Nos | 0.0 | 0.0 | 0 | 0.0 | 0 | L&T | CS94115 | India |  |  | 0 | 0.0 |  | 0 | 0 |  | 0 | 0 | 0 | 0 |  |  | 0 | 0 | 0 |  | 0 | [5 empty] | 0 |  |  | 0 | [13 empty] | Nos | 1.0 | [10 empty] | Ringlus Electro Controls & Automation PVT LTD | [18 empty] | CGST - RNG | 9.0
[121 empty] | SGST - RNG | 9.0
| Front Mounting Add-on Block(4NC) for MNX/MCX Contactor L&T CS94116 | Front Mounting Add-on Block(4NC) for MNX/MCX Contactor L&T CS94116 | LTCON | Nos |  | Front Mounting Add-on Block(4NC) for MNX/MCX Contactor L&T CS94116 |  | 0 | 0 | 1 | 1 | 1 | 0.0 | 0.0 | 0.0 | 0 |  |  | 0.0 | Electrical Components | Front Mounting Add-on Block(4NC) for MNX/MCX Contactor L&T CS94116 | 0 | 31-12-2099 | Material Transfer | Moving Average |  | 0.0 |  | 0 | 0 |  | 0 | 0 | 0 | 0 |  | 0 | Item Attribute | 1 | Nos | 0.0 | 0.0 | 0 | 0.0 | 0 | L&T | CS94116 | India |  |  | 0 | 0.0 |  | 0 | 0 |  | 0 | 0 | 0 | 0 |  |  | 0 | 0 | 0 |  | 0 | [5 empty] | 0 |  |  | 0 | [13 empty] | Nos | 1.0 | [10 empty] | Ringlus Electro Controls & Automation PVT LTD | [18 empty] | CGST - RNG | 9.0
[121 empty] | SGST - RNG | 9.0
| Front Mounting Add-on Block(2NO) for MNX/MCX Contactor L&T CS94117 | Front Mounting Add-on Block(2NO) for MNX/MCX Contactor L&T CS94117 | LTCON | Nos |  | Front Mounting Add-on Block(2NO) for MNX/MCX Contactor L&T CS94117 |  | 0 | 0 | 1 | 1 | 1 | 0.0 | 0.0 | 0.0 | 0 |  |  | 0.0 | Electrical Components | Front Mounting Add-on Block(2NO) for MNX/MCX Contactor L&T CS94117 | 0 | 31-12-2099 | Material Transfer | Moving Average |  | 0.0 |  | 0 | 0 |  | 0 | 0 | 0 | 0 |  | 0 | Item Attribute | 1 | Nos | 0.0 | 0.0 | 0 | 0.0 | 0 | L&T | CS94117 | India |  |  | 0 | 0.0 |  | 0 | 0 |  | 0 | 0 | 0 | 0 |  |  | 0 | 0 | 0 |  | 0 | [5 empty] | 0 |  |  | 0 | [13 empty] | Nos | 1.0 | [10 empty] | Ringlus Electro Controls & Automation PVT LTD | [18 empty] | CGST - RNG | 9.0
[121 empty] | SGST - RNG | 9.0
| Front Mounting Add-on Block(1NO+1NC) for MNX/MCX Contactor L&T CS94118 | Front Mounting Add-on Block(1NO+1NC) for MNX/MCX Contactor L&T CS94118 | LTCON | Nos |  | Front Mounting Add-on Block(1NO+1NC) for MNX/MCX Contactor L&T CS94118 |  | 0 | 0 | 1 | 1 | 1 | 0.0 | 0.0 | 0.0 | 0 |  |  | 0.0 | Electrical Components | Front Mounting Add-on Block(1NO+1NC) for MNX/MCX Contactor L&T CS94118 | 0 | 31-12-2099 | Material Transfer | Moving Average |  | 0.0 |  | 0 | 0 |  | 0 | 0 | 0 | 0 |  | 0 | Item Attribute | 1 | Nos | 0.0 | 0.0 | 0 | 0.0 | 0 | L&T | CS94118 | India |  |  | 0 | 0.0 |  | 0 | 0 |  | 0 | 0 | 0 | 0 |  |  | 0 | 0 | 0 |  | 0 | [5 empty] | 0 |  |  | 0 | [13 empty] | Nos | 1.0 | [10 empty] | Ringlus Electro Controls & Automation PVT LTD | [18 empty] | CGST - RNG | 9.0
[121 empty] | SGST - RNG | 9.0
| Front Mounting Add-on Block(2NC) for MNX/MCX Contactor L&T CS94119 | Front Mounting Add-on Block(2NC) for MNX/MCX Contactor L&T CS94119 | LTCON | Nos |  | Front Mounting Add-on Block(2NC) for MNX/MCX Contactor L&T CS94119 |  | 0 | 0 | 1 | 1 | 1 | 0.0 | 0.0 | 0.0 | 0 |  |  | 0.0 | Electrical Components | Front Mounting Add-on Block(2NC) for MNX/MCX Contactor L&T CS94119 | 0 | 31-12-2099 | Material Transfer | Moving Average |  | 0.0 |  | 0 | 0 |  | 0 | 0 | 0 | 0 |  | 0 | Item Attribute | 1 | Nos | 0.0 | 0.0 | 0 | 0.0 | 0 | L&T | CS94119 | India |  |  | 0 | 0.0 |  | 0 | 0 |  | 0 | 0 | 0 | 0 |  |  | 0 | 0 | 0 |  | 0 | [5 empty] | 0 |  |  | 0 | [13 empty] | Nos | 1.0 | [10 empty] | Ringlus Electro Controls & Automation PVT LTD | [18 empty] | CGST - RNG | 9.0
[121 empty] | SGST - RNG | 9.0
| Front Mounting Add-on Block(1NO) for MNX/MCX Contactor L&T CS94120 | Front Mounting Add-on Block(1NO) for MNX/MCX Contactor L&T CS94120 | LTCON | Nos |  | Front Mounting Add-on Block(1NO) for MNX/MCX Contactor L&T CS94120 |  | 0 | 0 | 1 | 1 | 1 | 0.0 | 0.0 | 0.0 | 0 |  |  | 0.0 | Electrical Components | Front Mounting Add-on Block(1NO) for MNX/MCX Contactor L&T CS94120 | 0 | 31-12-2099 | Material Transfer | Moving Average |  | 0.0 |  | 0 | 0 |  | 0 | 0 | 0 | 0 |  | 0 | Item Attribute | 1 | Nos | 0.0 | 0.0 | 0 | 0.0 | 0 | L&T | CS94120 | India |  |  | 0 | 0.0 |  | 0 | 0 |  | 0 | 0 | 0 | 0 |  |  | 0 | 0 | 0 |  | 0 | [5 empty] | 0 |  |  | 0 | [13 empty] | Nos | 1.0 | [10 empty] | Ringlus Electro Controls & Automation PVT LTD | [18 empty] | CGST - RNG | 9.0
[121 empty] | SGST - RNG | 9.0
| Front Mounting Add-on Block(1NC) for MNX/MCX Contactor L&T CS94121 | Front Mounting Add-on Block(1NC) for MNX/MCX Contactor L&T CS94121 | LTCON | Nos |  | Front Mounting Add-on Block(1NC) for MNX/MCX Contactor L&T CS94121 |  | 0 | 0 | 1 | 1 | 1 | 0.0 | 0.0 | 0.0 | 0 |  |  | 0.0 | Electrical Components | Front Mounting Add-on Block(1NC) for MNX/MCX Contactor L&T CS94121 | 0 | 31-12-2099 | Material Transfer | Moving Average |  | 0.0 |  | 0 | 0 |  | 0 | 0 | 0 | 0 |  | 0 | Item Attribute | 1 | Nos | 0.0 | 0.0 | 0 | 0.0 | 0 | L&T | CS94121 | India |  |  | 0 | 0.0 |  | 0 | 0 |  | 0 | 0 | 0 | 0 |  |  | 0 | 0 | 0 |  | 0 | [5 empty] | 0 |  |  | 0 | [13 empty] | Nos | 1.0 | [10 empty] | Ringlus Electro Controls & Automation PVT LTD | [18 empty] | CGST - RNG | 9.0
[121 empty] | SGST - RNG | 9.0
| Front Mounting Add-on Block(4NO) for MO 9-110/MO0 Contactor L&T CS94594 | Front Mounting Add-on Block(4NO) for MO 9-110/MO0 Contactor L&T CS94594 | LTCON | Nos |  | Front Mounting Add-on Block(4NO) for MO 9-110/MO0 Contactor L&T CS94594 |  | 0 | 0 | 1 | 1 | 1 | 0.0 | 0.0 | 0.0 | 0 |  |  | 0.0 | Electrical Components | Front Mounting Add-on Block(4NO) for MO 9-110/MO0 Contactor L&T CS94594 | 0 | 31-12-2099 | Material Transfer | Moving Average |  | 0.0 |  | 0 | 0 |  | 0 | 0 | 0 | 0 |  | 0 | Item Attribute | 1 | Nos | 0.0 | 0.0 | 0 | 0.0 | 0 | L&T | CS94594 | India |  |  | 0 | 0.0 |  | 0 | 0 |  | 0 | 0 | 0 | 0 |  |  | 0 | 0 | 0 |  | 0 | [5 empty] | 0 |  |  | 0 | [13 empty] | Nos | 1.0 | [10 empty] | Ringlus Electro Controls & Automation PVT LTD | [18 empty] | CGST - RNG | 9.0
[121 empty] | SGST - RNG | 9.0
| Front Mounting Add-on Block(3NO+1NC) for MO 9-110/MO0 Contactor L&T CS94595 | Front Mounting Add-on Block(3NO+1NC) for MO 9-110/MO0 Contactor L&T CS94595 | LTCON | Nos |  | Front Mounting Add-on Block(3NO+1NC) for MO 9-110/MO0 Contactor L&T CS94595 |  | 0 | 0 | 1 | 1 | 1 | 0.0 | 0.0 | 0.0 | 0 |  |  | 0.0 | Electrical Components | Front Mounting Add-on Block(3NO+1NC) for MO 9-110/MO0 Contactor L&T CS94595 | 0 | 31-12-2099 | Material Transfer | Moving Average |  | 0.0 |  | 0 | 0 |  | 0 | 0 | 0 | 0 |  | 0 | Item Attribute | 1 | Nos | 0.0 | 0.0 | 0 | 0.0 | 0 | L&T | CS94595 | India |  |  | 0 | 0.0 |  | 0 | 0 |  | 0 | 0 | 0 | 0 |  |  | 0 | 0 | 0 |  | 0 | [5 empty] | 0 |  |  | 0 | [13 empty] | Nos | 1.0 | [10 empty] | Ringlus Electro Controls & Automation PVT LTD | [18 empty] | CGST - RNG | 9.0
[121 empty] | SGST - RNG | 9.0
| Front Mounting Add-on Block(2NO+2NC) for MO 9-110/MO0 Contactor L&T CS94596 | Front Mounting Add-on Block(2NO+2NC) for MO 9-110/MO0 Contactor L&T CS94596 | LTCON | Nos |  | Front Mounting Add-on Block(2NO+2NC) for MO 9-110/MO0 Contactor L&T CS94596 |  | 0 | 0 | 1 | 1 | 1 | 0.0 | 0.0 | 0.0 | 0 |  |  | 0.0 | Electrical Components | Front Mounting Add-on Block(2NO+2NC) for MO 9-110/MO0 Contactor L&T CS94596 | 0 | 31-12-2099 | Material Transfer | Moving Average |  | 0.0 |  | 0 | 0 |  | 0 | 0 | 0 | 0 |  | 0 | Item Attribute | 1 | Nos | 0.0 | 0.0 | 0 | 0.0 | 0 | L&T | CS94596 | India |  |  | 0 | 0.0 |  | 0 | 0 |  | 0 | 0 | 0 | 0 |  |  | 0 | 0 | 0 |  | 0 | [5 empty] | 0 |  |  | 0 | [13 empty] | Nos | 1.0 | [10 empty] | Ringlus Electro Controls & Automation PVT LTD | [18 empty] | CGST - RNG | 9.0
[121 empty] | SGST - RNG | 9.0
| Front Mounting Add-on Block(1NO+3NC) for MO 9-110/MO0 Contactor L&T CS94597 | Front Mounting Add-on Block(1NO+3NC) for MO 9-110/MO0 Contactor L&T CS94597 | LTCON | Nos |  | Front Mounting Add-on Block(1NO+3NC) for MO 9-110/MO0 Contactor L&T CS94597 |  | 0 | 0 | 1 | 1 | 1 | 0.0 | 0.0 | 0.0 | 0 |  |  | 0.0 | Electrical Components | Front Mounting Add-on Block(1NO+3NC) for MO 9-110/MO0 Contactor L&T CS94597 | 0 | 31-12-2099 | Material Transfer | Moving Average |  | 0.0 |  | 0 | 0 |  | 0 | 0 | 0 | 0 |  | 0 | Item Attribute | 1 | Nos | 0.0 | 0.0 | 0 | 0.0 | 0 | L&T | CS94597 | India |  |  | 0 | 0.0 |  | 0 | 0 |  | 0 | 0 | 0 | 0 |  |  | 0 | 0 | 0 |  | 0 | [5 empty] | 0 |  |  | 0 | [13 empty] | Nos | 1.0 | [10 empty] | Ringlus Electro Controls & Automation PVT LTD | [18 empty] | CGST - RNG | 9.0
[121 empty] | SGST - RNG | 9.0
| Front Mounting Add-on Block(4NC) for MO 9-110/MO0 Contactor L&T CS94598 | Front Mounting Add-on Block(4NC) for MO 9-110/MO0 Contactor L&T CS94598 | LTCON | Nos |  | Front Mounting Add-on Block(4NC) for MO 9-110/MO0 Contactor L&T CS94598 |  | 0 | 0 | 1 | 1 | 1 | 0.0 | 0.0 | 0.0 | 0 |  |  | 0.0 | Electrical Components | Front Mounting Add-on Block(4NC) for MO 9-110/MO0 Contactor L&T CS94598 | 0 | 31-12-2099 | Material Transfer | Moving Average |  | 0.0 |  | 0 | 0 |  | 0 | 0 | 0 | 0 |  | 0 | Item Attribute | 1 | Nos | 0.0 | 0.0 | 0 | 0.0 | 0 | L&T | CS94598 | India |  |  | 0 | 0.0 |  | 0 | 0 |  | 0 | 0 | 0 | 0 |  |  | 0 | 0 | 0 |  | 0 | [5 empty] | 0 |  |  | 0 | [13 empty] | Nos | 1.0 | [10 empty] | Ringlus Electro Controls & Automation PVT LTD | [18 empty] | CGST - RNG | 9.0
[121 empty] | SGST - RNG | 9.0
| Front Mounting Add-on Block(2NO) for MO 9-110/MO0 Contactor L&T CS94591 | Front Mounting Add-on Block(2NO) for MO 9-110/MO0 Contactor L&T CS94591 | LTCON | Nos |  | Front Mounting Add-on Block(2NO) for MO 9-110/MO0 Contactor L&T CS94591 |  | 0 | 0 | 1 | 1 | 1 | 0.0 | 0.0 | 0.0 | 0 |  |  | 0.0 | Electrical Components | Front Mounting Add-on Block(2NO) for MO 9-110/MO0 Contactor L&T CS94591 | 0 | 31-12-2099 | Material Transfer | Moving Average |  | 0.0 |  | 0 | 0 |  | 0 | 0 | 0 | 0 |  | 0 | Item Attribute | 1 | Nos | 0.0 | 0.0 | 0 | 0.0 | 0 | L&T | CS94591 | India |  |  | 0 | 0.0 |  | 0 | 0 |  | 0 | 0 | 0 | 0 |  |  | 0 | 0 | 0 |  | 0 | [5 empty] | 0 |  |  | 0 | [13 empty] | Nos | 1.0 | [10 empty] | Ringlus Electro Controls & Automation PVT LTD | [18 empty] | CGST - RNG | 9.0
[121 empty] | SGST - RNG | 9.0
| Front Mounting Add-on Block(1NO+1NC) for MO 9-110/MO0 Contactor L&T CS94592 | Front Mounting Add-on Block(1NO+1NC) for MO 9-110/MO0 Contactor L&T CS94592 | LTCON | Nos |  | Front Mounting Add-on Block(1NO+1NC) for MO 9-110/MO0 Contactor L&T CS94592 |  | 0 | 0 | 1 | 1 | 1 | 0.0 | 0.0 | 0.0 | 0 |  |  | 0.0 | Electrical Components | Front Mounting Add-on Block(1NO+1NC) for MO 9-110/MO0 Contactor L&T CS94592 | 0 | 31-12-2099 | Material Transfer | Moving Average |  | 0.0 |  | 0 | 0 |  | 0 | 0 | 0 | 0 |  | 0 | Item Attribute | 1 | Nos | 0.0 | 0.0 | 0 | 0.0 | 0 | L&T | CS94592 | India |  |  | 0 | 0.0 |  | 0 | 0 |  | 0 | 0 | 0 | 0 |  |  | 0 | 0 | 0 |  | 0 | [5 empty] | 0 |  |  | 0 | [13 empty] | Nos | 1.0 | [10 empty] | Ringlus Electro Controls & Automation PVT LTD | [18 empty] | CGST - RNG | 9.0
[121 empty] | SGST - RNG | 9.0
| Front Mounting Add-on Block(2NC) for MO 9-110/MO0 Contactor L&T CS94593 | Front Mounting Add-on Block(2NC) for MO 9-110/MO0 Contactor L&T CS94593 | LTCON | Nos |  | Front Mounting Add-on Block(2NC) for MO 9-110/MO0 Contactor L&T CS94593 |  | 0 | 0 | 1 | 1 | 1 | 0.0 | 0.0 | 0.0 | 0 |  |  | 0.0 | Electrical Components | Front Mounting Add-on Block(2NC) for MO 9-110/MO0 Contactor L&T CS94593 | 0 | 31-12-2099 | Material Transfer | Moving Average |  | 0.0 |  | 0 | 0 |  | 0 | 0 | 0 | 0 |  | 0 | Item Attribute | 1 | Nos | 0.0 | 0.0 | 0 | 0.0 | 0 | L&T | CS94593 | India |  |  | 0 | 0.0 |  | 0 | 0 |  | 0 | 0 | 0 | 0 |  |  | 0 | 0 | 0 |  | 0 | [5 empty] | 0 |  |  | 0 | [13 empty] | Nos | 1.0 | [10 empty] | Ringlus Electro Controls & Automation PVT LTD | [18 empty] | CGST - RNG | 9.0
[121 empty] | SGST - RNG | 9.0
| Front Mounting Add-on Block(1NO) for MO 9-110/MO0 Contactor L&T CS94585 | Front Mounting Add-on Block(1NO) for MO 9-110/MO0 Contactor L&T CS94585 | LTCON | Nos |  | Front Mounting Add-on Block(1NO) for MO 9-110/MO0 Contactor L&T CS94585 |  | 0 | 0 | 1 | 1 | 1 | 0.0 | 0.0 | 0.0 | 0 |  |  | 0.0 | Electrical Components | Front Mounting Add-on Block(1NO) for MO 9-110/MO0 Contactor L&T CS94585 | 0 | 31-12-2099 | Material Transfer | Moving Average |  | 0.0 |  | 0 | 0 |  | 0 | 0 | 0 | 0 |  | 0 | Item Attribute | 1 | Nos | 0.0 | 0.0 | 0 | 0.0 | 0 | L&T | CS94585 | India |  |  | 0 | 0.0 |  | 0 | 0 |  | 0 | 0 | 0 | 0 |  |  | 0 | 0 | 0 |  | 0 | [5 empty] | 0 |  |  | 0 | [13 empty] | Nos | 1.0 | [10 empty] | Ringlus Electro Controls & Automation PVT LTD | [18 empty] | CGST - RNG | 9.0
[121 empty] | SGST - RNG | 9.0
| Front Mounting Add-on Block(1NC) for MO 9-110/MO0 Contactor L&T CS94586 | Front Mounting Add-on Block(1NC) for MO 9-110/MO0 Contactor L&T CS94586 | LTCON | Nos |  | Front Mounting Add-on Block(1NC) for MO 9-110/MO0 Contactor L&T CS94586 |  | 0 | 0 | 1 | 1 | 1 | 0.0 | 0.0 | 0.0 | 0 |  |  | 0.0 | Electrical Components | Front Mounting Add-on Block(1NC) for MO 9-110/MO0 Contactor L&T CS94586 | 0 | 31-12-2099 | Material Transfer | Moving Average |  | 0.0 |  | 0 | 0 |  | 0 | 0 | 0 | 0 |  | 0 | Item Attribute | 1 | Nos | 0.0 | 0.0 | 0 | 0.0 | 0 | L&T | CS94586 | India |  |  | 0 | 0.0 |  | 0 | 0 |  | 0 | 0 | 0 | 0 |  |  | 0 | 0 | 0 |  | 0 | [5 empty] | 0 |  |  | 0 | [13 empty] | Nos | 1.0 | [10 empty] | Ringlus Electro Controls & Automation PVT LTD | [18 empty] | CGST - RNG | 9.0
[121 empty] | SGST - RNG | 9.0
| Front Mounting Add-on Block(2NO+2NC) for MDX Contactor L&T CS96569 | Front Mounting Add-on Block(2NO+2NC) for MDX Contactor L&T CS96569 | LTCON | Nos |  | Front Mounting Add-on Block(2NO+2NC) for MDX Contactor L&T CS96569 |  | 0 | 0 | 1 | 1 | 1 | 0.0 | 0.0 | 0.0 | 0 |  |  | 0.0 | Electrical Components | Front Mounting Add-on Block(2NO+2NC) for MDX Contactor L&T CS96569 | 0 | 31-12-2099 | Material Transfer | Moving Average |  | 0.0 |  | 0 | 0 |  | 0 | 0 | 0 | 0 |  | 0 | Item Attribute | 1 | Nos | 0.0 | 0.0 | 0 | 0.0 | 0 | L&T | CS96569 | India |  |  | 0 | 0.0 |  | 0 | 0 |  | 0 | 0 | 0 | 0 |  |  | 0 | 0 | 0 |  | 0 | [5 empty] | 0 |  |  | 0 | [13 empty] | Nos | 1.0 | [10 empty] | Ringlus Electro Controls & Automation PVT LTD | [18 empty] | CGST - RNG | 9.0
[121 empty] | SGST - RNG | 9.0
| Front Mounting Add-on Block(1NO+3NC) for MDX Contactor L&T CS90906 | Front Mounting Add-on Block(1NO+3NC) for MDX Contactor L&T CS90906 | LTCON | Nos |  | Front Mounting Add-on Block(1NO+3NC) for MDX Contactor L&T CS90906 |  | 0 | 0 | 1 | 1 | 1 | 0.0 | 0.0 | 0.0 | 0 |  |  | 0.0 | Electrical Components | Front Mounting Add-on Block(1NO+3NC) for MDX Contactor L&T CS90906 | 0 | 31-12-2099 | Material Transfer | Moving Average |  | 0.0 |  | 0 | 0 |  | 0 | 0 | 0 | 0 |  | 0 | Item Attribute | 1 | Nos | 0.0 | 0.0 | 0 | 0.0 | 0 | L&T | CS90906 | India |  |  | 0 | 0.0 |  | 0 | 0 |  | 0 | 0 | 0 | 0 |  |  | 0 | 0 | 0 |  | 0 | [5 empty] | 0 |  |  | 0 | [13 empty] | Nos | 1.0 | [10 empty] | Ringlus Electro Controls & Automation PVT LTD | [18 empty] | CGST - RNG | 9.0
[121 empty] | SGST - RNG | 9.0
| Front Mounting Add-on Block(1NO+1NC) for MDX Contactor L&T CS96568 | Front Mounting Add-on Block(1NO+1NC) for MDX Contactor L&T CS96568 | LTCON | Nos |  | Front Mounting Add-on Block(1NO+1NC) for MDX Contactor L&T CS96568 |  | 0 | 0 | 1 | 1 | 1 | 0.0 | 0.0 | 0.0 | 0 |  |  | 0.0 | Electrical Components | Front Mounting Add-on Block(1NO+1NC) for MDX Contactor L&T CS96568 | 0 | 31-12-2099 | Material Transfer | Moving Average |  | 0.0 |  | 0 | 0 |  | 0 | 0 | 0 | 0 |  | 0 | Item Attribute | 1 | Nos | 0.0 | 0.0 | 0 | 0.0 | 0 | L&T | CS96568 | India |  |  | 0 | 0.0 |  | 0 | 0 |  | 0 | 0 | 0 | 0 |  |  | 0 | 0 | 0 |  | 0 | [5 empty] | 0 |  |  | 0 | [13 empty] | Nos | 1.0 | [10 empty] | Ringlus Electro Controls & Automation PVT LTD | [18 empty] | CGST - RNG | 9.0
[121 empty] | SGST - RNG | 9.0
| Front Mounting Add-on Block for MDX Contactor L&T CS96586 | Front Mounting Add-on Block for MDX Contactor L&T CS96586 | LTCON | Nos |  | Front Mounting Add-on Block for MDX Contactor L&T CS96586 |  | 0 | 0 | 1 | 1 | 1 | 0.0 | 0.0 | 0.0 | 0 |  |  | 0.0 | Electrical Components | Front Mounting Add-on Block for MDX Contactor L&T CS96586 | 0 | 31-12-2099 | Material Transfer | Moving Average |  | 0.0 |  | 0 | 0 |  | 0 | 0 | 0 | 0 |  | 0 | Item Attribute | 1 | Nos | 0.0 | 0.0 | 0 | 0.0 | 0 | L&T | CS96586 | India |  |  | 0 | 0.0 |  | 0 | 0 |  | 0 | 0 | 0 | 0 |  |  | 0 | 0 | 0 |  | 0 | [5 empty] | 0 |  |  | 0 | [13 empty] | Nos | 1.0 | [10 empty] | Ringlus Electro Controls & Automation PVT LTD | [18 empty] | CGST - RNG | 9.0
[121 empty] | SGST - RNG | 9.0
| Front Mounting Add-on Block(4NO) for MX 0 Contactor L&T CS94033 | Front Mounting Add-on Block(4NO) for MX 0 Contactor L&T CS94033 | LTCON | Nos |  | Front Mounting Add-on Block(4NO) for MX 0 Contactor L&T CS94033 |  | 0 | 0 | 1 | 1 | 1 | 0.0 | 0.0 | 0.0 | 0 |  |  | 0.0 | Electrical Components | Front Mounting Add-on Block(4NO) for MX 0 Contactor L&T CS94033 | 0 | 31-12-2099 | Material Transfer | Moving Average |  | 0.0 |  | 0 | 0 |  | 0 | 0 | 0 | 0 |  | 0 | Item Attribute | 1 | Nos | 0.0 | 0.0 | 0 | 0.0 | 0 | L&T | CS94033 | India |  |  | 0 | 0.0 |  | 0 | 0 |  | 0 | 0 | 0 | 0 |  |  | 0 | 0 | 0 |  | 0 | [5 empty] | 0 |  |  | 0 | [13 empty] | Nos | 1.0 | [10 empty] | Ringlus Electro Controls & Automation PVT LTD | [18 empty] | CGST - RNG | 9.0
[121 empty] | SGST - RNG | 9.0
| Front Mounting Add-on Block(3NO+1NC) for MX 0 Contactor L&T CS94034 | Front Mounting Add-on Block(3NO+1NC) for MX 0 Contactor L&T CS94034 | LTCON | Nos |  | Front Mounting Add-on Block(3NO+1NC) for MX 0 Contactor L&T CS94034 |  | 0 | 0 | 1 | 1 | 1 | 0.0 | 0.0 | 0.0 | 0 |  |  | 0.0 | Electrical Components | Front Mounting Add-on Block(3NO+1NC) for MX 0 Contactor L&T CS94034 | 0 | 31-12-2099 | Material Transfer | Moving Average |  | 0.0 |  | 0 | 0 |  | 0 | 0 | 0 | 0 |  | 0 | Item Attribute | 1 | Nos | 0.0 | 0.0 | 0 | 0.0 | 0 | L&T | CS94034 | India |  |  | 0 | 0.0 |  | 0 | 0 |  | 0 | 0 | 0 | 0 |  |  | 0 | 0 | 0 |  | 0 | [5 empty] | 0 |  |  | 0 | [13 empty] | Nos | 1.0 | [10 empty] | Ringlus Electro Controls & Automation PVT LTD | [18 empty] | CGST - RNG | 9.0
[121 empty] | SGST - RNG | 9.0
| Front Mounting Add-on Block(2NO+2NC) for MX 0 Contactor L&T CS94035 | Front Mounting Add-on Block(2NO+2NC) for MX 0 Contactor L&T CS94035 | LTCON | Nos |  | Front Mounting Add-on Block(2NO+2NC) for MX 0 Contactor L&T CS94035 |  | 0 | 0 | 1 | 1 | 1 | 0.0 | 0.0 | 0.0 | 0 |  |  | 0.0 | Electrical Components | Front Mounting Add-on Block(2NO+2NC) for MX 0 Contactor L&T CS94035 | 0 | 31-12-2099 | Material Transfer | Moving Average |  | 0.0 |  | 0 | 0 |  | 0 | 0 | 0 | 0 |  | 0 | Item Attribute | 1 | Nos | 0.0 | 0.0 | 0 | 0.0 | 0 | L&T | CS94035 | India |  |  | 0 | 0.0 |  | 0 | 0 |  | 0 | 0 | 0 | 0 |  |  | 0 | 0 | 0 |  | 0 | [5 empty] | 0 |  |  | 0 | [13 empty] | Nos | 1.0 | [10 empty] | Ringlus Electro Controls & Automation PVT LTD | [18 empty] | CGST - RNG | 9.0
[121 empty] | SGST - RNG | 9.0
| Front Mounting Add-on Block(1NO+3NC) for MX 0 Contactor L&T CS94036 | Front Mounting Add-on Block(1NO+3NC) for MX 0 Contactor L&T CS94036 | LTCON | Nos |  | Front Mounting Add-on Block(1NO+3NC) for MX 0 Contactor L&T CS94036 |  | 0 | 0 | 1 | 1 | 1 | 0.0 | 0.0 | 0.0 | 0 |  |  | 0.0 | Electrical Components | Front Mounting Add-on Block(1NO+3NC) for MX 0 Contactor L&T CS94036 | 0 | 31-12-2099 | Material Transfer | Moving Average |  | 0.0 |  | 0 | 0 |  | 0 | 0 | 0 | 0 |  | 0 | Item Attribute | 1 | Nos | 0.0 | 0.0 | 0 | 0.0 | 0 | L&T | CS94036 | India |  |  | 0 | 0.0 |  | 0 | 0 |  | 0 | 0 | 0 | 0 |  |  | 0 | 0 | 0 |  | 0 | [5 empty] | 0 |  |  | 0 | [13 empty] | Nos | 1.0 | [10 empty] | Ringlus Electro Controls & Automation PVT LTD | [18 empty] | CGST - RNG | 9.0
[121 empty] | SGST - RNG | 9.0
| Front Mounting Add-on Block(4NC) for MX 0 Contactor L&T CS94037 | Front Mounting Add-on Block(4NC) for MX 0 Contactor L&T CS94037 | LTCON | Nos |  | Front Mounting Add-on Block(4NC) for MX 0 Contactor L&T CS94037 |  | 0 | 0 | 1 | 1 | 1 | 0.0 | 0.0 | 0.0 | 0 |  |  | 0.0 | Electrical Components | Front Mounting Add-on Block(4NC) for MX 0 Contactor L&T CS94037 | 0 | 31-12-2099 | Material Transfer | Moving Average |  | 0.0 |  | 0 | 0 |  | 0 | 0 | 0 | 0 |  | 0 | Item Attribute | 1 | Nos | 0.0 | 0.0 | 0 | 0.0 | 0 | L&T | CS94037 | India |  |  | 0 | 0.0 |  | 0 | 0 |  | 0 | 0 | 0 | 0 |  |  | 0 | 0 | 0 |  | 0 | [5 empty] | 0 |  |  | 0 | [13 empty] | Nos | 1.0 | [10 empty] | Ringlus Electro Controls & Automation PVT LTD | [18 empty] | CGST - RNG | 9.0
[121 empty] | SGST - RNG | 9.0
| Front Mounting Add-on Block(2NO) for MX 0 Contactor L&T CS94030 | Front Mounting Add-on Block(2NO) for MX 0 Contactor L&T CS94030 | LTCON | Nos |  | Front Mounting Add-on Block(2NO) for MX 0 Contactor L&T CS94030 |  | 0 | 0 | 1 | 1 | 1 | 0.0 | 0.0 | 0.0 | 0 |  |  | 0.0 | Electrical Components | Front Mounting Add-on Block(2NO) for MX 0 Contactor L&T CS94030 | 0 | 31-12-2099 | Material Transfer | Moving Average |  | 0.0 |  | 0 | 0 |  | 0 | 0 | 0 | 0 |  | 0 | Item Attribute | 1 | Nos | 0.0 | 0.0 | 0 | 0.0 | 0 | L&T | CS94030 | India |  |  | 0 | 0.0 |  | 0 | 0 |  | 0 | 0 | 0 | 0 |  |  | 0 | 0 | 0 |  | 0 | [5 empty] | 0 |  |  | 0 | [13 empty] | Nos | 1.0 | [10 empty] | Ringlus Electro Controls & Automation PVT LTD | [18 empty] | CGST - RNG | 9.0
[121 empty] | SGST - RNG | 9.0
| Front Mounting Add-on Block(1NO+1NC) for MX 0 Contactor L&T CS94031 | Front Mounting Add-on Block(1NO+1NC) for MX 0 Contactor L&T CS94031 | LTCON | Nos |  | Front Mounting Add-on Block(1NO+1NC) for MX 0 Contactor L&T CS94031 |  | 0 | 0 | 1 | 1 | 1 | 0.0 | 0.0 | 0.0 | 0 |  |  | 0.0 | Electrical Components | Front Mounting Add-on Block(1NO+1NC) for MX 0 Contactor L&T CS94031 | 0 | 31-12-2099 | Material Transfer | Moving Average |  | 0.0 |  | 0 | 0 |  | 0 | 0 | 0 | 0 |  | 0 | Item Attribute | 1 | Nos | 0.0 | 0.0 | 0 | 0.0 | 0 | L&T | CS94031 | India |  |  | 0 | 0.0 |  | 0 | 0 |  | 0 | 0 | 0 | 0 |  |  | 0 | 0 | 0 |  | 0 | [5 empty] | 0 |  |  | 0 | [13 empty] | Nos | 1.0 | [10 empty] | Ringlus Electro Controls & Automation PVT LTD | [18 empty] | CGST - RNG | 9.0
[121 empty] | SGST - RNG | 9.0
| Front Mounting Add-on Block(2NC) for MX 0 Contactor L&T CS94032 | Front Mounting Add-on Block(2NC) for MX 0 Contactor L&T CS94032 | LTCON | Nos |  | Front Mounting Add-on Block(2NC) for MX 0 Contactor L&T CS94032 |  | 0 | 0 | 1 | 1 | 1 | 0.0 | 0.0 | 0.0 | 0 |  |  | 0.0 | Electrical Components | Front Mounting Add-on Block(2NC) for MX 0 Contactor L&T CS94032 | 0 | 31-12-2099 | Material Transfer | Moving Average |  | 0.0 |  | 0 | 0 |  | 0 | 0 | 0 | 0 |  | 0 | Item Attribute | 1 | Nos | 0.0 | 0.0 | 0 | 0.0 | 0 | L&T | CS94032 | India |  |  | 0 | 0.0 |  | 0 | 0 |  | 0 | 0 | 0 | 0 |  |  | 0 | 0 | 0 |  | 0 | [5 empty] | 0 |  |  | 0 | [13 empty] | Nos | 1.0 | [10 empty] | Ringlus Electro Controls & Automation PVT LTD | [18 empty] | CGST - RNG | 9.0
[121 empty] | SGST - RNG | 9.0
| Front Mounting Add-on Block(2NO) for MU-2P Contactor L&T CS90692 | Front Mounting Add-on Block(2NO) for MU-2P Contactor L&T CS90692 | LTCON | Nos |  | Front Mounting Add-on Block(2NO) for MU-2P Contactor L&T CS90692 |  | 0 | 0 | 1 | 1 | 1 | 0.0 | 0.0 | 0.0 | 0 |  |  | 0.0 | Electrical Components | Front Mounting Add-on Block(2NO) for MU-2P Contactor L&T CS90692 | 0 | 31-12-2099 | Material Transfer | Moving Average |  | 0.0 |  | 0 | 0 |  | 0 | 0 | 0 | 0 |  | 0 | Item Attribute | 1 | Nos | 0.0 | 0.0 | 0 | 0.0 | 0 | L&T | CS90692 | India |  |  | 0 | 0.0 |  | 0 | 0 |  | 0 | 0 | 0 | 0 |  |  | 0 | 0 | 0 |  | 0 | [5 empty] | 0 |  |  | 0 | [13 empty] | Nos | 1.0 | [10 empty] | Ringlus Electro Controls & Automation PVT LTD | [18 empty] | CGST - RNG | 9.0
[121 empty] | SGST - RNG | 9.0
| Front Mounting Add-on Block(1NO+1NC) for MU-2P Contactor L&T CS90693 | Front Mounting Add-on Block(1NO+1NC) for MU-2P Contactor L&T CS90693 | LTCON | Nos |  | Front Mounting Add-on Block(1NO+1NC) for MU-2P Contactor L&T CS90693 |  | 0 | 0 | 1 | 1 | 1 | 0.0 | 0.0 | 0.0 | 0 |  |  | 0.0 | Electrical Components | Front Mounting Add-on Block(1NO+1NC) for MU-2P Contactor L&T CS90693 | 0 | 31-12-2099 | Material Transfer | Moving Average |  | 0.0 |  | 0 | 0 |  | 0 | 0 | 0 | 0 |  | 0 | Item Attribute | 1 | Nos | 0.0 | 0.0 | 0 | 0.0 | 0 | L&T | CS90693 | India |  |  | 0 | 0.0 |  | 0 | 0 |  | 0 | 0 | 0 | 0 |  |  | 0 | 0 | 0 |  | 0 | [5 empty] | 0 |  |  | 0 | [13 empty] | Nos | 1.0 | [10 empty] | Ringlus Electro Controls & Automation PVT LTD | [18 empty] | CGST - RNG | 9.0
[121 empty] | SGST - RNG | 9.0
| Front Mounting Add-on Block(2NC) for MU-2P Contactor L&T CS90694 | Front Mounting Add-on Block(2NC) for MU-2P Contactor L&T CS90694 | LTCON | Nos |  | Front Mounting Add-on Block(2NC) for MU-2P Contactor L&T CS90694 |  | 0 | 0 | 1 | 1 | 1 | 0.0 | 0.0 | 0.0 | 0 |  |  | 0.0 | Electrical Components | Front Mounting Add-on Block(2NC) for MU-2P Contactor L&T CS90694 | 0 | 31-12-2099 | Material Transfer | Moving Average |  | 0.0 |  | 0 | 0 |  | 0 | 0 | 0 | 0 |  | 0 | Item Attribute | 1 | Nos | 0.0 | 0.0 | 0 | 0.0 | 0 | L&T | CS90694 | India |  |  | 0 | 0.0 |  | 0 | 0 |  | 0 | 0 | 0 | 0 |  |  | 0 | 0 | 0 |  | 0 | [5 empty] | 0 |  |  | 0 | [13 empty] | Nos | 1.0 | [10 empty] | Ringlus Electro Controls & Automation PVT LTD | [18 empty] | CGST - RNG | 9.0
[121 empty] | SGST - RNG | 9.0
| Front Mounting Add-on Block(1NO) for MU-2P Contactor L&T CS90695 | Front Mounting Add-on Block(1NO) for MU-2P Contactor L&T CS90695 | LTCON | Nos |  | Front Mounting Add-on Block(1NO) for MU-2P Contactor L&T CS90695 |  | 0 | 0 | 1 | 1 | 1 | 0.0 | 0.0 | 0.0 | 0 |  |  | 0.0 | Electrical Components | Front Mounting Add-on Block(1NO) for MU-2P Contactor L&T CS90695 | 0 | 31-12-2099 | Material Transfer | Moving Average |  | 0.0 |  | 0 | 0 |  | 0 | 0 | 0 | 0 |  | 0 | Item Attribute | 1 | Nos | 0.0 | 0.0 | 0 | 0.0 | 0 | L&T | CS90695 | India |  |  | 0 | 0.0 |  | 0 | 0 |  | 0 | 0 | 0 | 0 |  |  | 0 | 0 | 0 |  | 0 | [5 empty] | 0 |  |  | 0 | [13 empty] | Nos | 1.0 | [10 empty] | Ringlus Electro Controls & Automation PVT LTD | [18 empty] | CGST - RNG | 9.0
[121 empty] | SGST - RNG | 9.0
| Front Mounting Add-on Block(1NC) for MU-2P Contactor L&T CS90696 | Front Mounting Add-on Block(1NC) for MU-2P Contactor L&T CS90696 | LTCON | Nos |  | Front Mounting Add-on Block(1NC) for MU-2P Contactor L&T CS90696 |  | 0 | 0 | 1 | 1 | 1 | 0.0 | 0.0 | 0.0 | 0 |  |  | 0.0 | Electrical Components | Front Mounting Add-on Block(1NC) for MU-2P Contactor L&T CS90696 | 0 | 31-12-2099 | Material Transfer | Moving Average |  | 0.0 |  | 0 | 0 |  | 0 | 0 | 0 | 0 |  | 0 | Item Attribute | 1 | Nos | 0.0 | 0.0 | 0 | 0.0 | 0 | L&T | CS90696 | India |  |  | 0 | 0.0 |  | 0 | 0 |  | 0 | 0 | 0 | 0 |  |  | 0 | 0 | 0 |  | 0 | [5 empty] | 0 |  |  | 0 | [13 empty] | Nos | 1.0 | [10 empty] | Ringlus Electro Controls & Automation PVT LTD | [18 empty] | CGST - RNG | 9.0
[121 empty] | SGST - RNG | 9.0
| Front Mounting Add-on Block(4NO) for MN0 DC Contactor L&T SS94083 | Front Mounting Add-on Block(4NO) for MN0 DC Contactor L&T SS94083 | LTCON | Nos |  | Front Mounting Add-on Block(4NO) for MN0 DC Contactor L&T SS94083 |  | 0 | 0 | 1 | 1 | 1 | 0.0 | 0.0 | 0.0 | 0 |  |  | 0.0 | Electrical Components | Front Mounting Add-on Block(4NO) for MN0 DC Contactor L&T SS94083 | 0 | 31-12-2099 | Material Transfer | Moving Average |  | 0.0 |  | 0 | 0 |  | 0 | 0 | 0 | 0 |  | 0 | Item Attribute | 1 | Nos | 0.0 | 0.0 | 0 | 0.0 | 0 | L&T | SS94083 | India |  |  | 0 | 0.0 |  | 0 | 0 |  | 0 | 0 | 0 | 0 |  |  | 0 | 0 | 0 |  | 0 | [5 empty] | 0 |  |  | 0 | [13 empty] | Nos | 1.0 | [10 empty] | Ringlus Electro Controls & Automation PVT LTD | [18 empty] | CGST - RNG | 9.0
[121 empty] | SGST - RNG | 9.0
| Front Mounting Add-on Block(3NO+1NC) for MN0 DC Contactor L&T SS94084 | Front Mounting Add-on Block(3NO+1NC) for MN0 DC Contactor L&T SS94084 | LTCON | Nos |  | Front Mounting Add-on Block(3NO+1NC) for MN0 DC Contactor L&T SS94084 |  | 0 | 0 | 1 | 1 | 1 | 0.0 | 0.0 | 0.0 | 0 |  |  | 0.0 | Electrical Components | Front Mounting Add-on Block(3NO+1NC) for MN0 DC Contactor L&T SS94084 | 0 | 31-12-2099 | Material Transfer | Moving Average |  | 0.0 |  | 0 | 0 |  | 0 | 0 | 0 | 0 |  | 0 | Item Attribute | 1 | Nos | 0.0 | 0.0 | 0 | 0.0 | 0 | L&T | SS94084 | India |  |  | 0 | 0.0 |  | 0 | 0 |  | 0 | 0 | 0 | 0 |  |  | 0 | 0 | 0 |  | 0 | [5 empty] | 0 |  |  | 0 | [13 empty] | Nos | 1.0 | [10 empty] | Ringlus Electro Controls & Automation PVT LTD | [18 empty] | CGST - RNG | 9.0
[121 empty] | SGST - RNG | 9.0
| Front Mounting Add-on Block(2NO+2NC) for MN0 DC Contactor L&T SS94085 | Front Mounting Add-on Block(2NO+2NC) for MN0 DC Contactor L&T SS94085 | LTCON | Nos |  | Front Mounting Add-on Block(2NO+2NC) for MN0 DC Contactor L&T SS94085 |  | 0 | 0 | 1 | 1 | 1 | 0.0 | 0.0 | 0.0 | 0 |  |  | 0.0 | Electrical Components | Front Mounting Add-on Block(2NO+2NC) for MN0 DC Contactor L&T SS94085 | 0 | 31-12-2099 | Material Transfer | Moving Average |  | 0.0 |  | 0 | 0 |  | 0 | 0 | 0 | 0 |  | 0 | Item Attribute | 1 | Nos | 0.0 | 0.0 | 0 | 0.0 | 0 | L&T | SS94085 | India |  |  | 0 | 0.0 |  | 0 | 0 |  | 0 | 0 | 0 | 0 |  |  | 0 | 0 | 0 |  | 0 | [5 empty] | 0 |  |  | 0 | [13 empty] | Nos | 1.0 | [10 empty] | Ringlus Electro Controls & Automation PVT LTD | [18 empty] | CGST - RNG | 9.0
[121 empty] | SGST - RNG | 9.0
| Front Mounting Add-on Block(1NO+3NC) for MN0 DC Contactor L&T SS94086 | Front Mounting Add-on Block(1NO+3NC) for MN0 DC Contactor L&T SS94086 | LTCON | Nos |  | Front Mounting Add-on Block(1NO+3NC) for MN0 DC Contactor L&T SS94086 |  | 0 | 0 | 1 | 1 | 1 | 0.0 | 0.0 | 0.0 | 0 |  |  | 0.0 | Electrical Components | Front Mounting Add-on Block(1NO+3NC) for MN0 DC Contactor L&T SS94086 | 0 | 31-12-2099 | Material Transfer | Moving Average |  | 0.0 |  | 0 | 0 |  | 0 | 0 | 0 | 0 |  | 0 | Item Attribute | 1 | Nos | 0.0 | 0.0 | 0 | 0.0 | 0 | L&T | SS94086 | India |  |  | 0 | 0.0 |  | 0 | 0 |  | 0 | 0 | 0 | 0 |  |  | 0 | 0 | 0 |  | 0 | [5 empty] | 0 |  |  | 0 | [13 empty] | Nos | 1.0 | [10 empty] | Ringlus Electro Controls & Automation PVT LTD | [18 empty] | CGST - RNG | 9.0
[121 empty] | SGST - RNG | 9.0
| Front Mounting Add-on Block(4NC) for MN0 DC Contactor L&T SS94087 | Front Mounting Add-on Block(4NC) for MN0 DC Contactor L&T SS94087 | LTCON | Nos |  | Front Mounting Add-on Block(4NC) for MN0 DC Contactor L&T SS94087 |  | 0 | 0 | 1 | 1 | 1 | 0.0 | 0.0 | 0.0 | 0 |  |  | 0.0 | Electrical Components | Front Mounting Add-on Block(4NC) for MN0 DC Contactor L&T SS94087 | 0 | 31-12-2099 | Material Transfer | Moving Average |  | 0.0 |  | 0 | 0 |  | 0 | 0 | 0 | 0 |  | 0 | Item Attribute | 1 | Nos | 0.0 | 0.0 | 0 | 0.0 | 0 | L&T | SS94087 | India |  |  | 0 | 0.0 |  | 0 | 0 |  | 0 | 0 | 0 | 0 |  |  | 0 | 0 | 0 |  | 0 | [5 empty] | 0 |  |  | 0 | [13 empty] | Nos | 1.0 | [10 empty] | Ringlus Electro Controls & Automation PVT LTD | [18 empty] | CGST - RNG | 9.0
[121 empty] | SGST - RNG | 9.0
| Front Mounting Add-on Block(2NO) for MN0 DC Contactor L&T SS94080 | Front Mounting Add-on Block(2NO) for MN0 DC Contactor L&T SS94080 | LTCON | Nos |  | Front Mounting Add-on Block(2NO) for MN0 DC Contactor L&T SS94080 |  | 0 | 0 | 1 | 1 | 1 | 0.0 | 0.0 | 0.0 | 0 |  |  | 0.0 | Electrical Components | Front Mounting Add-on Block(2NO) for MN0 DC Contactor L&T SS94080 | 0 | 31-12-2099 | Material Transfer | Moving Average |  | 0.0 |  | 0 | 0 |  | 0 | 0 | 0 | 0 |  | 0 | Item Attribute | 1 | Nos | 0.0 | 0.0 | 0 | 0.0 | 0 | L&T | SS94080 | India |  |  | 0 | 0.0 |  | 0 | 0 |  | 0 | 0 | 0 | 0 |  |  | 0 | 0 | 0 |  | 0 | [5 empty] | 0 |  |  | 0 | [13 empty] | Nos | 1.0 | [10 empty] | Ringlus Electro Controls & Automation PVT LTD | [18 empty] | CGST - RNG | 9.0
[121 empty] | SGST - RNG | 9.0
| Front Mounting Add-on Block(1NO+1NC) for MN0 DC Contactor L&T SS94081 | Front Mounting Add-on Block(1NO+1NC) for MN0 DC Contactor L&T SS94081 | LTCON | Nos |  | Front Mounting Add-on Block(1NO+1NC) for MN0 DC Contactor L&T SS94081 |  | 0 | 0 | 1 | 1 | 1 | 0.0 | 0.0 | 0.0 | 0 |  |  | 0.0 | Electrical Components | Front Mounting Add-on Block(1NO+1NC) for MN0 DC Contactor L&T SS94081 | 0 | 31-12-2099 | Material Transfer | Moving Average |  | 0.0 |  | 0 | 0 |  | 0 | 0 | 0 | 0 |  | 0 | Item Attribute | 1 | Nos | 0.0 | 0.0 | 0 | 0.0 | 0 | L&T | SS94081 | India |  |  | 0 | 0.0 |  | 0 | 0 |  | 0 | 0 | 0 | 0 |  |  | 0 | 0 | 0 |  | 0 | [5 empty] | 0 |  |  | 0 | [13 empty] | Nos | 1.0 | [10 empty] | Ringlus Electro Controls & Automation PVT LTD | [18 empty] | CGST - RNG | 9.0
[121 empty] | SGST - RNG | 9.0
| Front Mounting Add-on Block(2NC) for MN0 DC Contactor L&T SS94082 | Front Mounting Add-on Block(2NC) for MN0 DC Contactor L&T SS94082 | LTCON | Nos |  | Front Mounting Add-on Block(2NC) for MN0 DC Contactor L&T SS94082 |  | 0 | 0 | 1 | 1 | 1 | 0.0 | 0.0 | 0.0 | 0 |  |  | 0.0 | Electrical Components | Front Mounting Add-on Block(2NC) for MN0 DC Contactor L&T SS94082 | 0 | 31-12-2099 | Material Transfer | Moving Average |  | 0.0 |  | 0 | 0 |  | 0 | 0 | 0 | 0 |  | 0 | Item Attribute | 1 | Nos | 0.0 | 0.0 | 0 | 0.0 | 0 | L&T | SS94082 | India |  |  | 0 | 0.0 |  | 0 | 0 |  | 0 | 0 | 0 | 0 |  |  | 0 | 0 | 0 |  | 0 | [5 empty] | 0 |  |  | 0 | [13 empty] | Nos | 1.0 | [10 empty] | Ringlus Electro Controls & Automation PVT LTD | [18 empty] | CGST - RNG | 9.0
[121 empty] | SGST - RNG | 9.0
| Front Mounting Add-on Block(1NO) for MN0 DC Contactor L&T SS94715 | Front Mounting Add-on Block(1NO) for MN0 DC Contactor L&T SS94715 | LTCON | Nos |  | Front Mounting Add-on Block(1NO) for MN0 DC Contactor L&T SS94715 |  | 0 | 0 | 1 | 1 | 1 | 0.0 | 0.0 | 0.0 | 0 |  |  | 0.0 | Electrical Components | Front Mounting Add-on Block(1NO) for MN0 DC Contactor L&T SS94715 | 0 | 31-12-2099 | Material Transfer | Moving Average |  | 0.0 |  | 0 | 0 |  | 0 | 0 | 0 | 0 |  | 0 | Item Attribute | 1 | Nos | 0.0 | 0.0 | 0 | 0.0 | 0 | L&T | SS94715 | India |  |  | 0 | 0.0 |  | 0 | 0 |  | 0 | 0 | 0 | 0 |  |  | 0 | 0 | 0 |  | 0 | [5 empty] | 0 |  |  | 0 | [13 empty] | Nos | 1.0 | [10 empty] | Ringlus Electro Controls & Automation PVT LTD | [18 empty] | CGST - RNG | 9.0
[121 empty] | SGST - RNG | 9.0
| Front Mounting Add-on Block(1NC) for MN0 DC Contactor L&T S94716 | Front Mounting Add-on Block(1NC) for MN0 DC Contactor L&T S94716 | LTCON | Nos |  | Front Mounting Add-on Block(1NC) for MN0 DC Contactor L&T S94716 |  | 0 | 0 | 1 | 1 | 1 | 0.0 | 0.0 | 0.0 | 0 |  |  | 0.0 | Electrical Components | Front Mounting Add-on Block(1NC) for MN0 DC Contactor L&T S94716 | 0 | 31-12-2099 | Material Transfer | Moving Average |  | 0.0 |  | 0 | 0 |  | 0 | 0 | 0 | 0 |  | 0 | Item Attribute | 1 | Nos | 0.0 | 0.0 | 0 | 0.0 | 0 | L&T | SS94716 | India |  |  | 0 | 0.0 |  | 0 | 0 |  | 0 | 0 | 0 | 0 |  |  | 0 | 0 | 0 |  | 0 | [5 empty] | 0 |  |  | 0 | [13 empty] | Nos | 1.0 | [10 empty] | Ringlus Electro Controls & Automation PVT LTD | [18 empty] | CGST - RNG | 9.0
[121 empty] | SGST - RNG | 9.0
| First Left Side Mounting Add-on Block(1NO+1NC) for MNX 9-40/MCX 01-04 Contactor L&T CS94220 | First Left Side Mounting Add-on Block(1NO+1NC) for MNX 9-40/MCX 01-04 Contactor L&T CS94220 | LTCON | Nos |  | First Left Side Mounting Add-on Block(1NO+1NC) for MNX 9-40/MCX 01-04 Contactor L&T CS94220 |  | 0 | 0 | 1 | 1 | 1 | 0.0 | 0.0 | 0.0 | 0 |  |  | 0.0 | Electrical Components | First Left Side Mounting Add-on Block(1NO+1NC) for MNX 9-40/MCX 01-04 Contactor L&T CS94220 | 0 | 31-12-2099 | Material Transfer | Moving Average |  | 0.0 |  | 0 | 0 |  | 0 | 0 | 0 | 0 |  | 0 | Item Attribute | 1 | Nos | 0.0 | 0.0 | 0 | 0.0 | 0 | L&T | CS94220 | India |  |  | 0 | 0.0 |  | 0 | 0 |  | 0 | 0 | 0 | 0 |  |  | 0 | 0 | 0 |  | 0 | [5 empty] | 0 |  |  | 0 | [13 empty] | Nos | 1.0 | [10 empty] | Ringlus Electro Controls & Automation PVT LTD | [18 empty] | CGST - RNG | 9.0
[121 empty] | SGST - RNG | 9.0
| First Right Side Mounting Add-on Block(1NO+1NC) for MNX 9-40/MCX 01-04 Contactor L&T CS94221 | First Right Side Mounting Add-on Block(1NO+1NC) for MNX 9-40/MCX 01-04 Contactor L&T CS94221 | LTCON | Nos |  | First Right Side Mounting Add-on Block(1NO+1NC) for MNX 9-40/MCX 01-04 Contactor L&T CS94221 |  | 0 | 0 | 1 | 1 | 1 | 0.0 | 0.0 | 0.0 | 0 |  |  | 0.0 | Electrical Components | First Right Side Mounting Add-on Block(1NO+1NC) for MNX 9-40/MCX 01-04 Contactor L&T CS94221 | 0 | 31-12-2099 | Material Transfer | Moving Average |  | 0.0 |  | 0 | 0 |  | 0 | 0 | 0 | 0 |  | 0 | Item Attribute | 1 | Nos | 0.0 | 0.0 | 0 | 0.0 | 0 | L&T | CS94221 | India |  |  | 0 | 0.0 |  | 0 | 0 |  | 0 | 0 | 0 | 0 |  |  | 0 | 0 | 0 |  | 0 | [5 empty] | 0 |  |  | 0 | [13 empty] | Nos | 1.0 | [10 empty] | Ringlus Electro Controls & Automation PVT LTD | [18 empty] | CGST - RNG | 9.0
[121 empty] | SGST - RNG | 9.0
| First Left Side Mounting Add-on Block(1NO+1NC) for MNX 50-80/MCX 22-23/MCX Contactor L&T CS94201 | First Left Side Mounting Add-on Block(1NO+1NC) for MNX 50-80/MCX 22-23/MCX Contactor L&T CS94201 | LTCON | Nos |  | First Left Side Mounting Add-on Block(1NO+1NC) for MNX 50-80/MCX 22-23/MCX Contactor L&T CS94201 |  | 0 | 0 | 1 | 1 | 1 | 0.0 | 0.0 | 0.0 | 0 |  |  | 0.0 | Electrical Components | First Left Side Mounting Add-on Block(1NO+1NC) for MNX 50-80/MCX 22-23/MCX Contactor L&T CS94201 | 0 | 31-12-2099 | Material Transfer | Moving Average |  | 0.0 |  | 0 | 0 |  | 0 | 0 | 0 | 0 |  | 0 | Item Attribute | 1 | Nos | 0.0 | 0.0 | 0 | 0.0 | 0 | L&T | CS94201 | India |  |  | 0 | 0.0 |  | 0 | 0 |  | 0 | 0 | 0 | 0 |  |  | 0 | 0 | 0 |  | 0 | [5 empty] | 0 |  |  | 0 | [13 empty] | Nos | 1.0 | [10 empty] | Ringlus Electro Controls & Automation PVT LTD | [18 empty] | CGST - RNG | 9.0
[121 empty] | SGST - RNG | 9.0
| First Right Side Mounting Add-on Block(1NO+1NC) for MNX 50-80/MCX 22-23/MCX Contactor L&T CS94202 | First Right Side Mounting Add-on Block(1NO+1NC) for MNX 50-80/MCX 22-23/MCX Contactor L&T CS94202 | LTCON | Nos |  | First Right Side Mounting Add-on Block(1NO+1NC) for MNX 50-80/MCX 22-23/MCX Contactor L&T CS94202 |  | 0 | 0 | 1 | 1 | 1 | 0.0 | 0.0 | 0.0 | 0 |  |  | 0.0 | Electrical Components | First Right Side Mounting Add-on Block(1NO+1NC) for MNX 50-80/MCX 22-23/MCX Contactor L&T CS94202 | 0 | 31-12-2099 | Material Transfer | Moving Average |  | 0.0 |  | 0 | 0 |  | 0 | 0 | 0 | 0 |  | 0 | Item Attribute | 1 | Nos | 0.0 | 0.0 | 0 | 0.0 | 0 | L&T | CS94202 | India |  |  | 0 | 0.0 |  | 0 | 0 |  | 0 | 0 | 0 | 0 |  |  | 0 | 0 | 0 |  | 0 | [5 empty] | 0 |  |  | 0 | [13 empty] | Nos | 1.0 | [10 empty] | Ringlus Electro Controls & Automation PVT LTD | [18 empty] | CGST - RNG | 9.0
[121 empty] | SGST - RNG | 9.0
| Second Left Side Mounting Add-on Block(1NO+1NC) for MNX 50-80/MCX 22-23/MCX Contactor L&T CS94203 | Second Left Side Mounting Add-on Block(1NO+1NC) for MNX 50-80/MCX 22-23/MCX Contactor L&T CS94203 | LTCON | Nos |  | Second Left Side Mounting Add-on Block(1NO+1NC) for MNX 50-80/MCX 22-23/MCX Contactor L&T CS94203 |  | 0 | 0 | 1 | 1 | 1 | 0.0 | 0.0 | 0.0 | 0 |  |  | 0.0 | Electrical Components | Second Left Side Mounting Add-on Block(1NO+1NC) for MNX 50-80/MCX 22-23/MCX Contactor L&T CS94203 | 0 | 31-12-2099 | Material Transfer | Moving Average |  | 0.0 |  | 0 | 0 |  | 0 | 0 | 0 | 0 |  | 0 | Item Attribute | 1 | Nos | 0.0 | 0.0 | 0 | 0.0 | 0 | L&T | CS94203 | India |  |  | 0 | 0.0 |  | 0 | 0 |  | 0 | 0 | 0 | 0 |  |  | 0 | 0 | 0 |  | 0 | [5 empty] | 0 |  |  | 0 | [13 empty] | Nos | 1.0 | [10 empty] | Ringlus Electro Controls & Automation PVT LTD | [18 empty] | CGST - RNG | 9.0
[121 empty] | SGST - RNG | 9.0
| Second Right Side Mounting Add-on Block(1NO+1NC) for MNX 50-80/MCX 22-23/MCX Contactor L&T CS94204 | Second Right Side Mounting Add-on Block(1NO+1NC) for MNX 50-80/MCX 22-23/MCX Contactor L&T CS94204 | LTCON | Nos |  | Second Right Side Mounting Add-on Block(1NO+1NC) for MNX 50-80/MCX 22-23/MCX Contactor L&T CS94204 |  | 0 | 0 | 1 | 1 | 1 | 0.0 | 0.0 | 0.0 | 0 |  |  | 0.0 | Electrical Components | Second Right Side Mounting Add-on Block(1NO+1NC) for MNX 50-80/MCX 22-23/MCX Contactor L&T CS94204 | 0 | 31-12-2099 | Material Transfer | Moving Average |  | 0.0 |  | 0 | 0 |  | 0 | 0 | 0 | 0 |  | 0 | Item Attribute | 1 | Nos | 0.0 | 0.0 | 0 | 0.0 | 0 | L&T | CS94204 | India |  |  | 0 | 0.0 |  | 0 | 0 |  | 0 | 0 | 0 | 0 |  |  | 0 | 0 | 0 |  | 0 | [5 empty] | 0 |  |  | 0 | [13 empty] | Nos | 1.0 | [10 empty] | Ringlus Electro Controls & Automation PVT LTD | [18 empty] | CGST - RNG | 9.0
[121 empty] | SGST - RNG | 9.0
| Mechanical Interlock kit for MX 06 to MX 12/MX 0 Type Contactor L&T CS94038 | Mechanical Interlock kit for MX 06 to MX 12/MX 0 Type Contactor L&T CS94038 | LTCON | Nos |  | Mechanical Interlock kit for MX 06 to MX 12/MX 0 Type Contactor L&T CS94038 |  | 0 | 0 | 1 | 1 | 1 | 0.0 | 0.0 | 0.0 | 0 |  |  | 0.0 | Electrical Components | Mechanical Interlock kit for MX 06 to MX 12/MX 0 Type Contactor L&T CS94038 | 0 | 31-12-2099 | Material Transfer | Moving Average |  | 0.0 |  | 0 | 0 |  | 0 | 0 | 0 | 0 |  | 0 | Item Attribute | 1 | Nos | 0.0 | 0.0 | 0 | 0.0 | 0 | L&T | CS94038 | India |  |  | 0 | 0.0 |  | 0 | 0 |  | 0 | 0 | 0 | 0 |  |  | 0 | 0 | 0 |  | 0 | [5 empty] | 0 |  |  | 0 | [13 empty] | Nos | 1.0 | [10 empty] | Ringlus Electro Controls & Automation PVT LTD | [18 empty] | CGST - RNG | 9.0
[121 empty] | SGST - RNG | 9.0
| Mechanical Interlock kit for MO 9-110 Type Contactor L&T CS94584 | Mechanical Interlock kit for MO 9-110 Type Contactor L&T CS94584 | LTCON | Nos |  | Mechanical Interlock kit for MO 9-110 Type Contactor L&T CS94584 |  | 0 | 0 | 1 | 1 | 1 | 0.0 | 0.0 | 0.0 | 0 |  |  | 0.0 | Electrical Components | Mechanical Interlock kit for MO 9-110 Type Contactor L&T CS94584 | 0 | 31-12-2099 | Material Transfer | Moving Average |  | 0.0 |  | 0 | 0 |  | 0 | 0 | 0 | 0 |  | 0 | Item Attribute | 1 | Nos | 0.0 | 0.0 | 0 | 0.0 | 0 | L&T | CS94584 | India |  |  | 0 | 0.0 |  | 0 | 0 |  | 0 | 0 | 0 | 0 |  |  | 0 | 0 | 0 |  | 0 | [5 empty] | 0 |  |  | 0 | [13 empty] | Nos | 1.0 | [10 empty] | Ringlus Electro Controls & Automation PVT LTD | [18 empty] | CGST - RNG | 9.0
[121 empty] | SGST - RNG | 9.0
| Mechanical Interlock kit for MDX 9-38 Type Contactor L&T CS96572 | Mechanical Interlock kit for MDX 9-38 Type Contactor L&T CS96572 | LTCON | Nos |  | Mechanical Interlock kit for MDX 9-38 Type Contactor L&T CS96572 |  | 0 | 0 | 1 | 1 | 1 | 0.0 | 0.0 | 0.0 | 0 |  |  | 0.0 | Electrical Components | Mechanical Interlock kit for MDX 9-38 Type Contactor L&T CS96572 | 0 | 31-12-2099 | Material Transfer | Moving Average |  | 0.0 |  | 0 | 0 |  | 0 | 0 | 0 | 0 |  | 0 | Item Attribute | 1 | Nos | 0.0 | 0.0 | 0 | 0.0 | 0 | L&T | CS94572 | India |  |  | 0 | 0.0 |  | 0 | 0 |  | 0 | 0 | 0 | 0 |  |  | 0 | 0 | 0 |  | 0 | [5 empty] | 0 |  |  | 0 | [13 empty] | Nos | 1.0 | [10 empty] | Ringlus Electro Controls & Automation PVT LTD | [18 empty] | CGST - RNG | 9.0
[121 empty] | SGST - RNG | 9.0
| Mechanical Interlock kit for MDX 50-110 Type Contactor L&T CS96573 | Mechanical Interlock kit for MDX 50-110 Type Contactor L&T CS96573 | LTCON | Nos |  | Mechanical Interlock kit for MDX 50-110 Type Contactor L&T CS96573 |  | 0 | 0 | 1 | 1 | 1 | 0.0 | 0.0 | 0.0 | 0 |  |  | 0.0 | Electrical Components | Mechanical Interlock kit for MDX 50-110 Type Contactor L&T CS96573 | 0 | 31-12-2099 | Material Transfer | Moving Average |  | 0.0 |  | 0 | 0 |  | 0 | 0 | 0 | 0 |  | 0 | Item Attribute | 1 | Nos | 0.0 | 0.0 | 0 | 0.0 | 0 | L&T | CS94573 | India |  |  | 0 | 0.0 |  | 0 | 0 |  | 0 | 0 | 0 | 0 |  |  | 0 | 0 | 0 |  | 0 | [5 empty] | 0 |  |  | 0 | [13 empty] | Nos | 1.0 | [10 empty] | Ringlus Electro Controls & Automation PVT LTD | [18 empty] | CGST - RNG | 9.0
[121 empty] | SGST - RNG | 9.0
| Mechanical Interlock kit for MNX 9-40 Type Contactor L&T CS94126 | Mechanical Interlock kit for MNX 9-40 Type Contactor L&T CS94126 | LTCON | Nos |  | Mechanical Interlock kit for MNX 9-40 Type Contactor L&T CS94126 |  | 0 | 0 | 1 | 1 | 1 | 0.0 | 0.0 | 0.0 | 0 |  |  | 0.0 | Electrical Components | Mechanical Interlock kit for MNX 9-40 Type Contactor L&T CS94126 | 0 | 31-12-2099 | Material Transfer | Moving Average |  | 0.0 |  | 0 | 0 |  | 0 | 0 | 0 | 0 |  | 0 | Item Attribute | 1 | Nos | 0.0 | 0.0 | 0 | 0.0 | 0 | L&T | CS94126 | India |  |  | 0 | 0.0 |  | 0 | 0 |  | 0 | 0 | 0 | 0 |  |  | 0 | 0 | 0 |  | 0 | [5 empty] | 0 |  |  | 0 | [13 empty] | Nos | 1.0 | [10 empty] | Ringlus Electro Controls & Automation PVT LTD | [18 empty] | CGST - RNG | 9.0
[121 empty] | SGST - RNG | 9.0
| Mechanical Interlock kit for MNX 50-80 Type Contactor L&T CS94197 | Mechanical Interlock kit for MNX 50-80 Type Contactor L&T CS94197 | LTCON | Nos |  | Mechanical Interlock kit for MNX 50-80 Type Contactor L&T CS94197 |  | 0 | 0 | 1 | 1 | 1 | 0.0 | 0.0 | 0.0 | 0 |  |  | 0.0 | Electrical Components | Mechanical Interlock kit for MNX 50-80 Type Contactor L&T CS94197 | 0 | 31-12-2099 | Material Transfer | Moving Average |  | 0.0 |  | 0 | 0 |  | 0 | 0 | 0 | 0 |  | 0 | Item Attribute | 1 | Nos | 0.0 | 0.0 | 0 | 0.0 | 0 | L&T | CS94197 | India |  |  | 0 | 0.0 |  | 0 | 0 |  | 0 | 0 | 0 | 0 |  |  | 0 | 0 | 0 |  | 0 | [5 empty] | 0 |  |  | 0 | [13 empty] | Nos | 1.0 | [10 empty] | Ringlus Electro Controls & Automation PVT LTD | [18 empty] | CGST - RNG | 9.0
[121 empty] | SGST - RNG | 9.0
| Mechanical Interlock kit for MNX 95-140 Type Contactor L&T CS94198 | Mechanical Interlock kit for MNX 95-140 Type Contactor L&T CS94198 | LTCON | Nos |  | Mechanical Interlock kit for MNX 95-140 Type Contactor L&T CS94198 |  | 0 | 0 | 1 | 1 | 1 | 0.0 | 0.0 | 0.0 | 0 |  |  | 0.0 | Electrical Components | Mechanical Interlock kit for MNX 95-140 Type Contactor L&T CS94198 | 0 | 31-12-2099 | Material Transfer | Moving Average |  | 0.0 |  | 0 | 0 |  | 0 | 0 | 0 | 0 |  | 0 | Item Attribute | 1 | Nos | 0.0 | 0.0 | 0 | 0.0 | 0 | L&T | CS94198 | India |  |  | 0 | 0.0 |  | 0 | 0 |  | 0 | 0 | 0 | 0 |  |  | 0 | 0 | 0 |  | 0 | [5 empty] | 0 |  |  | 0 | [13 empty] | Nos | 1.0 | [10 empty] | Ringlus Electro Controls & Automation PVT LTD | [18 empty] | CGST - RNG | 9.0
[121 empty] | SGST - RNG | 9.0
| Mechanical Interlock kit for MNX 185-250 Type Contactor L&T CS94199 | Mechanical Interlock kit for MNX 185-250 Type Contactor L&T CS94199 | LTCON | Nos |  | Mechanical Interlock kit for MNX 185-250 Type Contactor L&T CS94199 |  | 0 | 0 | 1 | 1 | 1 | 0.0 | 0.0 | 0.0 | 0 |  |  | 0.0 | Electrical Components | Mechanical Interlock kit for MNX 185-250 Type Contactor L&T CS94199 | 0 | 31-12-2099 | Material Transfer | Moving Average |  | 0.0 |  | 0 | 0 |  | 0 | 0 | 0 | 0 |  | 0 | Item Attribute | 1 | Nos | 0.0 | 0.0 | 0 | 0.0 | 0 | L&T | CS94199 | India |  |  | 0 | 0.0 |  | 0 | 0 |  | 0 | 0 | 0 | 0 |  |  | 0 | 0 | 0 |  | 0 | [5 empty] | 0 |  |  | 0 | [13 empty] | Nos | 1.0 | [10 empty] | Ringlus Electro Controls & Automation PVT LTD | [18 empty] | CGST - RNG | 9.0
[121 empty] | SGST - RNG | 9.0
| Mechanical Interlock kit for MNX 300-650 Type Contactor L&T CS94200 | Mechanical Interlock kit for MNX 300-650 Type Contactor L&T CS94200 | LTCON | Nos |  | Mechanical Interlock kit for MNX 300-650 Type Contactor L&T CS94200 |  | 0 | 0 | 1 | 1 | 1 | 0.0 | 0.0 | 0.0 | 0 |  |  | 0.0 | Electrical Components | Mechanical Interlock kit for MNX 300-650 Type Contactor L&T CS94200 | 0 | 31-12-2099 | Material Transfer | Moving Average |  | 0.0 |  | 0 | 0 |  | 0 | 0 | 0 | 0 |  | 0 | Item Attribute | 1 | Nos | 0.0 | 0.0 | 0 | 0.0 | 0 | L&T | CS94200 | India |  |  | 0 | 0.0 |  | 0 | 0 |  | 0 | 0 | 0 | 0 |  |  | 0 | 0 | 0 |  | 0 | [5 empty] | 0 |  |  | 0 | [13 empty] | Nos | 1.0 | [10 empty] | Ringlus Electro Controls & Automation PVT LTD | [18 empty] | CGST - RNG | 9.0
[121 empty] | SGST - RNG | 9.0
| Mechanical Interlock kit for MCX 01-04 Type Contactor L&T CS94126 | Mechanical Interlock kit for MCX 01-04 Type Contactor L&T CS94126 | LTCON | Nos |  | Mechanical Interlock kit for MCX 01-04 Type Contactor L&T CS94126 |  | 0 | 0 | 1 | 1 | 1 | 0.0 | 0.0 | 0.0 | 0 |  |  | 0.0 | Electrical Components | Mechanical Interlock kit for MCX 01-04 Type Contactor L&T CS94126 | 0 | 31-12-2099 | Material Transfer | Moving Average |  | 0.0 |  | 0 | 0 |  | 0 | 0 | 0 | 0 |  | 0 | Item Attribute | 1 | Nos | 0.0 | 0.0 | 0 | 0.0 | 0 | L&T | CS94126 | India |  |  | 0 | 0.0 |  | 0 | 0 |  | 0 | 0 | 0 | 0 |  |  | 0 | 0 | 0 |  | 0 | [5 empty] | 0 |  |  | 0 | [13 empty] | Nos | 1.0 | [10 empty] | Ringlus Electro Controls & Automation PVT LTD | [18 empty] | CGST - RNG | 9.0
[121 empty] | SGST - RNG | 9.0
| Mechanical Interlock kit for MCX 11-13 Type Contactor L&T ST50540 | Mechanical Interlock kit for MCX 11-13 Type Contactor L&T ST50540 | LTCON | Nos |  | Mechanical Interlock kit for MCX 11-13 Type Contactor L&T ST50540 |  | 0 | 0 | 1 | 1 | 1 | 0.0 | 0.0 | 0.0 | 0 |  |  | 0.0 | Electrical Components | Mechanical Interlock kit for MCX 11-13 Type Contactor L&T ST50540 | 0 | 31-12-2099 | Material Transfer | Moving Average |  | 0.0 |  | 0 | 0 |  | 0 | 0 | 0 | 0 |  | 0 | Item Attribute | 1 | Nos | 0.0 | 0.0 | 0 | 0.0 | 0 | L&T | ST50540 | India |  |  | 0 | 0.0 |  | 0 | 0 |  | 0 | 0 | 0 | 0 |  |  | 0 | 0 | 0 |  | 0 | [5 empty] | 0 |  |  | 0 | [13 empty] | Nos | 1.0 | [10 empty] | Ringlus Electro Controls & Automation PVT LTD | [18 empty] | CGST - RNG | 9.0
[121 empty] | SGST - RNG | 9.0
| Mechanical Interlock kit for MCX 22-23 Type Contactor L&T CS93095 | Mechanical Interlock kit for MCX 22-23 Type Contactor L&T CS93095 | LTCON | Nos |  | Mechanical Interlock kit for MCX 22-23 Type Contactor L&T CS93095 |  | 0 | 0 | 1 | 1 | 1 | 0.0 | 0.0 | 0.0 | 0 |  |  | 0.0 | Electrical Components | Mechanical Interlock kit for MCX 22-23 Type Contactor L&T CS93095 | 0 | 31-12-2099 | Material Transfer | Moving Average |  | 0.0 |  | 0 | 0 |  | 0 | 0 | 0 | 0 |  | 0 | Item Attribute | 1 | Nos | 0.0 | 0.0 | 0 | 0.0 | 0 | L&T | CS93095 | India |  |  | 0 | 0.0 |  | 0 | 0 |  | 0 | 0 | 0 | 0 |  |  | 0 | 0 | 0 |  | 0 | [5 empty] | 0 |  |  | 0 | [13 empty] | Nos | 1.0 | [10 empty] | Ringlus Electro Controls & Automation PVT LTD | [18 empty] | CGST - RNG | 9.0
[121 empty] | SGST - RNG | 9.0
| Mechanical Interlock kit for MCX 32-34 Type Contactor L&T SS94992 | Mechanical Interlock kit for MCX 32-34 Type Contactor L&T SS94992 | LTCON | Nos |  | Mechanical Interlock kit for MCX 32-34 Type Contactor L&T SS94992 |  | 0 | 0 | 1 | 1 | 1 | 0.0 | 0.0 | 0.0 | 0 |  |  | 0.0 | Electrical Components | Mechanical Interlock kit for MCX 32-34 Type Contactor L&T SS94992 | 0 | 31-12-2099 | Material Transfer | Moving Average |  | 0.0 |  | 0 | 0 |  | 0 | 0 | 0 | 0 |  | 0 | Item Attribute | 1 | Nos | 0.0 | 0.0 | 0 | 0.0 | 0 | L&T | SS94992 | India |  |  | 0 | 0.0 |  | 0 | 0 |  | 0 | 0 | 0 | 0 |  |  | 0 | 0 | 0 |  | 0 | [5 empty] | 0 |  |  | 0 | [13 empty] | Nos | 1.0 | [10 empty] | Ringlus Electro Controls & Automation PVT LTD | [18 empty] | CGST - RNG | 9.0
[121 empty] | SGST - RNG | 9.0
| Mechanical Interlock kit for MCX 41-47 Type Contactor L&T CS94301 | Mechanical Interlock kit for MCX 41-47 Type Contactor L&T CS94301 | LTCON | Nos |  | Mechanical Interlock kit for MCX 41-47 Type Contactor L&T CS94301 |  | 0 | 0 | 1 | 1 | 1 | 0.0 | 0.0 | 0.0 | 0 |  |  | 0.0 | Electrical Components | Mechanical Interlock kit for MCX 41-47 Type Contactor L&T CS94301 | 0 | 31-12-2099 | Material Transfer | Moving Average |  | 0.0 |  | 0 | 0 |  | 0 | 0 | 0 | 0 |  | 0 | Item Attribute | 1 | Nos | 0.0 | 0.0 | 0 | 0.0 | 0 | L&T | CS94301 | India |  |  | 0 | 0.0 |  | 0 | 0 |  | 0 | 0 | 0 | 0 |  |  | 0 | 0 | 0 |  | 0 | [5 empty] | 0 |  |  | 0 | [13 empty] | Nos | 1.0 | [10 empty] | Ringlus Electro Controls & Automation PVT LTD | [18 empty] | CGST - RNG | 9.0
[121 empty] | SGST - RNG | 9.0
| MN2 Relay 0.2-0.33A L&T SS94141OOEO | MN2 Relay 0.2-0.33A L&T SS94141OOEO | LTCORL | Nos |  | MN2 Relay 0.2-0.33A L&T SS94141OOEO |  | 0 | 0 | 1 | 1 | 1 | 0.0 | 0.0 | 0.0 | 0 |  |  | 0.0 | Electrical Components | MN2 Relay 0.2-0.33A L&T SS94141OOEO | 0 | 31-12-2099 | Material Transfer | Moving Average |  | 0.0 |  | 0 | 0 |  | 0 | 0 | 0 | 0 |  | 0 | Item Attribute | 1 | Nos | 0.0 | 0.0 | 0 | 0.0 | 0 | L&T | SS94141OOEO | India |  |  | 0 | 0.0 |  | 0 | 0 |  | 0 | 0 | 0 | 0 |  |  | 0 | 0 | 0 |  | 0 | [5 empty] | 0 |  |  | 0 | [13 empty] | Nos | 1.0 | [10 empty] | Ringlus Electro Controls & Automation PVT LTD | [18 empty] | CGST - RNG | 9.0
[121 empty] | SGST - RNG | 9.0
| MN2 Relay 0.3-0.5A L&T SS94141OOGO | MN2 Relay 0.3-0.5A L&T SS94141OOGO | LTCORL | Nos |  | MN2 Relay 0.3-0.5A L&T SS94141OOGO |  | 0 | 0 | 1 | 1 | 1 | 0.0 | 0.0 | 0.0 | 0 |  |  | 0.0 | Electrical Components | MN2 Relay 0.3-0.5A L&T SS94141OOGO | 0 | 31-12-2099 | Material Transfer | Moving Average |  | 0.0 |  | 0 | 0 |  | 0 | 0 | 0 | 0 |  | 0 | Item Attribute | 1 | Nos | 0.0 | 0.0 | 0 | 0.0 | 0 | L&T | SS94141OOGO | India |  |  | 0 | 0.0 |  | 0 | 0 |  | 0 | 0 | 0 | 0 |  |  | 0 | 0 | 0 |  | 0 | [5 empty] | 0 |  |  | 0 | [13 empty] | Nos | 1.0 | [10 empty] | Ringlus Electro Controls & Automation PVT LTD | [18 empty] | CGST - RNG | 9.0
[121 empty] | SGST - RNG | 9.0
| MN2 Relay 0.45-0.75A L&T SS94141OOJO | MN2 Relay 0.45-0.75A L&T SS94141OOJO | LTCORL | Nos |  | MN2 Relay 0.45-0.75A L&T SS94141OOJO |  | 0 | 0 | 1 | 1 | 1 | 0.0 | 0.0 | 0.0 | 0 |  |  | 0.0 | Electrical Components | MN2 Relay 0.45-0.75A L&T SS94141OOJO | 0 | 31-12-2099 | Material Transfer | Moving Average |  | 0.0 |  | 0 | 0 |  | 0 | 0 | 0 | 0 |  | 0 | Item Attribute | 1 | Nos | 0.0 | 0.0 | 0 | 0.0 | 0 | L&T | SS94141OOJO | India |  |  | 0 | 0.0 |  | 0 | 0 |  | 0 | 0 | 0 | 0 |  |  | 0 | 0 | 0 |  | 0 | [5 empty] | 0 |  |  | 0 | [13 empty] | Nos | 1.0 | [10 empty] | Ringlus Electro Controls & Automation PVT LTD | [18 empty] | CGST - RNG | 9.0
[121 empty] | SGST - RNG | 9.0
| MN2 Relay 0.6-1A L&T SS94141OOKO | MN2 Relay 0.6-1A L&T SS94141OOKO | LTCORL | Nos |  | MN2 Relay 0.6-1A L&T SS94141OOKO |  | 0 | 0 | 1 | 1 | 1 | 0.0 | 0.0 | 0.0 | 0 |  |  | 0.0 | Electrical Components | MN2 Relay 0.6-1A L&T SS94141OOKO | 0 | 31-12-2099 | Material Transfer | Moving Average |  | 0.0 |  | 0 | 0 |  | 0 | 0 | 0 | 0 |  | 0 | Item Attribute | 1 | Nos | 0.0 | 0.0 | 0 | 0.0 | 0 | L&T | SS94141OOKO | India |  |  | 0 | 0.0 |  | 0 | 0 |  | 0 | 0 | 0 | 0 |  |  | 0 | 0 | 0 |  | 0 | [5 empty] | 0 |  |  | 0 | [13 empty] | Nos | 1.0 | [10 empty] | Ringlus Electro Controls & Automation PVT LTD | [18 empty] | CGST - RNG | 9.0
[121 empty] | SGST - RNG | 9.0
| MN2 Relay 0.9-1.5A L&T SS94141OOMO | MN2 Relay 0.9-1.5A L&T SS94141OOMO | LTCORL | Nos |  | MN2 Relay 0.9-1.5A L&T SS94141OOMO |  | 0 | 0 | 1 | 1 | 1 | 0.0 | 0.0 | 0.0 | 0 |  |  | 0.0 | Electrical Components | MN2 Relay 0.9-1.5A L&T SS94141OOMO | 0 | 31-12-2099 | Material Transfer | Moving Average |  | 0.0 |  | 0 | 0 |  | 0 | 0 | 0 | 0 |  | 0 | Item Attribute | 1 | Nos | 0.0 | 0.0 | 0 | 0.0 | 0 | L&T | SS94141OOMO | India |  |  | 0 | 0.0 |  | 0 | 0 |  | 0 | 0 | 0 | 0 |  |  | 0 | 0 | 0 |  | 0 | [5 empty] | 0 |  |  | 0 | [13 empty] | Nos | 1.0 | [10 empty] | Ringlus Electro Controls & Automation PVT LTD | [18 empty] | CGST - RNG | 9.0
[121 empty] | SGST - RNG | 9.0
| MN2 Relay 1.4-2.3A L&T SS94141OOPO | MN2 Relay 1.4-2.3A L&T SS94141OOPO | LTCORL | Nos |  | MN2 Relay 1.4-2.3A L&T SS94141OOPO |  | 0 | 0 | 1 | 1 | 1 | 0.0 | 0.0 | 0.0 | 0 |  |  | 0.0 | Electrical Components | MN2 Relay 1.4-2.3A L&T SS94141OOPO | 0 | 31-12-2099 | Material Transfer | Moving Average |  | 0.0 |  | 0 | 0 |  | 0 | 0 | 0 | 0 |  | 0 | Item Attribute | 1 | Nos | 0.0 | 0.0 | 0 | 0.0 | 0 | L&T | SS94141OOPO | India |  |  | 0 | 0.0 |  | 0 | 0 |  | 0 | 0 | 0 | 0 |  |  | 0 | 0 | 0 |  | 0 | [5 empty] | 0 |  |  | 0 | [13 empty] | Nos | 1.0 | [10 empty] | Ringlus Electro Controls & Automation PVT LTD | [18 empty] | CGST - RNG | 9.0
[121 empty] | SGST - RNG | 9.0
| MN2 Relay 2-3.3A L&T SS94141OOQO | MN2 Relay 2-3.3A L&T SS94141OOQO | LTCORL | Nos |  | MN2 Relay 2-3.3A L&T SS94141OOQO |  | 0 | 0 | 1 | 1 | 1 | 0.0 | 0.0 | 0.0 | 0 |  |  | 0.0 | Electrical Components | MN2 Relay 2-3.3A L&T SS94141OOQO | 0 | 31-12-2099 | Material Transfer | Moving Average |  | 0.0 |  | 0 | 0 |  | 0 | 0 | 0 | 0 |  | 0 | Item Attribute | 1 | Nos | 0.0 | 0.0 | 0 | 0.0 | 0 | L&T | SS94141OOQO | India |  |  | 0 | 0.0 |  | 0 | 0 |  | 0 | 0 | 0 | 0 |  |  | 0 | 0 | 0 |  | 0 | [5 empty] | 0 |  |  | 0 | [13 empty] | Nos | 1.0 | [10 empty] | Ringlus Electro Controls & Automation PVT LTD | [18 empty] | CGST - RNG | 9.0
[121 empty] | SGST - RNG | 9.0
| MN2 Relay 3-5A L&T SS94141OOSO | MN2 Relay 3-5A L&T SS94141OOSO | LTCORL | Nos |  | MN2 Relay 3-5A L&T SS94141OOSO |  | 0 | 0 | 1 | 1 | 1 | 0.0 | 0.0 | 0.0 | 0 |  |  | 0.0 | Electrical Components | MN2 Relay 3-5A L&T SS94141OOSO | 0 | 31-12-2099 | Material Transfer | Moving Average |  | 0.0 |  | 0 | 0 |  | 0 | 0 | 0 | 0 |  | 0 | Item Attribute | 1 | Nos | 0.0 | 0.0 | 0 | 0.0 | 0 | L&T | SS94141OOSO | India |  |  | 0 | 0.0 |  | 0 | 0 |  | 0 | 0 | 0 | 0 |  |  | 0 | 0 | 0 |  | 0 | [5 empty] | 0 |  |  | 0 | [13 empty] | Nos | 1.0 | [10 empty] | Ringlus Electro Controls & Automation PVT LTD | [18 empty] | CGST - RNG | 9.0
[121 empty] | SGST - RNG | 9.0
| MN2 Relay 4.5-7.5A L&T SS94141OOUO | MN2 Relay 4.5-7.5A L&T SS94141OOUO | LTCORL | Nos |  | MN2 Relay 4.5-7.5A L&T SS94141OOUO |  | 0 | 0 | 1 | 1 | 1 | 0.0 | 0.0 | 0.0 | 0 |  |  | 0.0 | Electrical Components | MN2 Relay 4.5-7.5A L&T SS94141OOUO | 0 | 31-12-2099 | Material Transfer | Moving Average |  | 0.0 |  | 0 | 0 |  | 0 | 0 | 0 | 0 |  | 0 | Item Attribute | 1 | Nos | 0.0 | 0.0 | 0 | 0.0 | 0 | L&T | SS94141OOUO | India |  |  | 0 | 0.0 |  | 0 | 0 |  | 0 | 0 | 0 | 0 |  |  | 0 | 0 | 0 |  | 0 | [5 empty] | 0 |  |  | 0 | [13 empty] | Nos | 1.0 | [10 empty] | Ringlus Electro Controls & Automation PVT LTD | [18 empty] | CGST - RNG | 9.0
[121 empty] | SGST - RNG | 9.0
| MN2 Relay 6-10A L&T SS94142OOVO | MN2 Relay 6-10A L&T SS94142OOVO | LTCORL | Nos |  | MN2 Relay 6-10A L&T SS94142OOVO |  | 0 | 0 | 1 | 1 | 1 | 0.0 | 0.0 | 0.0 | 0 |  |  | 0.0 | Electrical Components | MN2 Relay 6-10A L&T SS94142OOVO | 0 | 31-12-2099 | Material Transfer | Moving Average |  | 0.0 |  | 0 | 0 |  | 0 | 0 | 0 | 0 |  | 0 | Item Attribute | 1 | Nos | 0.0 | 0.0 | 0 | 0.0 | 0 | L&T | SS94142OOVO | India |  |  | 0 | 0.0 |  | 0 | 0 |  | 0 | 0 | 0 | 0 |  |  | 0 | 0 | 0 |  | 0 | [5 empty] | 0 |  |  | 0 | [13 empty] | Nos | 1.0 | [10 empty] | Ringlus Electro Controls & Automation PVT LTD | [18 empty] | CGST - RNG | 9.0
[121 empty] | SGST - RNG | 9.0
| MN2 Relay 9-15A L&T SS94142OOBO | MN2 Relay 9-15A L&T SS94142OOBO | LTCORL | Nos |  | MN2 Relay 9-15A L&T SS94142OOBO |  | 0 | 0 | 1 | 1 | 1 | 0.0 | 0.0 | 0.0 | 0 |  |  | 0.0 | Electrical Components | MN2 Relay 9-15A L&T SS94142OOBO | 0 | 31-12-2099 | Material Transfer | Moving Average |  | 0.0 |  | 0 | 0 |  | 0 | 0 | 0 | 0 |  | 0 | Item Attribute | 1 | Nos | 0.0 | 0.0 | 0 | 0.0 | 0 | L&T | SS94142OOBO | India |  |  | 0 | 0.0 |  | 0 | 0 |  | 0 | 0 | 0 | 0 |  |  | 0 | 0 | 0 |  | 0 | [5 empty] | 0 |  |  | 0 | [13 empty] | Nos | 1.0 | [10 empty] | Ringlus Electro Controls & Automation PVT LTD | [18 empty] | CGST - RNG | 9.0
[121 empty] | SGST - RNG | 9.0
| MN2 Relay 14-23A L&T SS94144OODO | MN2 Relay 14-23A L&T SS94144OODO | LTCORL | Nos |  | MN2 Relay 14-23A L&T SS94144OODO |  | 0 | 0 | 1 | 1 | 1 | 0.0 | 0.0 | 0.0 | 0 |  |  | 0.0 | Electrical Components | MN2 Relay 14-23A L&T SS94144OODO | 0 | 31-12-2099 | Material Transfer | Moving Average |  | 0.0 |  | 0 | 0 |  | 0 | 0 | 0 | 0 |  | 0 | Item Attribute | 1 | Nos | 0.0 | 0.0 | 0 | 0.0 | 0 | L&T | SS94144OODO | India |  |  | 0 | 0.0 |  | 0 | 0 |  | 0 | 0 | 0 | 0 |  |  | 0 | 0 | 0 |  | 0 | [5 empty] | 0 |  |  | 0 | [13 empty] | Nos | 1.0 | [10 empty] | Ringlus Electro Controls & Automation PVT LTD | [18 empty] | CGST - RNG | 9.0
[121 empty] | SGST - RNG | 9.0
| MN2 Relay 20-33A L&T SS94145OOEO | MN2 Relay 20-33A L&T SS94145OOEO | LTCORL | Nos |  | MN2 Relay 20-33A L&T SS94145OOEO |  | 0 | 0 | 1 | 1 | 1 | 0.0 | 0.0 | 0.0 | 0 |  |  | 0.0 | Electrical Components | MN2 Relay 20-33A L&T SS94145OOEO | 0 | 31-12-2099 | Material Transfer | Moving Average |  | 0.0 |  | 0 | 0 |  | 0 | 0 | 0 | 0 |  | 0 | Item Attribute | 1 | Nos | 0.0 | 0.0 | 0 | 0.0 | 0 | L&T | SS94145OOEO | India |  |  | 0 | 0.0 |  | 0 | 0 |  | 0 | 0 | 0 | 0 |  |  | 0 | 0 | 0 |  | 0 | [5 empty] | 0 |  |  | 0 | [13 empty] | Nos | 1.0 | [10 empty] | Ringlus Electro Controls & Automation PVT LTD | [18 empty] | CGST - RNG | 9.0
[121 empty] | SGST - RNG | 9.0
| MN2 Relay 24-40A L&T SS94145OOFO | MN2 Relay 24-40A L&T SS94145OOFO | LTCORL | Nos |  | MN2 Relay 24-40A L&T SS94145OOFO |  | 0 | 0 | 1 | 1 | 1 | 0.0 | 0.0 | 0.0 | 0 |  |  | 0.0 | Electrical Components | MN2 Relay 24-40A L&T SS94145OOFO | 0 | 31-12-2099 | Material Transfer | Moving Average |  | 0.0 |  | 0 | 0 |  | 0 | 0 | 0 | 0 |  | 0 | Item Attribute | 1 | Nos | 0.0 | 0.0 | 0 | 0.0 | 0 | L&T | SS94145OOFO | India |  |  | 0 | 0.0 |  | 0 | 0 |  | 0 | 0 | 0 | 0 |  |  | 0 | 0 | 0 |  | 0 | [5 empty] | 0 |  |  | 0 | [13 empty] | Nos | 1.0 | [10 empty] | Ringlus Electro Controls & Automation PVT LTD | [18 empty] | CGST - RNG | 9.0
[121 empty] | SGST - RNG | 9.0
| 63A TPN Change Over Switch L&T CO10630OOOO | 63A TPN Change Over Switch L&T CO10630OOOO | LTCOS | Nos |  | 63A TPN Change Over Switch L&T CO10630OOOO |  | 0 | 0 | 1 | 1 | 1 | 0.0 | 0.0 | 0.0 | 0 |  |  | 0.0 | Electrical Components | 63A TPN Change Over Switch L&T CO10630OOOO | 0 | 31-12-2099 | Material Transfer | Moving Average |  | 0.0 |  | 0 | 0 |  | 0 | 0 | 0 | 0 |  | 0 | Item Attribute | 1 | Nos | 0.0 | 0.0 | 0 | 0.0 | 0 | L&T | CO10630OOOO | India |  |  | 0 | 0.0 |  | 0 | 0 |  | 0 | 0 | 0 | 0 |  |  | 0 | 0 | 0 |  | 0 | [5 empty] | 0 |  |  | 0 | [13 empty] | Nos | 1.0 | [10 empty] | Ringlus Electro Controls & Automation PVT LTD | [18 empty] | CGST - RNG | 9.0
[121 empty] | SGST - RNG | 9.0
| 63A TPN Change Over Switch L&T CO10630OOOD Direct Handle Version | 63A TPN Change Over Switch L&T CO10630OOOD Direct Handle Version | LTCOS | Nos |  | 63A TPN Change Over Switch L&T CO10630OOOD Direct Handle Version |  | 0 | 0 | 1 | 1 | 1 | 0.0 | 0.0 | 0.0 | 0 |  |  | 0.0 | Electrical Components | 63A TPN Change Over Switch L&T CO10630OOOD Direct Handle Version | 0 | 31-12-2099 | Material Transfer | Moving Average |  | 0.0 |  | 0 | 0 |  | 0 | 0 | 0 | 0 |  | 0 | Item Attribute | 1 | Nos | 0.0 | 0.0 | 0 | 0.0 | 0 | L&T | CO10630OOOD | India |  |  | 0 | 0.0 |  | 0 | 0 |  | 0 | 0 | 0 | 0 |  |  | 0 | 0 | 0 |  | 0 | [5 empty] | 0 |  |  | 0 | [13 empty] | Nos | 1.0 | [10 empty] | Ringlus Electro Controls & Automation PVT LTD | [18 empty] | CGST - RNG | 9.0
[121 empty] | SGST - RNG | 9.0
| 100A TPN Change Over Switch L&T CO11000OOOO | 100A TPN Change Over Switch L&T CO11000OOOO | LTCOS | Nos |  | 100A TPN Change Over Switch L&T CO11000OOOO |  | 0 | 0 | 1 | 1 | 1 | 0.0 | 0.0 | 0.0 | 0 |  |  | 0.0 | Electrical Components | 100A TPN Change Over Switch L&T CO11000OOOO | 0 | 31-12-2099 | Material Transfer | Moving Average |  | 0.0 |  | 0 | 0 |  | 0 | 0 | 0 | 0 |  | 0 | Item Attribute | 1 | Nos | 0.0 | 0.0 | 0 | 0.0 | 0 | L&T | CO11000OOOO | India |  |  | 0 | 0.0 |  | 0 | 0 |  | 0 | 0 | 0 | 0 |  |  | 0 | 0 | 0 |  | 0 | [5 empty] | 0 |  |  | 0 | [13 empty] | Nos | 1.0 | [10 empty] | Ringlus Electro Controls & Automation PVT LTD | [18 empty] | CGST - RNG | 9.0
[121 empty] | SGST - RNG | 9.0
| 100A TPN Change Over Switch L&T CO11000OOOD Direct Handle Version | 100A TPN Change Over Switch L&T CO11000OOOD Direct Handle Version | LTCOS | Nos |  | 100A TPN Change Over Switch L&T CO11000OOOD Direct Handle Version |  | 0 | 0 | 1 | 1 | 1 | 0.0 | 0.0 | 0.0 | 0 |  |  | 0.0 | Electrical Components | 100A TPN Change Over Switch L&T CO11000OOOD Direct Handle Version | 0 | 31-12-2099 | Material Transfer | Moving Average |  | 0.0 |  | 0 | 0 |  | 0 | 0 | 0 | 0 |  | 0 | Item Attribute | 1 | Nos | 0.0 | 0.0 | 0 | 0.0 | 0 | L&T | CO11000OOOD | India |  |  | 0 | 0.0 |  | 0 | 0 |  | 0 | 0 | 0 | 0 |  |  | 0 | 0 | 0 |  | 0 | [5 empty] | 0 |  |  | 0 | [13 empty] | Nos | 1.0 | [10 empty] | Ringlus Electro Controls & Automation PVT LTD | [18 empty] | CGST - RNG | 9.0
[121 empty] | SGST - RNG | 9.0
| 125A TPN Change Over Switch L&T CO21250OOOO | 125A TPN Change Over Switch L&T CO21250OOOO | LTCOS | Nos |  | 125A TPN Change Over Switch L&T CO21250OOOO |  | 0 | 0 | 1 | 1 | 1 | 0.0 | 0.0 | 0.0 | 0 |  |  | 0.0 | Electrical Components | 125A TPN Change Over Switch L&T CO21250OOOO | 0 | 31-12-2099 | Material Transfer | Moving Average |  | 0.0 |  | 0 | 0 |  | 0 | 0 | 0 | 0 |  | 0 | Item Attribute | 1 | Nos | 0.0 | 0.0 | 0 | 0.0 | 0 | L&T | CO21250OOOO | India |  |  | 0 | 0.0 |  | 0 | 0 |  | 0 | 0 | 0 | 0 |  |  | 0 | 0 | 0 |  | 0 | [5 empty] | 0 |  |  | 0 | [13 empty] | Nos | 1.0 | [10 empty] | Ringlus Electro Controls & Automation PVT LTD | [18 empty] | CGST - RNG | 9.0
[121 empty] | SGST - RNG | 9.0
| 160A TPN Change Over Switch L&T CO21600OOOO | 160A TPN Change Over Switch L&T CO21600OOOO | LTCOS | Nos |  | 160A TPN Change Over Switch L&T CO21600OOOO |  | 0 | 0 | 1 | 1 | 1 | 0.0 | 0.0 | 0.0 | 0 |  |  | 0.0 | Electrical Components | 160A TPN Change Over Switch L&T CO21600OOOO | 0 | 31-12-2099 | Material Transfer | Moving Average |  | 0.0 |  | 0 | 0 |  | 0 | 0 | 0 | 0 |  | 0 | Item Attribute | 1 | Nos | 0.0 | 0.0 | 0 | 0.0 | 0 | L&T | CO21600OOOO | India |  |  | 0 | 0.0 |  | 0 | 0 |  | 0 | 0 | 0 | 0 |  |  | 0 | 0 | 0 |  | 0 | [5 empty] | 0 |  |  | 0 | [13 empty] | Nos | 1.0 | [10 empty] | Ringlus Electro Controls & Automation PVT LTD | [18 empty] | CGST - RNG | 9.0
[121 empty] | SGST - RNG | 9.0
| 200A TPN Change Over Switch L&T CO22000OOOA | 200A TPN Change Over Switch L&T CO22000OOOA | LTCOS | Nos |  | 200A TPN Change Over Switch L&T CO22000OOOA |  | 0 | 0 | 1 | 1 | 1 | 0.0 | 0.0 | 0.0 | 0 |  |  | 0.0 | Electrical Components | 200A TPN Change Over Switch L&T CO22000OOOA | 0 | 31-12-2099 | Material Transfer | Moving Average |  | 0.0 |  | 0 | 0 |  | 0 | 0 | 0 | 0 |  | 0 | Item Attribute | 1 | Nos | 0.0 | 0.0 | 0 | 0.0 | 0 | L&T | CO22000OOOA | India |  |  | 0 | 0.0 |  | 0 | 0 |  | 0 | 0 | 0 | 0 |  |  | 0 | 0 | 0 |  | 0 | [5 empty] | 0 |  |  | 0 | [13 empty] | Nos | 1.0 | [10 empty] | Ringlus Electro Controls & Automation PVT LTD | [18 empty] | CGST - RNG | 9.0
[121 empty] | SGST - RNG | 9.0
| 250A TPN Change Over Switch L&T CO32500OOOO | 250A TPN Change Over Switch L&T CO32500OOOO | LTCOS | Nos |  | 250A TPN Change Over Switch L&T CO32500OOOO |  | 0 | 0 | 1 | 1 | 1 | 0.0 | 0.0 | 0.0 | 0 |  |  | 0.0 | Electrical Components | 250A TPN Change Over Switch L&T CO32500OOOO | 0 | 31-12-2099 | Material Transfer | Moving Average |  | 0.0 |  | 0 | 0 |  | 0 | 0 | 0 | 0 |  | 0 | Item Attribute | 1 | Nos | 0.0 | 0.0 | 0 | 0.0 | 0 | L&T | CO32500OOOO | India |  |  | 0 | 0.0 |  | 0 | 0 |  | 0 | 0 | 0 | 0 |  |  | 0 | 0 | 0 |  | 0 | [5 empty] | 0 |  |  | 0 | [13 empty] | Nos | 1.0 | [10 empty] | Ringlus Electro Controls & Automation PVT LTD | [18 empty] | CGST - RNG | 9.0
[121 empty] | SGST - RNG | 9.0
| 315A TPN Change Over Switch L&T CO33150OOOO | 315A TPN Change Over Switch L&T CO33150OOOO | LTCOS | Nos |  | 315A TPN Change Over Switch L&T CO33150OOOO |  | 0 | 0 | 1 | 1 | 1 | 0.0 | 0.0 | 0.0 | 0 |  |  | 0.0 | Electrical Components | 315A TPN Change Over Switch L&T CO33150OOOO | 0 | 31-12-2099 | Material Transfer | Moving Average |  | 0.0 |  | 0 | 0 |  | 0 | 0 | 0 | 0 |  | 0 | Item Attribute | 1 | Nos | 0.0 | 0.0 | 0 | 0.0 | 0 | L&T | CO33150OOOO | India |  |  | 0 | 0.0 |  | 0 | 0 |  | 0 | 0 | 0 | 0 |  |  | 0 | 0 | 0 |  | 0 | [5 empty] | 0 |  |  | 0 | [13 empty] | Nos | 1.0 | [10 empty] | Ringlus Electro Controls & Automation PVT LTD | [18 empty] | CGST - RNG | 9.0
[121 empty] | SGST - RNG | 9.0
| 400A TPN Change Over Switch L&T CO44000OOOO | 400A TPN Change Over Switch L&T CO44000OOOO | LTCOS | Nos |  | 400A TPN Change Over Switch L&T CO44000OOOO |  | 0 | 0 | 1 | 1 | 1 | 0.0 | 0.0 | 0.0 | 0 |  |  | 0.0 | Electrical Components | 400A TPN Change Over Switch L&T CO44000OOOO | 0 | 31-12-2099 | Material Transfer | Moving Average |  | 0.0 |  | 0 | 0 |  | 0 | 0 | 0 | 0 |  | 0 | Item Attribute | 1 | Nos | 0.0 | 0.0 | 0 | 0.0 | 0 | L&T | CO44000OOOO | India |  |  | 0 | 0.0 |  | 0 | 0 |  | 0 | 0 | 0 | 0 |  |  | 0 | 0 | 0 |  | 0 | [5 empty] | 0 |  |  | 0 | [13 empty] | Nos | 1.0 | [10 empty] | Ringlus Electro Controls & Automation PVT LTD | [18 empty] | CGST - RNG | 9.0
[121 empty] | SGST - RNG | 9.0
| 630A TPN Change Over Switch L&T CO46300OOOO | 630A TPN Change Over Switch L&T CO46300OOOO | LTCOS | Nos |  | 630A TPN Change Over Switch L&T CO46300OOOO |  | 0 | 0 | 1 | 1 | 1 | 0.0 | 0.0 | 0.0 | 0 |  |  | 0.0 | Electrical Components | 630A TPN Change Over Switch L&T CO46300OOOO | 0 | 31-12-2099 | Material Transfer | Moving Average |  | 0.0 |  | 0 | 0 |  | 0 | 0 | 0 | 0 |  | 0 | Item Attribute | 1 | Nos | 0.0 | 0.0 | 0 | 0.0 | 0 | L&T | CO46300OOOO | India |  |  | 0 | 0.0 |  | 0 | 0 |  | 0 | 0 | 0 | 0 |  |  | 0 | 0 | 0 |  | 0 | [5 empty] | 0 |  |  | 0 | [13 empty] | Nos | 1.0 | [10 empty] | Ringlus Electro Controls & Automation PVT LTD | [18 empty] | CGST - RNG | 9.0
[121 empty] | SGST - RNG | 9.0
| 630A TPN Change Over Switch L&T CO56300OOOOα Suitable for Fuse Mounting Kit CX56300OODO | 630A TPN Change Over Switch L&T CO56300OOOOα Suitable for Fuse Mounting Kit CX56300OODO | LTCOS | Nos |  | 630A TPN Change Over Switch L&T CO56300OOOOα Suitable for Fuse Mounting Kit CX56300OODO |  | 0 | 0 | 1 | 1 | 1 | 0.0 | 0.0 | 0.0 | 0 |  |  | 0.0 | Electrical Components | 630A TPN Change Over Switch L&T CO56300OOOOα Suitable for Fuse Mounting Kit CX56300OODO | 0 | 31-12-2099 | Material Transfer | Moving Average |  | 0.0 |  | 0 | 0 |  | 0 | 0 | 0 | 0 |  | 0 | Item Attribute | 1 | Nos | 0.0 | 0.0 | 0 | 0.0 | 0 | L&T | CO56300OOOOα | India |  |  | 0 | 0.0 |  | 0 | 0 |  | 0 | 0 | 0 | 0 |  |  | 0 | 0 | 0 |  | 0 | [5 empty] | 0 |  |  | 0 | [13 empty] | Nos | 1.0 | [10 empty] | Ringlus Electro Controls & Automation PVT LTD | [18 empty] | CGST - RNG | 9.0
[121 empty] | SGST - RNG | 9.0
| 800A TPN Change Over Switch L&T CO58000OOOO | 800A TPN Change Over Switch L&T CO58000OOOO | LTCOS | Nos |  | 800A TPN Change Over Switch L&T CO58000OOOO |  | 0 | 0 | 1 | 1 | 1 | 0.0 | 0.0 | 0.0 | 0 |  |  | 0.0 | Electrical Components | 800A TPN Change Over Switch L&T CO58000OOOO | 0 | 31-12-2099 | Material Transfer | Moving Average |  | 0.0 |  | 0 | 0 |  | 0 | 0 | 0 | 0 |  | 0 | Item Attribute | 1 | Nos | 0.0 | 0.0 | 0 | 0.0 | 0 | L&T | CO58000OOOO | India |  |  | 0 | 0.0 |  | 0 | 0 |  | 0 | 0 | 0 | 0 |  |  | 0 | 0 | 0 |  | 0 | [5 empty] | 0 |  |  | 0 | [13 empty] | Nos | 1.0 | [10 empty] | Ringlus Electro Controls & Automation PVT LTD | [18 empty] | CGST - RNG | 9.0
[121 empty] | SGST - RNG | 9.0
| 1000A TPN Change Over Switch L&T CO51000OOOO | 1000A TPN Change Over Switch L&T CO51000OOOO | LTCOS | Nos |  | 1000A TPN Change Over Switch L&T CO51000OOOO |  | 0 | 0 | 1 | 1 | 1 | 0.0 | 0.0 | 0.0 | 0 |  |  | 0.0 | Electrical Components | 1000A TPN Change Over Switch L&T CO51000OOOO | 0 | 31-12-2099 | Material Transfer | Moving Average |  | 0.0 |  | 0 | 0 |  | 0 | 0 | 0 | 0 |  | 0 | Item Attribute | 1 | Nos | 0.0 | 0.0 | 0 | 0.0 | 0 | L&T | CO51000OOOO | India |  |  | 0 | 0.0 |  | 0 | 0 |  | 0 | 0 | 0 | 0 |  |  | 0 | 0 | 0 |  | 0 | [5 empty] | 0 |  |  | 0 | [13 empty] | Nos | 1.0 | [10 empty] | Ringlus Electro Controls & Automation PVT LTD | [18 empty] | CGST - RNG | 9.0
[121 empty] | SGST - RNG | 9.0
| 1250A TPN Change Over Switch L&T CO61250OOOO | 1250A TPN Change Over Switch L&T CO61250OOOO | LTCOS | Nos |  | 1250A TPN Change Over Switch L&T CO61250OOOO |  | 0 | 0 | 1 | 1 | 1 | 0.0 | 0.0 | 0.0 | 0 |  |  | 0.0 | Electrical Components | 1250A TPN Change Over Switch L&T CO61250OOOO | 0 | 31-12-2099 | Material Transfer | Moving Average |  | 0.0 |  | 0 | 0 |  | 0 | 0 | 0 | 0 |  | 0 | Item Attribute | 1 | Nos | 0.0 | 0.0 | 0 | 0.0 | 0 | L&T | CO61250OOOO | India |  |  | 0 | 0.0 |  | 0 | 0 |  | 0 | 0 | 0 | 0 |  |  | 0 | 0 | 0 |  | 0 | [5 empty] | 0 |  |  | 0 | [13 empty] | Nos | 1.0 | [10 empty] | Ringlus Electro Controls & Automation PVT LTD | [18 empty] | CGST - RNG | 9.0
[121 empty] | SGST - RNG | 9.0
| 1600A TPN Change Over Switch L&T CO61600OOOO | 1600A TPN Change Over Switch L&T CO61600OOOO | LTCOS | Nos |  | 1600A TPN Change Over Switch L&T CO61600OOOO |  | 0 | 0 | 1 | 1 | 1 | 0.0 | 0.0 | 0.0 | 0 |  |  | 0.0 | Electrical Components | 1600A TPN Change Over Switch L&T CO61600OOOO | 0 | 31-12-2099 | Material Transfer | Moving Average |  | 0.0 |  | 0 | 0 |  | 0 | 0 | 0 | 0 |  | 0 | Item Attribute | 1 | Nos | 0.0 | 0.0 | 0 | 0.0 | 0 | L&T | CO61600OOOO | India |  |  | 0 | 0.0 |  | 0 | 0 |  | 0 | 0 | 0 | 0 |  |  | 0 | 0 | 0 |  | 0 | [5 empty] | 0 |  |  | 0 | [13 empty] | Nos | 1.0 | [10 empty] | Ringlus Electro Controls & Automation PVT LTD | [18 empty] | CGST - RNG | 9.0
[121 empty] | SGST - RNG | 9.0
| 2000A TPN Change Over Switch L&T CO62000OOOO | 2000A TPN Change Over Switch L&T CO62000OOOO | LTCOS | Nos |  | 2000A TPN Change Over Switch L&T CO62000OOOO |  | 0 | 0 | 1 | 1 | 1 | 0.0 | 0.0 | 0.0 | 0 |  |  | 0.0 | Electrical Components | 2000A TPN Change Over Switch L&T CO62000OOOO | 0 | 31-12-2099 | Material Transfer | Moving Average |  | 0.0 |  | 0 | 0 |  | 0 | 0 | 0 | 0 |  | 0 | Item Attribute | 1 | Nos | 0.0 | 0.0 | 0 | 0.0 | 0 | L&T | CO62000OOOO | India |  |  | 0 | 0.0 |  | 0 | 0 |  | 0 | 0 | 0 | 0 |  |  | 0 | 0 | 0 |  | 0 | [5 empty] | 0 |  |  | 0 | [13 empty] | Nos | 1.0 | [10 empty] | Ringlus Electro Controls & Automation PVT LTD | [18 empty] | CGST - RNG | 9.0
[121 empty] | SGST - RNG | 9.0
| 32A 2P SFU L&T SK95594 | 32A 2P SFU L&T SK95594 | LTSFU | Nos |  | 32A 2P SFU L&T SK95594 |  | 0 | 0 | 1 | 1 | 1 | 0.0 | 0.0 | 0.0 | 0 |  |  | 0.0 | Electrical Components | 32A 2P SFU L&T SK95594 | 0 | 31-12-2099 | Material Transfer | Moving Average |  | 0.0 |  | 0 | 0 |  | 0 | 0 | 0 | 0 |  | 0 | Item Attribute | 1 | Nos | 0.0 | 0.0 | 0 | 0.0 | 0 | L&T | SK95594 | India |  |  | 0 | 0.0 |  | 0 | 0 |  | 0 | 0 | 0 | 0 |  |  | 0 | 0 | 0 |  | 0 | [5 empty] | 0 |  |  | 0 | [13 empty] | Nos | 1.0 | [10 empty] | Ringlus Electro Controls & Automation PVT LTD | [18 empty] | CGST - RNG | 9.0
[121 empty] | SGST - RNG | 9.0
| 63A 2P SFU L&T SK95595 | 63A 2P SFU L&T SK95595 | LTSFU | Nos |  | 63A 2P SFU L&T SK95595 |  | 0 | 0 | 1 | 1 | 1 | 0.0 | 0.0 | 0.0 | 0 |  |  | 0.0 | Electrical Components | 63A 2P SFU L&T SK95595 | 0 | 31-12-2099 | Material Transfer | Moving Average |  | 0.0 |  | 0 | 0 |  | 0 | 0 | 0 | 0 |  | 0 | Item Attribute | 1 | Nos | 0.0 | 0.0 | 0 | 0.0 | 0 | L&T | SK95595 | India |  |  | 0 | 0.0 |  | 0 | 0 |  | 0 | 0 | 0 | 0 |  |  | 0 | 0 | 0 |  | 0 | [5 empty] | 0 |  |  | 0 | [13 empty] | Nos | 1.0 | [10 empty] | Ringlus Electro Controls & Automation PVT LTD | [18 empty] | CGST - RNG | 9.0
[121 empty] | SGST - RNG | 9.0
| 100A 2P SFU L&T ST35086 | 100A 2P SFU L&T ST35086 | LTSFU | Nos |  | 100A 2P SFU L&T ST35086 |  | 0 | 0 | 1 | 1 | 1 | 0.0 | 0.0 | 0.0 | 0 |  |  | 0.0 | Electrical Components | 100A 2P SFU L&T ST35086 | 0 | 31-12-2099 | Material Transfer | Moving Average |  | 0.0 |  | 0 | 0 |  | 0 | 0 | 0 | 0 |  | 0 | Item Attribute | 1 | Nos | 0.0 | 0.0 | 0 | 0.0 | 0 | L&T | ST35086 | India |  |  | 0 | 0.0 |  | 0 | 0 |  | 0 | 0 | 0 | 0 |  |  | 0 | 0 | 0 |  | 0 | [5 empty] | 0 |  |  | 0 | [13 empty] | Nos | 1.0 | [10 empty] | Ringlus Electro Controls & Automation PVT LTD | [18 empty] | CGST - RNG | 9.0
[121 empty] | SGST - RNG | 9.0
| 125A 2P SFU L&T ST35087 | 125A 2P SFU L&T ST35087 | LTSFU | Nos |  | 125A 2P SFU L&T ST35087 |  | 0 | 0 | 1 | 1 | 1 | 0.0 | 0.0 | 0.0 | 0 |  |  | 0.0 | Electrical Components | 125A 2P SFU L&T ST35087 | 0 | 31-12-2099 | Material Transfer | Moving Average |  | 0.0 |  | 0 | 0 |  | 0 | 0 | 0 | 0 |  | 0 | Item Attribute | 1 | Nos | 0.0 | 0.0 | 0 | 0.0 | 0 | L&T | ST35087 | India |  |  | 0 | 0.0 |  | 0 | 0 |  | 0 | 0 | 0 | 0 |  |  | 0 | 0 | 0 |  | 0 | [5 empty] | 0 |  |  | 0 | [13 empty] | Nos | 1.0 | [10 empty] | Ringlus Electro Controls & Automation PVT LTD | [18 empty] | CGST - RNG | 9.0
[121 empty] | SGST - RNG | 9.0
| 160A 2P SFU L&T ST35088 | 160A 2P SFU L&T ST35088 | LTSFU | Nos |  | 160A 2P SFU L&T ST35088 |  | 0 | 0 | 1 | 1 | 1 | 0.0 | 0.0 | 0.0 | 0 |  |  | 0.0 | Electrical Components | 160A 2P SFU L&T ST35088 | 0 | 31-12-2099 | Material Transfer | Moving Average |  | 0.0 |  | 0 | 0 |  | 0 | 0 | 0 | 0 |  | 0 | Item Attribute | 1 | Nos | 0.0 | 0.0 | 0 | 0.0 | 0 | L&T | ST35088 | India |  |  | 0 | 0.0 |  | 0 | 0 |  | 0 | 0 | 0 | 0 |  |  | 0 | 0 | 0 |  | 0 | [5 empty] | 0 |  |  | 0 | [13 empty] | Nos | 1.0 | [10 empty] | Ringlus Electro Controls & Automation PVT LTD | [18 empty] | CGST - RNG | 9.0
[121 empty] | SGST - RNG | 9.0
| 200A 2P SFU L&T ST35089 | 200A 2P SFU L&T ST35089 | LTSFU | Nos |  | 200A 2P SFU L&T ST35089 |  | 0 | 0 | 1 | 1 | 1 | 0.0 | 0.0 | 0.0 | 0 |  |  | 0.0 | Electrical Components | 200A 2P SFU L&T ST35089 | 0 | 31-12-2099 | Material Transfer | Moving Average |  | 0.0 |  | 0 | 0 |  | 0 | 0 | 0 | 0 |  | 0 | Item Attribute | 1 | Nos | 0.0 | 0.0 | 0 | 0.0 | 0 | L&T | ST35089 | India |  |  | 0 | 0.0 |  | 0 | 0 |  | 0 | 0 | 0 | 0 |  |  | 0 | 0 | 0 |  | 0 | [5 empty] | 0 |  |  | 0 | [13 empty] | Nos | 1.0 | [10 empty] | Ringlus Electro Controls & Automation PVT LTD | [18 empty] | CGST - RNG | 9.0
[121 empty] | SGST - RNG | 9.0
| 250A 2P SFU L&T ST31674 | 250A 2P SFU L&T ST31674 | LTSFU | Nos |  | 250A 2P SFU L&T ST31674 |  | 0 | 0 | 1 | 1 | 1 | 0.0 | 0.0 | 0.0 | 0 |  |  | 0.0 | Electrical Components | 250A 2P SFU L&T ST31674 | 0 | 31-12-2099 | Material Transfer | Moving Average |  | 0.0 |  | 0 | 0 |  | 0 | 0 | 0 | 0 |  | 0 | Item Attribute | 1 | Nos | 0.0 | 0.0 | 0 | 0.0 | 0 | L&T | ST31674 | India |  |  | 0 | 0.0 |  | 0 | 0 |  | 0 | 0 | 0 | 0 |  |  | 0 | 0 | 0 |  | 0 | [5 empty] | 0 |  |  | 0 | [13 empty] | Nos | 1.0 | [10 empty] | Ringlus Electro Controls & Automation PVT LTD | [18 empty] | CGST - RNG | 9.0
[121 empty] | SGST - RNG | 9.0
| 315A 2P SFU L&T ST38930 | 315A 2P SFU L&T ST38930 | LTSFU | Nos |  | 315A 2P SFU L&T ST38930 |  | 0 | 0 | 1 | 1 | 1 | 0.0 | 0.0 | 0.0 | 0 |  |  | 0.0 | Electrical Components | 315A 2P SFU L&T ST38930 | 0 | 31-12-2099 | Material Transfer | Moving Average |  | 0.0 |  | 0 | 0 |  | 0 | 0 | 0 | 0 |  | 0 | Item Attribute | 1 | Nos | 0.0 | 0.0 | 0 | 0.0 | 0 | L&T | ST38930 | India |  |  | 0 | 0.0 |  | 0 | 0 |  | 0 | 0 | 0 | 0 |  |  | 0 | 0 | 0 |  | 0 | [5 empty] | 0 |  |  | 0 | [13 empty] | Nos | 1.0 | [10 empty] | Ringlus Electro Controls & Automation PVT LTD | [18 empty] | CGST - RNG | 9.0
[121 empty] | SGST - RNG | 9.0
| 400A 2P SFU L&T ST31676 | 400A 2P SFU L&T ST31676 | LTSFU | Nos |  | 400A 2P SFU L&T ST31676 |  | 0 | 0 | 1 | 1 | 1 | 0.0 | 0.0 | 0.0 | 0 |  |  | 0.0 | Electrical Components | 400A 2P SFU L&T ST31676 | 0 | 31-12-2099 | Material Transfer | Moving Average |  | 0.0 |  | 0 | 0 |  | 0 | 0 | 0 | 0 |  | 0 | Item Attribute | 1 | Nos | 0.0 | 0.0 | 0 | 0.0 | 0 | L&T | ST31676 | India |  |  | 0 | 0.0 |  | 0 | 0 |  | 0 | 0 | 0 | 0 |  |  | 0 | 0 | 0 |  | 0 | [5 empty] | 0 |  |  | 0 | [13 empty] | Nos | 1.0 | [10 empty] | Ringlus Electro Controls & Automation PVT LTD | [18 empty] | CGST - RNG | 9.0
[121 empty] | SGST - RNG | 9.0
| 630A 2P SFU L&T ST35090 | 630A 2P SFU L&T ST35090 | LTSFU | Nos |  | 630A 2P SFU L&T ST35090 |  | 0 | 0 | 1 | 1 | 1 | 0.0 | 0.0 | 0.0 | 0 |  |  | 0.0 | Electrical Components | 630A 2P SFU L&T ST35090 | 0 | 31-12-2099 | Material Transfer | Moving Average |  | 0.0 |  | 0 | 0 |  | 0 | 0 | 0 | 0 |  | 0 | Item Attribute | 1 | Nos | 0.0 | 0.0 | 0 | 0.0 | 0 | L&T | ST35090 | India |  |  | 0 | 0.0 |  | 0 | 0 |  | 0 | 0 | 0 | 0 |  |  | 0 | 0 | 0 |  | 0 | [5 empty] | 0 |  |  | 0 | [13 empty] | Nos | 1.0 | [10 empty] | Ringlus Electro Controls & Automation PVT LTD | [18 empty] | CGST - RNG | 9.0
[121 empty] | SGST - RNG | 9.0
| 32A TPN Bolted Fuse Link SFU L&T SK95653 | 32A TPN Bolted Fuse Link SFU L&T SK95653 | LTSFU | Nos |  | 32A TPN Bolted Fuse Link SFU L&T SK95653 |  | 0 | 0 | 1 | 1 | 1 | 0.0 | 0.0 | 0.0 | 0 |  |  | 0.0 | Electrical Components | 32A TPN Bolted Fuse Link SFU L&T SK95653 | 0 | 31-12-2099 | Material Transfer | Moving Average |  | 0.0 |  | 0 | 0 |  | 0 | 0 | 0 | 0 |  | 0 | Item Attribute | 1 | Nos | 0.0 | 0.0 | 0 | 0.0 | 0 | L&T | SK95653 | India |  |  | 0 | 0.0 |  | 0 | 0 |  | 0 | 0 | 0 | 0 |  |  | 0 | 0 | 0 |  | 0 | [5 empty] | 0 |  |  | 0 | [13 empty] | Nos | 1.0 | [10 empty] | Ringlus Electro Controls & Automation PVT LTD | [18 empty] | CGST - RNG | 9.0
[121 empty] | SGST - RNG | 9.0
| 63A TPN Bolted Fuse Link SFU L&T SK95651 | 63A TPN Bolted Fuse Link SFU L&T SK95651 | LTSFU | Nos |  | 63A TPN Bolted Fuse Link SFU L&T SK95651 |  | 0 | 0 | 1 | 1 | 1 | 0.0 | 0.0 | 0.0 | 0 |  |  | 0.0 | Electrical Components | 63A TPN Bolted Fuse Link SFU L&T SK95651 | 0 | 31-12-2099 | Material Transfer | Moving Average |  | 0.0 |  | 0 | 0 |  | 0 | 0 | 0 | 0 |  | 0 | Item Attribute | 1 | Nos | 0.0 | 0.0 | 0 | 0.0 | 0 | L&T | SK95651 | India |  |  | 0 | 0.0 |  | 0 | 0 |  | 0 | 0 | 0 | 0 |  |  | 0 | 0 | 0 |  | 0 | [5 empty] | 0 |  |  | 0 | [13 empty] | Nos | 1.0 | [10 empty] | Ringlus Electro Controls & Automation PVT LTD | [18 empty] | CGST - RNG | 9.0
[121 empty] | SGST - RNG | 9.0
| 100A TPN Bolted Fuse Link SFU L&T SK95570 | 100A TPN Bolted Fuse Link SFU L&T SK95570 | LTSFU | Nos |  | 100A TPN Bolted Fuse Link SFU L&T SK95570 |  | 0 | 0 | 1 | 1 | 1 | 0.0 | 0.0 | 0.0 | 0 |  |  | 0.0 | Electrical Components | 100A TPN Bolted Fuse Link SFU L&T SK95570 | 0 | 31-12-2099 | Material Transfer | Moving Average |  | 0.0 |  | 0 | 0 |  | 0 | 0 | 0 | 0 |  | 0 | Item Attribute | 1 | Nos | 0.0 | 0.0 | 0 | 0.0 | 0 | L&T | SK95570 | India |  |  | 0 | 0.0 |  | 0 | 0 |  | 0 | 0 | 0 | 0 |  |  | 0 | 0 | 0 |  | 0 | [5 empty] | 0 |  |  | 0 | [13 empty] | Nos | 1.0 | [10 empty] | Ringlus Electro Controls & Automation PVT LTD | [18 empty] | CGST - RNG | 9.0
[121 empty] | SGST - RNG | 9.0
| 125A TPN Bolted Fuse Link SFU L&T SK95009 | 125A TPN Bolted Fuse Link SFU L&T SK95009 | LTSFU | Nos |  | 125A TPN Bolted Fuse Link SFU L&T SK95009 |  | 0 | 0 | 1 | 1 | 1 | 0.0 | 0.0 | 0.0 | 0 |  |  | 0.0 | Electrical Components | 125A TPN Bolted Fuse Link SFU L&T SK95009 | 0 | 31-12-2099 | Material Transfer | Moving Average |  | 0.0 |  | 0 | 0 |  | 0 | 0 | 0 | 0 |  | 0 | Item Attribute | 1 | Nos | 0.0 | 0.0 | 0 | 0.0 | 0 | L&T | SK95009 | India |  |  | 0 | 0.0 |  | 0 | 0 |  | 0 | 0 | 0 | 0 |  |  | 0 | 0 | 0 |  | 0 | [5 empty] | 0 |  |  | 0 | [13 empty] | Nos | 1.0 | [10 empty] | Ringlus Electro Controls & Automation PVT LTD | [18 empty] | CGST - RNG | 9.0
[121 empty] | SGST - RNG | 9.0
| 160A TPN Bolted Fuse Link SFU L&T SK95714 | 160A TPN Bolted Fuse Link SFU L&T SK95714 | LTSFU | Nos |  | 160A TPN Bolted Fuse Link SFU L&T SK95714 |  | 0 | 0 | 1 | 1 | 1 | 0.0 | 0.0 | 0.0 | 0 |  |  | 0.0 | Electrical Components | 160A TPN Bolted Fuse Link SFU L&T SK95714 | 0 | 31-12-2099 | Material Transfer | Moving Average |  | 0.0 |  | 0 | 0 |  | 0 | 0 | 0 | 0 |  | 0 | Item Attribute | 1 | Nos | 0.0 | 0.0 | 0 | 0.0 | 0 | L&T | SK95714 | India |  |  | 0 | 0.0 |  | 0 | 0 |  | 0 | 0 | 0 | 0 |  |  | 0 | 0 | 0 |  | 0 | [5 empty] | 0 |  |  | 0 | [13 empty] | Nos | 1.0 | [10 empty] | Ringlus Electro Controls & Automation PVT LTD | [18 empty] | CGST - RNG | 9.0
[121 empty] | SGST - RNG | 9.0
| 200A TPN Bolted Fuse Link SFU L&T SK95588 | 200A TPN Bolted Fuse Link SFU L&T SK95588 | LTSFU | Nos |  | 200A TPN Bolted Fuse Link SFU L&T SK95588 |  | 0 | 0 | 1 | 1 | 1 | 0.0 | 0.0 | 0.0 | 0 |  |  | 0.0 | Electrical Components | 200A TPN Bolted Fuse Link SFU L&T SK95588 | 0 | 31-12-2099 | Material Transfer | Moving Average |  | 0.0 |  | 0 | 0 |  | 0 | 0 | 0 | 0 |  | 0 | Item Attribute | 1 | Nos | 0.0 | 0.0 | 0 | 0.0 | 0 | L&T | SK95588 | India |  |  | 0 | 0.0 |  | 0 | 0 |  | 0 | 0 | 0 | 0 |  |  | 0 | 0 | 0 |  | 0 | [5 empty] | 0 |  |  | 0 | [13 empty] | Nos | 1.0 | [10 empty] | Ringlus Electro Controls & Automation PVT LTD | [18 empty] | CGST - RNG | 9.0
[121 empty] | SGST - RNG | 9.0
| 250A TPN Bolted Fuse Link SFU L&T SK95682 | 250A TPN Bolted Fuse Link SFU L&T SK95682 | LTSFU | Nos |  | 250A TPN Bolted Fuse Link SFU L&T SK95682 |  | 0 | 0 | 1 | 1 | 1 | 0.0 | 0.0 | 0.0 | 0 |  |  | 0.0 | Electrical Components | 250A TPN Bolted Fuse Link SFU L&T SK95682 | 0 | 31-12-2099 | Material Transfer | Moving Average |  | 0.0 |  | 0 | 0 |  | 0 | 0 | 0 | 0 |  | 0 | Item Attribute | 1 | Nos | 0.0 | 0.0 | 0 | 0.0 | 0 | L&T | SK95682 | India |  |  | 0 | 0.0 |  | 0 | 0 |  | 0 | 0 | 0 | 0 |  |  | 0 | 0 | 0 |  | 0 | [5 empty] | 0 |  |  | 0 | [13 empty] | Nos | 1.0 | [10 empty] | Ringlus Electro Controls & Automation PVT LTD | [18 empty] | CGST - RNG | 9.0
[121 empty] | SGST - RNG | 9.0
| 315A TPN Bolted Fuse Link SFU L&T SK95590 | 315A TPN Bolted Fuse Link SFU L&T SK95590 | LTSFU | Nos |  | 315A TPN Bolted Fuse Link SFU L&T SK95590 |  | 0 | 0 | 1 | 1 | 1 | 0.0 | 0.0 | 0.0 | 0 |  |  | 0.0 | Electrical Components | 315A TPN Bolted Fuse Link SFU L&T SK95590 | 0 | 31-12-2099 | Material Transfer | Moving Average |  | 0.0 |  | 0 | 0 |  | 0 | 0 | 0 | 0 |  | 0 | Item Attribute | 1 | Nos | 0.0 | 0.0 | 0 | 0.0 | 0 | L&T | SK95590 | India |  |  | 0 | 0.0 |  | 0 | 0 |  | 0 | 0 | 0 | 0 |  |  | 0 | 0 | 0 |  | 0 | [5 empty] | 0 |  |  | 0 | [13 empty] | Nos | 1.0 | [10 empty] | Ringlus Electro Controls & Automation PVT LTD | [18 empty] | CGST - RNG | 9.0
[121 empty] | SGST - RNG | 9.0
| 400A TPN Bolted Fuse Link SFU L&T SK95591 | 400A TPN Bolted Fuse Link SFU L&T SK95591 | LTSFU | Nos |  | 400A TPN Bolted Fuse Link SFU L&T SK95591 |  | 0 | 0 | 1 | 1 | 1 | 0.0 | 0.0 | 0.0 | 0 |  |  | 0.0 | Electrical Components | 400A TPN Bolted Fuse Link SFU L&T SK95591 | 0 | 31-12-2099 | Material Transfer | Moving Average |  | 0.0 |  | 0 | 0 |  | 0 | 0 | 0 | 0 |  | 0 | Item Attribute | 1 | Nos | 0.0 | 0.0 | 0 | 0.0 | 0 | L&T | SK95591 | India |  |  | 0 | 0.0 |  | 0 | 0 |  | 0 | 0 | 0 | 0 |  |  | 0 | 0 | 0 |  | 0 | [5 empty] | 0 |  |  | 0 | [13 empty] | Nos | 1.0 | [10 empty] | Ringlus Electro Controls & Automation PVT LTD | [18 empty] | CGST - RNG | 9.0
[121 empty] | SGST - RNG | 9.0
| 630A TPN Bolted Fuse Link SFU L&T SK95592 | 630A TPN Bolted Fuse Link SFU L&T SK95592 | LTSFU | Nos |  | 630A TPN Bolted Fuse Link SFU L&T SK95592 |  | 0 | 0 | 1 | 1 | 1 | 0.0 | 0.0 | 0.0 | 0 |  |  | 0.0 | Electrical Components | 630A TPN Bolted Fuse Link SFU L&T SK95592 | 0 | 31-12-2099 | Material Transfer | Moving Average |  | 0.0 |  | 0 | 0 |  | 0 | 0 | 0 | 0 |  | 0 | Item Attribute | 1 | Nos | 0.0 | 0.0 | 0 | 0.0 | 0 | L&T | SK95592 | India |  |  | 0 | 0.0 |  | 0 | 0 |  | 0 | 0 | 0 | 0 |  |  | 0 | 0 | 0 |  | 0 | [5 empty] | 0 |  |  | 0 | [13 empty] | Nos | 1.0 | [10 empty] | Ringlus Electro Controls & Automation PVT LTD | [18 empty] | CGST - RNG | 9.0
[121 empty] | SGST - RNG | 9.0
| 32A TPN DIN Fuse Link SFU L&T SK95518 | 32A TPN DIN Fuse Link SFU L&T SK95518 | LTSFU | Nos |  | 32A TPN DIN Fuse Link SFU L&T SK95518 |  | 0 | 0 | 1 | 1 | 1 | 0.0 | 0.0 | 0.0 | 0 |  |  | 0.0 | Electrical Components | 32A TPN DIN Fuse Link SFU L&T SK95518 | 0 | 31-12-2099 | Material Transfer | Moving Average |  | 0.0 |  | 0 | 0 |  | 0 | 0 | 0 | 0 |  | 0 | Item Attribute | 1 | Nos | 0.0 | 0.0 | 0 | 0.0 | 0 | L&T | SK95518 | India |  |  | 0 | 0.0 |  | 0 | 0 |  | 0 | 0 | 0 | 0 |  |  | 0 | 0 | 0 |  | 0 | [5 empty] | 0 |  |  | 0 | [13 empty] | Nos | 1.0 | [10 empty] | Ringlus Electro Controls & Automation PVT LTD | [18 empty] | CGST - RNG | 9.0
[121 empty] | SGST - RNG | 9.0
| 32A TPN CE* DIN Fuse Link SFU L&T SK95703 | 32A TPN CE* DIN Fuse Link SFU L&T SK95703 | LTSFU | Nos |  | 32A TPN CE* DIN Fuse Link SFU L&T SK95703 |  | 0 | 0 | 1 | 1 | 1 | 0.0 | 0.0 | 0.0 | 0 |  |  | 0.0 | Electrical Components | 32A TPN CE* DIN Fuse Link SFU L&T SK95703 | 0 | 31-12-2099 | Material Transfer | Moving Average |  | 0.0 |  | 0 | 0 |  | 0 | 0 | 0 | 0 |  | 0 | Item Attribute | 1 | Nos | 0.0 | 0.0 | 0 | 0.0 | 0 | L&T | SK95703 | India |  |  | 0 | 0.0 |  | 0 | 0 |  | 0 | 0 | 0 | 0 |  |  | 0 | 0 | 0 |  | 0 | [5 empty] | 0 |  |  | 0 | [13 empty] | Nos | 1.0 | [10 empty] | Ringlus Electro Controls & Automation PVT LTD | [18 empty] | CGST - RNG | 9.0
[121 empty] | SGST - RNG | 9.0
| 63A TPN DIN Fuse Link SFU L&T SK95421 | 63A TPN DIN Fuse Link SFU L&T SK95421 | LTSFU | Nos |  | 63A TPN DIN Fuse Link SFU L&T SK95421 |  | 0 | 0 | 1 | 1 | 1 | 0.0 | 0.0 | 0.0 | 0 |  |  | 0.0 | Electrical Components | 63A TPN DIN Fuse Link SFU L&T SK95421 | 0 | 31-12-2099 | Material Transfer | Moving Average |  | 0.0 |  | 0 | 0 |  | 0 | 0 | 0 | 0 |  | 0 | Item Attribute | 1 | Nos | 0.0 | 0.0 | 0 | 0.0 | 0 | L&T | SK95421 | India |  |  | 0 | 0.0 |  | 0 | 0 |  | 0 | 0 | 0 | 0 |  |  | 0 | 0 | 0 |  | 0 | [5 empty] | 0 |  |  | 0 | [13 empty] | Nos | 1.0 | [10 empty] | Ringlus Electro Controls & Automation PVT LTD | [18 empty] | CGST - RNG | 9.0
[121 empty] | SGST - RNG | 9.0
| 63A TPN CE* DIN Fuse Link SFU L&T SK95704 | 63A TPN CE* DIN Fuse Link SFU L&T SK95704 | LTSFU | Nos |  | 63A TPN CE* DIN Fuse Link SFU L&T SK95704 |  | 0 | 0 | 1 | 1 | 1 | 0.0 | 0.0 | 0.0 | 0 |  |  | 0.0 | Electrical Components | 63A TPN CE* DIN Fuse Link SFU L&T SK95704 | 0 | 31-12-2099 | Material Transfer | Moving Average |  | 0.0 |  | 0 | 0 |  | 0 | 0 | 0 | 0 |  | 0 | Item Attribute | 1 | Nos | 0.0 | 0.0 | 0 | 0.0 | 0 | L&T | SK95704 | India |  |  | 0 | 0.0 |  | 0 | 0 |  | 0 | 0 | 0 | 0 |  |  | 0 | 0 | 0 |  | 0 | [5 empty] | 0 |  |  | 0 | [13 empty] | Nos | 1.0 | [10 empty] | Ringlus Electro Controls & Automation PVT LTD | [18 empty] | CGST - RNG | 9.0
[121 empty] | SGST - RNG | 9.0
| 100A TPN DIN Fuse Link SFU L&T SK95568 | 100A TPN DIN Fuse Link SFU L&T SK95568 | LTSFU | Nos |  | 100A TPN DIN Fuse Link SFU L&T SK95568 |  | 0 | 0 | 1 | 1 | 1 | 0.0 | 0.0 | 0.0 | 0 |  |  | 0.0 | Electrical Components | 100A TPN DIN Fuse Link SFU L&T SK95568 | 0 | 31-12-2099 | Material Transfer | Moving Average |  | 0.0 |  | 0 | 0 |  | 0 | 0 | 0 | 0 |  | 0 | Item Attribute | 1 | Nos | 0.0 | 0.0 | 0 | 0.0 | 0 | L&T | SK95568 | India |  |  | 0 | 0.0 |  | 0 | 0 |  | 0 | 0 | 0 | 0 |  |  | 0 | 0 | 0 |  | 0 | [5 empty] | 0 |  |  | 0 | [13 empty] | Nos | 1.0 | [10 empty] | Ringlus Electro Controls & Automation PVT LTD | [18 empty] | CGST - RNG | 9.0
[121 empty] | SGST - RNG | 9.0
| 125A TPN DIN Fuse Link SFU L&T SK95001 | 125A TPN DIN Fuse Link SFU L&T SK95001 | LTSFU | Nos |  | 125A TPN DIN Fuse Link SFU L&T SK95001 |  | 0 | 0 | 1 | 1 | 1 | 0.0 | 0.0 | 0.0 | 0 |  |  | 0.0 | Electrical Components | 125A TPN DIN Fuse Link SFU L&T SK95001 | 0 | 31-12-2099 | Material Transfer | Moving Average |  | 0.0 |  | 0 | 0 |  | 0 | 0 | 0 | 0 |  | 0 | Item Attribute | 1 | Nos | 0.0 | 0.0 | 0 | 0.0 | 0 | L&T | SK95001 | India |  |  | 0 | 0.0 |  | 0 | 0 |  | 0 | 0 | 0 | 0 |  |  | 0 | 0 | 0 |  | 0 | [5 empty] | 0 |  |  | 0 | [13 empty] | Nos | 1.0 | [10 empty] | Ringlus Electro Controls & Automation PVT LTD | [18 empty] | CGST - RNG | 9.0
[121 empty] | SGST - RNG | 9.0
| 160A TPN DIN Fuse Link SFU L&T SK95713 | 160A TPN DIN Fuse Link SFU L&T SK95713 | LTSFU | Nos |  | 160A TPN DIN Fuse Link SFU L&T SK95713 |  | 0 | 0 | 1 | 1 | 1 | 0.0 | 0.0 | 0.0 | 0 |  |  | 0.0 | Electrical Components | 160A TPN DIN Fuse Link SFU L&T SK95713 | 0 | 31-12-2099 | Material Transfer | Moving Average |  | 0.0 |  | 0 | 0 |  | 0 | 0 | 0 | 0 |  | 0 | Item Attribute | 1 | Nos | 0.0 | 0.0 | 0 | 0.0 | 0 | L&T | SK95713 | India |  |  | 0 | 0.0 |  | 0 | 0 |  | 0 | 0 | 0 | 0 |  |  | 0 | 0 | 0 |  | 0 | [5 empty] | 0 |  |  | 0 | [13 empty] | Nos | 1.0 | [10 empty] | Ringlus Electro Controls & Automation PVT LTD | [18 empty] | CGST - RNG | 9.0
[121 empty] | SGST - RNG | 9.0
| 200A TPN DIN Fuse Link SFU L&T SK95418 | 200A TPN DIN Fuse Link SFU L&T SK95418 | LTSFU | Nos |  | 200A TPN DIN Fuse Link SFU L&T SK95418 |  | 0 | 0 | 1 | 1 | 1 | 0.0 | 0.0 | 0.0 | 0 |  |  | 0.0 | Electrical Components | 200A TPN DIN Fuse Link SFU L&T SK95418 | 0 | 31-12-2099 | Material Transfer | Moving Average |  | 0.0 |  | 0 | 0 |  | 0 | 0 | 0 | 0 |  | 0 | Item Attribute | 1 | Nos | 0.0 | 0.0 | 0 | 0.0 | 0 | L&T | SK95418 | India |  |  | 0 | 0.0 |  | 0 | 0 |  | 0 | 0 | 0 | 0 |  |  | 0 | 0 | 0 |  | 0 | [5 empty] | 0 |  |  | 0 | [13 empty] | Nos | 1.0 | [10 empty] | Ringlus Electro Controls & Automation PVT LTD | [18 empty] | CGST - RNG | 9.0
[121 empty] | SGST - RNG | 9.0
| 250A TPN DIN Fuse Link SFU L&T SK95642 | 250A TPN DIN Fuse Link SFU L&T SK95642 | LTSFU | Nos |  | 250A TPN DIN Fuse Link SFU L&T SK95642 |  | 0 | 0 | 1 | 1 | 1 | 0.0 | 0.0 | 0.0 | 0 |  |  | 0.0 | Electrical Components | 250A TPN DIN Fuse Link SFU L&T SK95642 | 0 | 31-12-2099 | Material Transfer | Moving Average |  | 0.0 |  | 0 | 0 |  | 0 | 0 | 0 | 0 |  | 0 | Item Attribute | 1 | Nos | 0.0 | 0.0 | 0 | 0.0 | 0 | L&T | SK95642 | India |  |  | 0 | 0.0 |  | 0 | 0 |  | 0 | 0 | 0 | 0 |  |  | 0 | 0 | 0 |  | 0 | [5 empty] | 0 |  |  | 0 | [13 empty] | Nos | 1.0 | [10 empty] | Ringlus Electro Controls & Automation PVT LTD | [18 empty] | CGST - RNG | 9.0
[121 empty] | SGST - RNG | 9.0
| 315A TPN DIN Fuse Link SFU L&T SK95461 | 315A TPN DIN Fuse Link SFU L&T SK95461 | LTSFU | Nos |  | 315A TPN DIN Fuse Link SFU L&T SK95461 |  | 0 | 0 | 1 | 1 | 1 | 0.0 | 0.0 | 0.0 | 0 |  |  | 0.0 | Electrical Components | 315A TPN DIN Fuse Link SFU L&T SK95461 | 0 | 31-12-2099 | Material Transfer | Moving Average |  | 0.0 |  | 0 | 0 |  | 0 | 0 | 0 | 0 |  | 0 | Item Attribute | 1 | Nos | 0.0 | 0.0 | 0 | 0.0 | 0 | L&T | SK95461 | India |  |  | 0 | 0.0 |  | 0 | 0 |  | 0 | 0 | 0 | 0 |  |  | 0 | 0 | 0 |  | 0 | [5 empty] | 0 |  |  | 0 | [13 empty] | Nos | 1.0 | [10 empty] | Ringlus Electro Controls & Automation PVT LTD | [18 empty] | CGST - RNG | 9.0
[121 empty] | SGST - RNG | 9.0
| 400A TPN DIN Fuse Link SFU L&T SK95481 | 400A TPN DIN Fuse Link SFU L&T SK95481 | LTSFU | Nos |  | 400A TPN DIN Fuse Link SFU L&T SK95481 |  | 0 | 0 | 1 | 1 | 1 | 0.0 | 0.0 | 0.0 | 0 |  |  | 0.0 | Electrical Components | 400A TPN DIN Fuse Link SFU L&T SK95481 | 0 | 31-12-2099 | Material Transfer | Moving Average |  | 0.0 |  | 0 | 0 |  | 0 | 0 | 0 | 0 |  | 0 | Item Attribute | 1 | Nos | 0.0 | 0.0 | 0 | 0.0 | 0 | L&T | SK95481 | India |  |  | 0 | 0.0 |  | 0 | 0 |  | 0 | 0 | 0 | 0 |  |  | 0 | 0 | 0 |  | 0 | [5 empty] | 0 |  |  | 0 | [13 empty] | Nos | 1.0 | [10 empty] | Ringlus Electro Controls & Automation PVT LTD | [18 empty] | CGST - RNG | 9.0
[121 empty] | SGST - RNG | 9.0
| 630A TPN DIN Fuse Link SFU L&T SK95521 | 630A TPN DIN Fuse Link SFU L&T SK95521 | LTSFU | Nos |  | 630A TPN DIN Fuse Link SFU L&T SK95521 |  | 0 | 0 | 1 | 1 | 1 | 0.0 | 0.0 | 0.0 | 0 |  |  | 0.0 | Electrical Components | 630A TPN DIN Fuse Link SFU L&T SK95521 | 0 | 31-12-2099 | Material Transfer | Moving Average |  | 0.0 |  | 0 | 0 |  | 0 | 0 | 0 | 0 |  | 0 | Item Attribute | 1 | Nos | 0.0 | 0.0 | 0 | 0.0 | 0 | L&T | SK95521 | India |  |  | 0 | 0.0 |  | 0 | 0 |  | 0 | 0 | 0 | 0 |  |  | 0 | 0 | 0 |  | 0 | [5 empty] | 0 |  |  | 0 | [13 empty] | Nos | 1.0 | [10 empty] | Ringlus Electro Controls & Automation PVT LTD | [18 empty] | CGST - RNG | 9.0
[121 empty] | SGST - RNG | 9.0
| 800A TPN DIN Fuse Link SFU L&T SK95679 | 800A TPN DIN Fuse Link SFU L&T SK95679 | LTSFU | Nos |  | 800A TPN DIN Fuse Link SFU L&T SK95679 |  | 0 | 0 | 1 | 1 | 1 | 0.0 | 0.0 | 0.0 | 0 |  |  | 0.0 | Electrical Components | 800A TPN DIN Fuse Link SFU L&T SK95679 | 0 | 31-12-2099 | Material Transfer | Moving Average |  | 0.0 |  | 0 | 0 |  | 0 | 0 | 0 | 0 |  | 0 | Item Attribute | 1 | Nos | 0.0 | 0.0 | 0 | 0.0 | 0 | L&T | SK95679 | India |  |  | 0 | 0.0 |  | 0 | 0 |  | 0 | 0 | 0 | 0 |  |  | 0 | 0 | 0 |  | 0 | [5 empty] | 0 |  |  | 0 | [13 empty] | Nos | 1.0 | [10 empty] | Ringlus Electro Controls & Automation PVT LTD | [18 empty] | CGST - RNG | 9.0
[121 empty] | SGST - RNG | 9.0
| 32A FP DIN Fuse Link SFU L&T SK95518 | 32A FP DIN Fuse Link SFU L&T SK95518 | LTSFU | Nos |  | 32A FP DIN Fuse Link SFU L&T SK95518 |  | 0 | 0 | 1 | 1 | 1 | 0.0 | 0.0 | 0.0 | 0 |  |  | 0.0 | Electrical Components | 32A FP DIN Fuse Link SFU L&T SK95518 | 0 | 31-12-2099 | Material Transfer | Moving Average |  | 0.0 |  | 0 | 0 |  | 0 | 0 | 0 | 0 |  | 0 | Item Attribute | 1 | Nos | 0.0 | 0.0 | 0 | 0.0 | 0 | L&T | SK95518 | India |  |  | 0 | 0.0 |  | 0 | 0 |  | 0 | 0 | 0 | 0 |  |  | 0 | 0 | 0 |  | 0 | [5 empty] | 0 |  |  | 0 | [13 empty] | Nos | 1.0 | [10 empty] | Ringlus Electro Controls & Automation PVT LTD | [18 empty] | CGST - RNG | 9.0
[121 empty] | SGST - RNG | 9.0
| 32A FP CE* DIN Fuse Link SFU L&T SK95703 | 32A FP CE* DIN Fuse Link SFU L&T SK95703 | LTSFU | Nos |  | 32A FP CE* DIN Fuse Link SFU L&T SK95703 |  | 0 | 0 | 1 | 1 | 1 | 0.0 | 0.0 | 0.0 | 0 |  |  | 0.0 | Electrical Components | 32A FP CE* DIN Fuse Link SFU L&T SK95703 | 0 | 31-12-2099 | Material Transfer | Moving Average |  | 0.0 |  | 0 | 0 |  | 0 | 0 | 0 | 0 |  | 0 | Item Attribute | 1 | Nos | 0.0 | 0.0 | 0 | 0.0 | 0 | L&T | SK95703 | India |  |  | 0 | 0.0 |  | 0 | 0 |  | 0 | 0 | 0 | 0 |  |  | 0 | 0 | 0 |  | 0 | [5 empty] | 0 |  |  | 0 | [13 empty] | Nos | 1.0 | [10 empty] | Ringlus Electro Controls & Automation PVT LTD | [18 empty] | CGST - RNG | 9.0
[121 empty] | SGST - RNG | 9.0
| 63A FP DIN Fuse Link SFU L&T SK95421 | 63A FP DIN Fuse Link SFU L&T SK95421 | LTSFU | Nos |  | 63A FP DIN Fuse Link SFU L&T SK95421 |  | 0 | 0 | 1 | 1 | 1 | 0.0 | 0.0 | 0.0 | 0 |  |  | 0.0 | Electrical Components | 63A FP DIN Fuse Link SFU L&T SK95421 | 0 | 31-12-2099 | Material Transfer | Moving Average |  | 0.0 |  | 0 | 0 |  | 0 | 0 | 0 | 0 |  | 0 | Item Attribute | 1 | Nos | 0.0 | 0.0 | 0 | 0.0 | 0 | L&T | SK95421 | India |  |  | 0 | 0.0 |  | 0 | 0 |  | 0 | 0 | 0 | 0 |  |  | 0 | 0 | 0 |  | 0 | [5 empty] | 0 |  |  | 0 | [13 empty] | Nos | 1.0 | [10 empty] | Ringlus Electro Controls & Automation PVT LTD | [18 empty] | CGST - RNG | 9.0
[121 empty] | SGST - RNG | 9.0
| 63A FP CE* DIN Fuse Link SFU L&T SK95704 | 63A FP CE* DIN Fuse Link SFU L&T SK95704 | LTSFU | Nos |  | 63A FP CE* DIN Fuse Link SFU L&T SK95704 |  | 0 | 0 | 1 | 1 | 1 | 0.0 | 0.0 | 0.0 | 0 |  |  | 0.0 | Electrical Components | 63A FP CE* DIN Fuse Link SFU L&T SK95704 | 0 | 31-12-2099 | Material Transfer | Moving Average |  | 0.0 |  | 0 | 0 |  | 0 | 0 | 0 | 0 |  | 0 | Item Attribute | 1 | Nos | 0.0 | 0.0 | 0 | 0.0 | 0 | L&T | SK95704 | India |  |  | 0 | 0.0 |  | 0 | 0 |  | 0 | 0 | 0 | 0 |  |  | 0 | 0 | 0 |  | 0 | [5 empty] | 0 |  |  | 0 | [13 empty] | Nos | 1.0 | [10 empty] | Ringlus Electro Controls & Automation PVT LTD | [18 empty] | CGST - RNG | 9.0
[121 empty] | SGST - RNG | 9.0
| 100A FP DIN Fuse Link SFU L&T SK90496 | 100A FP DIN Fuse Link SFU L&T SK90496 | LTSFU | Nos |  | 100A FP DIN Fuse Link SFU L&T SK90496 |  | 0 | 0 | 1 | 1 | 1 | 0.0 | 0.0 | 0.0 | 0 |  |  | 0.0 | Electrical Components | 100A FP DIN Fuse Link SFU L&T SK90496 | 0 | 31-12-2099 | Material Transfer | Moving Average |  | 0.0 |  | 0 | 0 |  | 0 | 0 | 0 | 0 |  | 0 | Item Attribute | 1 | Nos | 0.0 | 0.0 | 0 | 0.0 | 0 | L&T | SK90496 | India |  |  | 0 | 0.0 |  | 0 | 0 |  | 0 | 0 | 0 | 0 |  |  | 0 | 0 | 0 |  | 0 | [5 empty] | 0 |  |  | 0 | [13 empty] | Nos | 1.0 | [10 empty] | Ringlus Electro Controls & Automation PVT LTD | [18 empty] | CGST - RNG | 9.0
[121 empty] | SGST - RNG | 9.0
| 125A FP DIN Fuse Link SFU L&T SK90497 | 125A FP DIN Fuse Link SFU L&T SK90497 | LTSFU | Nos |  | 125A FP DIN Fuse Link SFU L&T SK90497 |  | 0 | 0 | 1 | 1 | 1 | 0.0 | 0.0 | 0.0 | 0 |  |  | 0.0 | Electrical Components | 125A FP DIN Fuse Link SFU L&T SK90497 | 0 | 31-12-2099 | Material Transfer | Moving Average |  | 0.0 |  | 0 | 0 |  | 0 | 0 | 0 | 0 |  | 0 | Item Attribute | 1 | Nos | 0.0 | 0.0 | 0 | 0.0 | 0 | L&T | SK90497 | India |  |  | 0 | 0.0 |  | 0 | 0 |  | 0 | 0 | 0 | 0 |  |  | 0 | 0 | 0 |  | 0 | [5 empty] | 0 |  |  | 0 | [13 empty] | Nos | 1.0 | [10 empty] | Ringlus Electro Controls & Automation PVT LTD | [18 empty] | CGST - RNG | 9.0
[121 empty] | SGST - RNG | 9.0
| 160A FP DIN Fuse Link SFU L&T SK90498 | 160A FP DIN Fuse Link SFU L&T SK90498 | LTSFU | Nos |  | 160A FP DIN Fuse Link SFU L&T SK90498 |  | 0 | 0 | 1 | 1 | 1 | 0.0 | 0.0 | 0.0 | 0 |  |  | 0.0 | Electrical Components | 160A FP DIN Fuse Link SFU L&T SK90498 | 0 | 31-12-2099 | Material Transfer | Moving Average |  | 0.0 |  | 0 | 0 |  | 0 | 0 | 0 | 0 |  | 0 | Item Attribute | 1 | Nos | 0.0 | 0.0 | 0 | 0.0 | 0 | L&T | SK90498 | India |  |  | 0 | 0.0 |  | 0 | 0 |  | 0 | 0 | 0 | 0 |  |  | 0 | 0 | 0 |  | 0 | [5 empty] | 0 |  |  | 0 | [13 empty] | Nos | 1.0 | [10 empty] | Ringlus Electro Controls & Automation PVT LTD | [18 empty] | CGST - RNG | 9.0
[121 empty] | SGST - RNG | 9.0
| 200A FP DIN Fuse Link SFU L&T SK90471 | 200A FP DIN Fuse Link SFU L&T SK90471 | LTSFU | Nos |  | 200A FP DIN Fuse Link SFU L&T SK90471 |  | 0 | 0 | 1 | 1 | 1 | 0.0 | 0.0 | 0.0 | 0 |  |  | 0.0 | Electrical Components | 200A FP DIN Fuse Link SFU L&T SK90471 | 0 | 31-12-2099 | Material Transfer | Moving Average |  | 0.0 |  | 0 | 0 |  | 0 | 0 | 0 | 0 |  | 0 | Item Attribute | 1 | Nos | 0.0 | 0.0 | 0 | 0.0 | 0 | L&T | SK90471 | India |  |  | 0 | 0.0 |  | 0 | 0 |  | 0 | 0 | 0 | 0 |  |  | 0 | 0 | 0 |  | 0 | [5 empty] | 0 |  |  | 0 | [13 empty] | Nos | 1.0 | [10 empty] | Ringlus Electro Controls & Automation PVT LTD | [18 empty] | CGST - RNG | 9.0
[121 empty] | SGST - RNG | 9.0
| 250A FP DIN Fuse Link SFU L&T SK90472 | 250A FP DIN Fuse Link SFU L&T SK90472 | LTSFU | Nos |  | 250A FP DIN Fuse Link SFU L&T SK90472 |  | 0 | 0 | 1 | 1 | 1 | 0.0 | 0.0 | 0.0 | 0 |  |  | 0.0 | Electrical Components | 250A FP DIN Fuse Link SFU L&T SK90472 | 0 | 31-12-2099 | Material Transfer | Moving Average |  | 0.0 |  | 0 | 0 |  | 0 | 0 | 0 | 0 |  | 0 | Item Attribute | 1 | Nos | 0.0 | 0.0 | 0 | 0.0 | 0 | L&T | SK90472 | India |  |  | 0 | 0.0 |  | 0 | 0 |  | 0 | 0 | 0 | 0 |  |  | 0 | 0 | 0 |  | 0 | [5 empty] | 0 |  |  | 0 | [13 empty] | Nos | 1.0 | [10 empty] | Ringlus Electro Controls & Automation PVT LTD | [18 empty] | CGST - RNG | 9.0
[121 empty] | SGST - RNG | 9.0
| 315A FP DIN Fuse Link SFU L&T SK90473 | 315A FP DIN Fuse Link SFU L&T SK90473 | LTSFU | Nos |  | 315A FP DIN Fuse Link SFU L&T SK90473 |  | 0 | 0 | 1 | 1 | 1 | 0.0 | 0.0 | 0.0 | 0 |  |  | 0.0 | Electrical Components | 315A FP DIN Fuse Link SFU L&T SK90473 | 0 | 31-12-2099 | Material Transfer | Moving Average |  | 0.0 |  | 0 | 0 |  | 0 | 0 | 0 | 0 |  | 0 | Item Attribute | 1 | Nos | 0.0 | 0.0 | 0 | 0.0 | 0 | L&T | SK90473 | India |  |  | 0 | 0.0 |  | 0 | 0 |  | 0 | 0 | 0 | 0 |  |  | 0 | 0 | 0 |  | 0 | [5 empty] | 0 |  |  | 0 | [13 empty] | Nos | 1.0 | [10 empty] | Ringlus Electro Controls & Automation PVT LTD | [18 empty] | CGST - RNG | 9.0
[121 empty] | SGST - RNG | 9.0
| 400A FP DIN Fuse Link SFU L&T SK90480 | 400A FP DIN Fuse Link SFU L&T SK90480 | LTSFU | Nos |  | 400A FP DIN Fuse Link SFU L&T SK90480 |  | 0 | 0 | 1 | 1 | 1 | 0.0 | 0.0 | 0.0 | 0 |  |  | 0.0 | Electrical Components | 400A FP DIN Fuse Link SFU L&T SK90480 | 0 | 31-12-2099 | Material Transfer | Moving Average |  | 0.0 |  | 0 | 0 |  | 0 | 0 | 0 | 0 |  | 0 | Item Attribute | 1 | Nos | 0.0 | 0.0 | 0 | 0.0 | 0 | L&T | SK90480 | India |  |  | 0 | 0.0 |  | 0 | 0 |  | 0 | 0 | 0 | 0 |  |  | 0 | 0 | 0 |  | 0 | [5 empty] | 0 |  |  | 0 | [13 empty] | Nos | 1.0 | [10 empty] | Ringlus Electro Controls & Automation PVT LTD | [18 empty] | CGST - RNG | 9.0
[121 empty] | SGST - RNG | 9.0
| 630A FP DIN Fuse Link SFU L&T SK90481 | 630A FP DIN Fuse Link SFU L&T SK90481 | LTSFU | Nos |  | 630A FP DIN Fuse Link SFU L&T SK90481 |  | 0 | 0 | 1 | 1 | 1 | 0.0 | 0.0 | 0.0 | 0 |  |  | 0.0 | Electrical Components | 630A FP DIN Fuse Link SFU L&T SK90481 | 0 | 31-12-2099 | Material Transfer | Moving Average |  | 0.0 |  | 0 | 0 |  | 0 | 0 | 0 | 0 |  | 0 | Item Attribute | 1 | Nos | 0.0 | 0.0 | 0 | 0.0 | 0 | L&T | SK90481 | India |  |  | 0 | 0.0 |  | 0 | 0 |  | 0 | 0 | 0 | 0 |  |  | 0 | 0 | 0 |  | 0 | [5 empty] | 0 |  |  | 0 | [13 empty] | Nos | 1.0 | [10 empty] | Ringlus Electro Controls & Automation PVT LTD | [18 empty] | CGST - RNG | 9.0
[121 empty] | SGST - RNG | 9.0
| 800A FP DIN Fuse Link SFU L&T SK90482 | 800A FP DIN Fuse Link SFU L&T SK90482 | LTSFU | Nos |  | 800A FP DIN Fuse Link SFU L&T SK90482 |  | 0 | 0 | 1 | 1 | 1 | 0.0 | 0.0 | 0.0 | 0 |  |  | 0.0 | Electrical Components | 800A FP DIN Fuse Link SFU L&T SK90482 | 0 | 31-12-2099 | Material Transfer | Moving Average |  | 0.0 |  | 0 | 0 |  | 0 | 0 | 0 | 0 |  | 0 | Item Attribute | 1 | Nos | 0.0 | 0.0 | 0 | 0.0 | 0 | L&T | SK90482 | India |  |  | 0 | 0.0 |  | 0 | 0 |  | 0 | 0 | 0 | 0 |  |  | 0 | 0 | 0 |  | 0 | [5 empty] | 0 |  |  | 0 | [13 empty] | Nos | 1.0 | [10 empty] | Ringlus Electro Controls & Automation PVT LTD | [18 empty] | CGST - RNG | 9.0
[121 empty] | SGST - RNG | 9.0
| 32A HRC Fuse Holder HF Type Fuse Link L&T SK91314 | 32A HRC Fuse Holder HF Type Fuse Link L&T SK91314 | LTSFU | Nos |  | 32A HRC Fuse Holder HF Type Fuse Link L&T SK91314 |  | 0 | 0 | 1 | 1 | 1 | 0.0 | 0.0 | 0.0 | 0 |  |  | 0.0 | Electrical Components | 32A HRC Fuse Holder HF Type Fuse Link L&T SK91314 | 0 | 31-12-2099 | Material Transfer | Moving Average |  | 0.0 |  | 0 | 0 |  | 0 | 0 | 0 | 0 |  | 0 | Item Attribute | 1 | Nos | 0.0 | 0.0 | 0 | 0.0 | 0 | L&T | SK91314 | India |  |  | 0 | 0.0 |  | 0 | 0 |  | 0 | 0 | 0 | 0 |  |  | 0 | 0 | 0 |  | 0 | [5 empty] | 0 |  |  | 0 | [13 empty] | Nos | 1.0 | [10 empty] | Ringlus Electro Controls & Automation PVT LTD | [18 empty] | CGST - RNG | 9.0
[121 empty] | SGST - RNG | 9.0
| 63A HRC Fuse Holder HF Type Fuse Link L&T SK91043 | 63A HRC Fuse Holder HF Type Fuse Link L&T SK91043 | LTSFU | Nos |  | 63A HRC Fuse Holder HF Type Fuse Link L&T SK91043 |  | 0 | 0 | 1 | 1 | 1 | 0.0 | 0.0 | 0.0 | 0 |  |  | 0.0 | Electrical Components | 63A HRC Fuse Holder HF Type Fuse Link L&T SK91043 | 0 | 31-12-2099 | Material Transfer | Moving Average |  | 0.0 |  | 0 | 0 |  | 0 | 0 | 0 | 0 |  | 0 | Item Attribute | 1 | Nos | 0.0 | 0.0 | 0 | 0.0 | 0 | L&T | SK91043 | India |  |  | 0 | 0.0 |  | 0 | 0 |  | 0 | 0 | 0 | 0 |  |  | 0 | 0 | 0 |  | 0 | [5 empty] | 0 |  |  | 0 | [13 empty] | Nos | 1.0 | [10 empty] | Ringlus Electro Controls & Automation PVT LTD | [18 empty] | CGST - RNG | 9.0
[121 empty] | SGST - RNG | 9.0
| 160A HRC Fuse Holder HN-Size 000 & 00 Type Fuse Link L&T SK90405 | 160A HRC Fuse Holder HN-Size 000 & 00 Type Fuse Link L&T SK90405 | LTSFU | Nos |  | 160A HRC Fuse Holder HN-Size 000 & 00 Type Fuse Link L&T SK90405 |  | 0 | 0 | 1 | 1 | 1 | 0.0 | 0.0 | 0.0 | 0 |  |  | 0.0 | Electrical Components | 160A HRC Fuse Holder HN-Size 000 & 00 Type Fuse Link L&T SK90405 | 0 | 31-12-2099 | Material Transfer | Moving Average |  | 0.0 |  | 0 | 0 |  | 0 | 0 | 0 | 0 |  | 0 | Item Attribute | 1 | Nos | 0.0 | 0.0 | 0 | 0.0 | 0 | L&T | SK90405 | India |  |  | 0 | 0.0 |  | 0 | 0 |  | 0 | 0 | 0 | 0 |  |  | 0 | 0 | 0 |  | 0 | [5 empty] | 0 |  |  | 0 | [13 empty] | Nos | 1.0 | [10 empty] | Ringlus Electro Controls & Automation PVT LTD | [18 empty] | CGST - RNG | 9.0
[121 empty] | SGST - RNG | 9.0
| 250A HRC Fuse Holder HN-Size 0 & 1 L&T SK90406 | 250A HRC Fuse Holder HN-Size 0 & 1 L&T SK90406 | LTSFU | Nos |  | 250A HRC Fuse Holder HN-Size 0 & 1 L&T SK90406 |  | 0 | 0 | 1 | 1 | 1 | 0.0 | 0.0 | 0.0 | 0 |  |  | 0.0 | Electrical Components | 250A HRC Fuse Holder HN-Size 0 & 1 L&T SK90406 | 0 | 31-12-2099 | Material Transfer | Moving Average |  | 0.0 |  | 0 | 0 |  | 0 | 0 | 0 | 0 |  | 0 | Item Attribute | 1 | Nos | 0.0 | 0.0 | 0 | 0.0 | 0 | L&T | SK90406 | India |  |  | 0 | 0.0 |  | 0 | 0 |  | 0 | 0 | 0 | 0 |  |  | 0 | 0 | 0 |  | 0 | [5 empty] | 0 |  |  | 0 | [13 empty] | Nos | 1.0 | [10 empty] | Ringlus Electro Controls & Automation PVT LTD | [18 empty] | CGST - RNG | 9.0
[121 empty] | SGST - RNG | 9.0
| 800A HRC Fuse Holder HN-Size 2 & 3 L&T SK91051 | 800A HRC Fuse Holder HN-Size 2 & 3 L&T SK91051 | LTSFU | Nos |  | 800A HRC Fuse Holder HN-Size 2 & 3 L&T SK91051 |  | 0 | 0 | 1 | 1 | 1 | 0.0 | 0.0 | 0.0 | 0 |  |  | 0.0 | Electrical Components | 800A HRC Fuse Holder HN-Size 2 & 3 L&T SK91051 | 0 | 31-12-2099 | Material Transfer | Moving Average |  | 0.0 |  | 0 | 0 |  | 0 | 0 | 0 | 0 |  | 0 | Item Attribute | 1 | Nos | 0.0 | 0.0 | 0 | 0.0 | 0 | L&T | SK91051 | India |  |  | 0 | 0.0 |  | 0 | 0 |  | 0 | 0 | 0 | 0 |  |  | 0 | 0 | 0 |  | 0 | [5 empty] | 0 |  |  | 0 | [13 empty] | Nos | 1.0 | [10 empty] | Ringlus Electro Controls & Automation PVT LTD | [18 empty] | CGST - RNG | 9.0
[121 empty] | SGST - RNG | 9.0
| 2A Type HF HRC Fuse L&T SF90144 | 2A Type HF HRC Fuse L&T SF90144 | LTSFU | Nos |  | 2A Type HF HRC Fuse L&T SF90144 |  | 0 | 0 | 1 | 1 | 1 | 0.0 | 0.0 | 0.0 | 0 |  |  | 0.0 | Electrical Components | 2A Type HF HRC Fuse L&T SF90144 | 0 | 31-12-2099 | Material Transfer | Moving Average |  | 0.0 |  | 0 | 0 |  | 0 | 0 | 0 | 0 |  | 0 | Item Attribute | 1 | Nos | 0.0 | 0.0 | 0 | 0.0 | 0 | L&T | SF90144 | India |  |  | 0 | 0.0 |  | 0 | 0 |  | 0 | 0 | 0 | 0 |  |  | 0 | 0 | 0 |  | 0 | [5 empty] | 0 |  |  | 0 | [13 empty] | Nos | 1.0 | [10 empty] | Ringlus Electro Controls & Automation PVT LTD | [18 empty] | CGST - RNG | 9.0
[121 empty] | SGST - RNG | 9.0
| 4A Type HF HRC Fuse L&T SF90145 | 4A Type HF HRC Fuse L&T SF90145 | LTSFU | Nos |  | 4A Type HF HRC Fuse L&T SF90145 |  | 0 | 0 | 1 | 1 | 1 | 0.0 | 0.0 | 0.0 | 0 |  |  | 0.0 | Electrical Components | 4A Type HF HRC Fuse L&T SF90145 | 0 | 31-12-2099 | Material Transfer | Moving Average |  | 0.0 |  | 0 | 0 |  | 0 | 0 | 0 | 0 |  | 0 | Item Attribute | 1 | Nos | 0.0 | 0.0 | 0 | 0.0 | 0 | L&T | SF90145 | India |  |  | 0 | 0.0 |  | 0 | 0 |  | 0 | 0 | 0 | 0 |  |  | 0 | 0 | 0 |  | 0 | [5 empty] | 0 |  |  | 0 | [13 empty] | Nos | 1.0 | [10 empty] | Ringlus Electro Controls & Automation PVT LTD | [18 empty] | CGST - RNG | 9.0
[121 empty] | SGST - RNG | 9.0
| 6A Type HF HRC Fuse L&T SF90146 | 6A Type HF HRC Fuse L&T SF90146 | LTSFU | Nos |  | 6A Type HF HRC Fuse L&T SF90146 |  | 0 | 0 | 1 | 1 | 1 | 0.0 | 0.0 | 0.0 | 0 |  |  | 0.0 | Electrical Components | 6A Type HF HRC Fuse L&T SF90146 | 0 | 31-12-2099 | Material Transfer | Moving Average |  | 0.0 |  | 0 | 0 |  | 0 | 0 | 0 | 0 |  | 0 | Item Attribute | 1 | Nos | 0.0 | 0.0 | 0 | 0.0 | 0 | L&T | SF90146 | India |  |  | 0 | 0.0 |  | 0 | 0 |  | 0 | 0 | 0 | 0 |  |  | 0 | 0 | 0 |  | 0 | [5 empty] | 0 |  |  | 0 | [13 empty] | Nos | 1.0 | [10 empty] | Ringlus Electro Controls & Automation PVT LTD | [18 empty] | CGST - RNG | 9.0
[121 empty] | SGST - RNG | 9.0
| 8A Type HF HRC Fuse L&T SF90147 | 8A Type HF HRC Fuse L&T SF90147 | LTSFU | Nos |  | 8A Type HF HRC Fuse L&T SF90147 |  | 0 | 0 | 1 | 1 | 1 | 0.0 | 0.0 | 0.0 | 0 |  |  | 0.0 | Electrical Components | 8A Type HF HRC Fuse L&T SF90147 | 0 | 31-12-2099 | Material Transfer | Moving Average |  | 0.0 |  | 0 | 0 |  | 0 | 0 | 0 | 0 |  | 0 | Item Attribute | 1 | Nos | 0.0 | 0.0 | 0 | 0.0 | 0 | L&T | SF90147 | India |  |  | 0 | 0.0 |  | 0 | 0 |  | 0 | 0 | 0 | 0 |  |  | 0 | 0 | 0 |  | 0 | [5 empty] | 0 |  |  | 0 | [13 empty] | Nos | 1.0 | [10 empty] | Ringlus Electro Controls & Automation PVT LTD | [18 empty] | CGST - RNG | 9.0
[121 empty] | SGST - RNG | 9.0
| 10A Type HF HRC Fuse L&T SF90148 | 10A Type HF HRC Fuse L&T SF90148 | LTSFU | Nos |  | 10A Type HF HRC Fuse L&T SF90148 |  | 0 | 0 | 1 | 1 | 1 | 0.0 | 0.0 | 0.0 | 0 |  |  | 0.0 | Electrical Components | 10A Type HF HRC Fuse L&T SF90148 | 0 | 31-12-2099 | Material Transfer | Moving Average |  | 0.0 |  | 0 | 0 |  | 0 | 0 | 0 | 0 |  | 0 | Item Attribute | 1 | Nos | 0.0 | 0.0 | 0 | 0.0 | 0 | L&T | SF90148 | India |  |  | 0 | 0.0 |  | 0 | 0 |  | 0 | 0 | 0 | 0 |  |  | 0 | 0 | 0 |  | 0 | [5 empty] | 0 |  |  | 0 | [13 empty] | Nos | 1.0 | [10 empty] | Ringlus Electro Controls & Automation PVT LTD | [18 empty] | CGST - RNG | 9.0
[121 empty] | SGST - RNG | 9.0
| 16A Type HF HRC Fuse L&T SF90150 | 16A Type HF HRC Fuse L&T SF90150 | LTSFU | Nos |  | 16A Type HF HRC Fuse L&T SF90150 |  | 0 | 0 | 1 | 1 | 1 | 0.0 | 0.0 | 0.0 | 0 |  |  | 0.0 | Electrical Components | 16A Type HF HRC Fuse L&T SF90150 | 0 | 31-12-2099 | Material Transfer | Moving Average |  | 0.0 |  | 0 | 0 |  | 0 | 0 | 0 | 0 |  | 0 | Item Attribute | 1 | Nos | 0.0 | 0.0 | 0 | 0.0 | 0 | L&T | SF90150 | India |  |  | 0 | 0.0 |  | 0 | 0 |  | 0 | 0 | 0 | 0 |  |  | 0 | 0 | 0 |  | 0 | [5 empty] | 0 |  |  | 0 | [13 empty] | Nos | 1.0 | [10 empty] | Ringlus Electro Controls & Automation PVT LTD | [18 empty] | CGST - RNG | 9.0
[121 empty] | SGST - RNG | 9.0
| 20A Type HF HRC Fuse L&T SF90151 | 20A Type HF HRC Fuse L&T SF90151 | LTSFU | Nos |  | 20A Type HF HRC Fuse L&T SF90151 |  | 0 | 0 | 1 | 1 | 1 | 0.0 | 0.0 | 0.0 | 0 |  |  | 0.0 | Electrical Components | 20A Type HF HRC Fuse L&T SF90151 | 0 | 31-12-2099 | Material Transfer | Moving Average |  | 0.0 |  | 0 | 0 |  | 0 | 0 | 0 | 0 |  | 0 | Item Attribute | 1 | Nos | 0.0 | 0.0 | 0 | 0.0 | 0 | L&T | SF90151 | India |  |  | 0 | 0.0 |  | 0 | 0 |  | 0 | 0 | 0 | 0 |  |  | 0 | 0 | 0 |  | 0 | [5 empty] | 0 |  |  | 0 | [13 empty] | Nos | 1.0 | [10 empty] | Ringlus Electro Controls & Automation PVT LTD | [18 empty] | CGST - RNG | 9.0
[121 empty] | SGST - RNG | 9.0
| 25A Type HF HRC Fuse L&T SF90152 | 25A Type HF HRC Fuse L&T SF90152 | LTSFU | Nos |  | 25A Type HF HRC Fuse L&T SF90152 |  | 0 | 0 | 1 | 1 | 1 | 0.0 | 0.0 | 0.0 | 0 |  |  | 0.0 | Electrical Components | 25A Type HF HRC Fuse L&T SF90152 | 0 | 31-12-2099 | Material Transfer | Moving Average |  | 0.0 |  | 0 | 0 |  | 0 | 0 | 0 | 0 |  | 0 | Item Attribute | 1 | Nos | 0.0 | 0.0 | 0 | 0.0 | 0 | L&T | SF90152 | India |  |  | 0 | 0.0 |  | 0 | 0 |  | 0 | 0 | 0 | 0 |  |  | 0 | 0 | 0 |  | 0 | [5 empty] | 0 |  |  | 0 | [13 empty] | Nos | 1.0 | [10 empty] | Ringlus Electro Controls & Automation PVT LTD | [18 empty] | CGST - RNG | 9.0
[121 empty] | SGST - RNG | 9.0
| 32A Type HF HRC Fuse L&T SF90142 | 32A Type HF HRC Fuse L&T SF90142 | LTSFU | Nos |  | 32A Type HF HRC Fuse L&T SF90142 |  | 0 | 0 | 1 | 1 | 1 | 0.0 | 0.0 | 0.0 | 0 |  |  | 0.0 | Electrical Components | 32A Type HF HRC Fuse L&T SF90142 | 0 | 31-12-2099 | Material Transfer | Moving Average |  | 0.0 |  | 0 | 0 |  | 0 | 0 | 0 | 0 |  | 0 | Item Attribute | 1 | Nos | 0.0 | 0.0 | 0 | 0.0 | 0 | L&T | SF90142 | India |  |  | 0 | 0.0 |  | 0 | 0 |  | 0 | 0 | 0 | 0 |  |  | 0 | 0 | 0 |  | 0 | [5 empty] | 0 |  |  | 0 | [13 empty] | Nos | 1.0 | [10 empty] | Ringlus Electro Controls & Automation PVT LTD | [18 empty] | CGST - RNG | 9.0
[121 empty] | SGST - RNG | 9.0
| 40A Type HF HRC Fuse L&T SF90143 | 40A Type HF HRC Fuse L&T SF90143 | LTSFU | Nos |  | 40A Type HF HRC Fuse L&T SF90143 |  | 0 | 0 | 1 | 1 | 1 | 0.0 | 0.0 | 0.0 | 0 |  |  | 0.0 | Electrical Components | 40A Type HF HRC Fuse L&T SF90143 | 0 | 31-12-2099 | Material Transfer | Moving Average |  | 0.0 |  | 0 | 0 |  | 0 | 0 | 0 | 0 |  | 0 | Item Attribute | 1 | Nos | 0.0 | 0.0 | 0 | 0.0 | 0 | L&T | SF90143 | India |  |  | 0 | 0.0 |  | 0 | 0 |  | 0 | 0 | 0 | 0 |  |  | 0 | 0 | 0 |  | 0 | [5 empty] | 0 |  |  | 0 | [13 empty] | Nos | 1.0 | [10 empty] | Ringlus Electro Controls & Automation PVT LTD | [18 empty] | CGST - RNG | 9.0
[121 empty] | SGST - RNG | 9.0
| 50A Type HF HRC Fuse L&T SF90158 | 50A Type HF HRC Fuse L&T SF90158 | LTSFU | Nos |  | 50A Type HF HRC Fuse L&T SF90158 |  | 0 | 0 | 1 | 1 | 1 | 0.0 | 0.0 | 0.0 | 0 |  |  | 0.0 | Electrical Components | 50A Type HF HRC Fuse L&T SF90158 | 0 | 31-12-2099 | Material Transfer | Moving Average |  | 0.0 |  | 0 | 0 |  | 0 | 0 | 0 | 0 |  | 0 | Item Attribute | 1 | Nos | 0.0 | 0.0 | 0 | 0.0 | 0 | L&T | SF90158 | India |  |  | 0 | 0.0 |  | 0 | 0 |  | 0 | 0 | 0 | 0 |  |  | 0 | 0 | 0 |  | 0 | [5 empty] | 0 |  |  | 0 | [13 empty] | Nos | 1.0 | [10 empty] | Ringlus Electro Controls & Automation PVT LTD | [18 empty] | CGST - RNG | 9.0
[121 empty] | SGST - RNG | 9.0
| 63A Type HF HRC Fuse L&T SF90159 | 63A Type HF HRC Fuse L&T SF90159 | LTSFU | Nos |  | 63A Type HF HRC Fuse L&T SF90159 |  | 0 | 0 | 1 | 1 | 1 | 0.0 | 0.0 | 0.0 | 0 |  |  | 0.0 | Electrical Components | 63A Type HF HRC Fuse L&T SF90159 | 0 | 31-12-2099 | Material Transfer | Moving Average |  | 0.0 |  | 0 | 0 |  | 0 | 0 | 0 | 0 |  | 0 | Item Attribute | 1 | Nos | 0.0 | 0.0 | 0 | 0.0 | 0 | L&T | SF90159 | India |  |  | 0 | 0.0 |  | 0 | 0 |  | 0 | 0 | 0 | 0 |  |  | 0 | 0 | 0 |  | 0 | [5 empty] | 0 |  |  | 0 | [13 empty] | Nos | 1.0 | [10 empty] | Ringlus Electro Controls & Automation PVT LTD | [18 empty] | CGST - RNG | 9.0
[121 empty] | SGST - RNG | 9.0
| 63A Size 000 Type HN HRC Fuse L&T SF94940 | 63A Size 000 Type HN HRC Fuse L&T SF94940 | LTSFU | Nos |  | 63A Size 000 Type HN HRC Fuse L&T SF94940 |  | 0 | 0 | 1 | 1 | 1 | 0.0 | 0.0 | 0.0 | 0 |  |  | 0.0 | Electrical Components | 63A Size 000 Type HN HRC Fuse L&T SF94940 | 0 | 31-12-2099 | Material Transfer | Moving Average |  | 0.0 |  | 0 | 0 |  | 0 | 0 | 0 | 0 |  | 0 | Item Attribute | 1 | Nos | 0.0 | 0.0 | 0 | 0.0 | 0 | L&T | SF94940 | India |  |  | 0 | 0.0 |  | 0 | 0 |  | 0 | 0 | 0 | 0 |  |  | 0 | 0 | 0 |  | 0 | [5 empty] | 0 |  |  | 0 | [13 empty] | Nos | 1.0 | [10 empty] | Ringlus Electro Controls & Automation PVT LTD | [18 empty] | CGST - RNG | 9.0
[121 empty] | SGST - RNG | 9.0
| 80A Size 000 Type HN HRC Fuse L&T SF94941 | 80A Size 000 Type HN HRC Fuse L&T SF94941 | LTSFU | Nos |  | 80A Size 000 Type HN HRC Fuse L&T SF94941 |  | 0 | 0 | 1 | 1 | 1 | 0.0 | 0.0 | 0.0 | 0 |  |  | 0.0 | Electrical Components | 80A Size 000 Type HN HRC Fuse L&T SF94941 | 0 | 31-12-2099 | Material Transfer | Moving Average |  | 0.0 |  | 0 | 0 |  | 0 | 0 | 0 | 0 |  | 0 | Item Attribute | 1 | Nos | 0.0 | 0.0 | 0 | 0.0 | 0 | L&T | SF94941 | India |  |  | 0 | 0.0 |  | 0 | 0 |  | 0 | 0 | 0 | 0 |  |  | 0 | 0 | 0 |  | 0 | [5 empty] | 0 |  |  | 0 | [13 empty] | Nos | 1.0 | [10 empty] | Ringlus Electro Controls & Automation PVT LTD | [18 empty] | CGST - RNG | 9.0
[121 empty] | SGST - RNG | 9.0
| 100A Size 000 Type HN HRC Fuse L&T SF94942 | 100A Size 000 Type HN HRC Fuse L&T SF94942 | LTSFU | Nos |  | 100A Size 000 Type HN HRC Fuse L&T SF94942 |  | 0 | 0 | 1 | 1 | 1 | 0.0 | 0.0 | 0.0 | 0 |  |  | 0.0 | Electrical Components | 100A Size 000 Type HN HRC Fuse L&T SF94942 | 0 | 31-12-2099 | Material Transfer | Moving Average |  | 0.0 |  | 0 | 0 |  | 0 | 0 | 0 | 0 |  | 0 | Item Attribute | 1 | Nos | 0.0 | 0.0 | 0 | 0.0 | 0 | L&T | SF94942 | India |  |  | 0 | 0.0 |  | 0 | 0 |  | 0 | 0 | 0 | 0 |  |  | 0 | 0 | 0 |  | 0 | [5 empty] | 0 |  |  | 0 | [13 empty] | Nos | 1.0 | [10 empty] | Ringlus Electro Controls & Automation PVT LTD | [18 empty] | CGST - RNG | 9.0
[121 empty] | SGST - RNG | 9.0
| 125A Size 000 Type HN HRC Fuse L&T SF94946 | 125A Size 000 Type HN HRC Fuse L&T SF94946 | LTSFU | Nos |  | 125A Size 000 Type HN HRC Fuse L&T SF94946 |  | 0 | 0 | 1 | 1 | 1 | 0.0 | 0.0 | 0.0 | 0 |  |  | 0.0 | Electrical Components | 125A Size 000 Type HN HRC Fuse L&T SF94946 | 0 | 31-12-2099 | Material Transfer | Moving Average |  | 0.0 |  | 0 | 0 |  | 0 | 0 | 0 | 0 |  | 0 | Item Attribute | 1 | Nos | 0.0 | 0.0 | 0 | 0.0 | 0 | L&T | SF94946 | India |  |  | 0 | 0.0 |  | 0 | 0 |  | 0 | 0 | 0 | 0 |  |  | 0 | 0 | 0 |  | 0 | [5 empty] | 0 |  |  | 0 | [13 empty] | Nos | 1.0 | [10 empty] | Ringlus Electro Controls & Automation PVT LTD | [18 empty] | CGST - RNG | 9.0
[121 empty] | SGST - RNG | 9.0
| 63A Size 00 Type HN HRC Fuse L&T SF94027 | 63A Size 00 Type HN HRC Fuse L&T SF94027 | LTSFU | Nos |  | 63A Size 00 Type HN HRC Fuse L&T SF94027 |  | 0 | 0 | 1 | 1 | 1 | 0.0 | 0.0 | 0.0 | 0 |  |  | 0.0 | Electrical Components | 63A Size 00 Type HN HRC Fuse L&T SF94027 | 0 | 31-12-2099 | Material Transfer | Moving Average |  | 0.0 |  | 0 | 0 |  | 0 | 0 | 0 | 0 |  | 0 | Item Attribute | 1 | Nos | 0.0 | 0.0 | 0 | 0.0 | 0 | L&T | SF94027 | India |  |  | 0 | 0.0 |  | 0 | 0 |  | 0 | 0 | 0 | 0 |  |  | 0 | 0 | 0 |  | 0 | [5 empty] | 0 |  |  | 0 | [13 empty] | Nos | 1.0 | [10 empty] | Ringlus Electro Controls & Automation PVT LTD | [18 empty] | CGST - RNG | 9.0
[121 empty] | SGST - RNG | 9.0
| 80A Size 00 Type HN HRC Fuse L&T SF94028 | 80A Size 00 Type HN HRC Fuse L&T SF94028 | LTSFU | Nos |  | 80A Size 00 Type HN HRC Fuse L&T SF94028 |  | 0 | 0 | 1 | 1 | 1 | 0.0 | 0.0 | 0.0 | 0 |  |  | 0.0 | Electrical Components | 80A Size 00 Type HN HRC Fuse L&T SF94028 | 0 | 31-12-2099 | Material Transfer | Moving Average |  | 0.0 |  | 0 | 0 |  | 0 | 0 | 0 | 0 |  | 0 | Item Attribute | 1 | Nos | 0.0 | 0.0 | 0 | 0.0 | 0 | L&T | SF94028 | India |  |  | 0 | 0.0 |  | 0 | 0 |  | 0 | 0 | 0 | 0 |  |  | 0 | 0 | 0 |  | 0 | [5 empty] | 0 |  |  | 0 | [13 empty] | Nos | 1.0 | [10 empty] | Ringlus Electro Controls & Automation PVT LTD | [18 empty] | CGST - RNG | 9.0
[121 empty] | SGST - RNG | 9.0
| 100A Size 00 Type HN HRC Fuse L&T SF94029 | 100A Size 00 Type HN HRC Fuse L&T SF94029 | LTSFU | Nos |  | 100A Size 00 Type HN HRC Fuse L&T SF94029 |  | 0 | 0 | 1 | 1 | 1 | 0.0 | 0.0 | 0.0 | 0 |  |  | 0.0 | Electrical Components | 100A Size 00 Type HN HRC Fuse L&T SF94029 | 0 | 31-12-2099 | Material Transfer | Moving Average |  | 0.0 |  | 0 | 0 |  | 0 | 0 | 0 | 0 |  | 0 | Item Attribute | 1 | Nos | 0.0 | 0.0 | 0 | 0.0 | 0 | L&T | SF94029 | India |  |  | 0 | 0.0 |  | 0 | 0 |  | 0 | 0 | 0 | 0 |  |  | 0 | 0 | 0 |  | 0 | [5 empty] | 0 |  |  | 0 | [13 empty] | Nos | 1.0 | [10 empty] | Ringlus Electro Controls & Automation PVT LTD | [18 empty] | CGST - RNG | 9.0
[121 empty] | SGST - RNG | 9.0
| 125A Size 00 Type HN HRC Fuse L&T SF94030 | 125A Size 00 Type HN HRC Fuse L&T SF94030 | LTSFU | Nos |  | 125A Size 00 Type HN HRC Fuse L&T SF94030 |  | 0 | 0 | 1 | 1 | 1 | 0.0 | 0.0 | 0.0 | 0 |  |  | 0.0 | Electrical Components | 125A Size 00 Type HN HRC Fuse L&T SF94030 | 0 | 31-12-2099 | Material Transfer | Moving Average |  | 0.0 |  | 0 | 0 |  | 0 | 0 | 0 | 0 |  | 0 | Item Attribute | 1 | Nos | 0.0 | 0.0 | 0 | 0.0 | 0 | L&T | SF94030 | India |  |  | 0 | 0.0 |  | 0 | 0 |  | 0 | 0 | 0 | 0 |  |  | 0 | 0 | 0 |  | 0 | [5 empty] | 0 |  |  | 0 | [13 empty] | Nos | 1.0 | [10 empty] | Ringlus Electro Controls & Automation PVT LTD | [18 empty] | CGST - RNG | 9.0
[121 empty] | SGST - RNG | 9.0
| 160A Size 00 Type HN HRC Fuse L&T SF94939 | 160A Size 00 Type HN HRC Fuse L&T SF94939 | LTSFU | Nos |  | 160A Size 00 Type HN HRC Fuse L&T SF94939 |  | 0 | 0 | 1 | 1 | 1 | 0.0 | 0.0 | 0.0 | 0 |  |  | 0.0 | Electrical Components | 160A Size 00 Type HN HRC Fuse L&T SF94939 | 0 | 31-12-2099 | Material Transfer | Moving Average |  | 0.0 |  | 0 | 0 |  | 0 | 0 | 0 | 0 |  | 0 | Item Attribute | 1 | Nos | 0.0 | 0.0 | 0 | 0.0 | 0 | L&T | SF94939 | India |  |  | 0 | 0.0 |  | 0 | 0 |  | 0 | 0 | 0 | 0 |  |  | 0 | 0 | 0 |  | 0 | [5 empty] | 0 |  |  | 0 | [13 empty] | Nos | 1.0 | [10 empty] | Ringlus Electro Controls & Automation PVT LTD | [18 empty] | CGST - RNG | 9.0
[121 empty] | SGST - RNG | 9.0
| 80A Size 0 Type HN HRC Fuse L&T SF94128 | 80A Size 0 Type HN HRC Fuse L&T SF94128 | LTSFU | Nos |  | 80A Size 0 Type HN HRC Fuse L&T SF94128 |  | 0 | 0 | 1 | 1 | 1 | 0.0 | 0.0 | 0.0 | 0 |  |  | 0.0 | Electrical Components | 80A Size 0 Type HN HRC Fuse L&T SF94128 | 0 | 31-12-2099 | Material Transfer | Moving Average |  | 0.0 |  | 0 | 0 |  | 0 | 0 | 0 | 0 |  | 0 | Item Attribute | 1 | Nos | 0.0 | 0.0 | 0 | 0.0 | 0 | L&T | SF94128 | India |  |  | 0 | 0.0 |  | 0 | 0 |  | 0 | 0 | 0 | 0 |  |  | 0 | 0 | 0 |  | 0 | [5 empty] | 0 |  |  | 0 | [13 empty] | Nos | 1.0 | [10 empty] | Ringlus Electro Controls & Automation PVT LTD | [18 empty] | CGST - RNG | 9.0
[121 empty] | SGST - RNG | 9.0
| 100A Size 0 Type HN HRC Fuse L&T SF94129 | 100A Size 0 Type HN HRC Fuse L&T SF94129 | LTSFU | Nos |  | 100A Size 0 Type HN HRC Fuse L&T SF94129 |  | 0 | 0 | 1 | 1 | 1 | 0.0 | 0.0 | 0.0 | 0 |  |  | 0.0 | Electrical Components | 100A Size 0 Type HN HRC Fuse L&T SF94129 | 0 | 31-12-2099 | Material Transfer | Moving Average |  | 0.0 |  | 0 | 0 |  | 0 | 0 | 0 | 0 |  | 0 | Item Attribute | 1 | Nos | 0.0 | 0.0 | 0 | 0.0 | 0 | L&T | SF94129 | India |  |  | 0 | 0.0 |  | 0 | 0 |  | 0 | 0 | 0 | 0 |  |  | 0 | 0 | 0 |  | 0 | [5 empty] | 0 |  |  | 0 | [13 empty] | Nos | 1.0 | [10 empty] | Ringlus Electro Controls & Automation PVT LTD | [18 empty] | CGST - RNG | 9.0
[121 empty] | SGST - RNG | 9.0
| 125A Size 0 Type HN HRC Fuse L&T SF94130 | 125A Size 0 Type HN HRC Fuse L&T SF94130 | LTSFU | Nos |  | 125A Size 0 Type HN HRC Fuse L&T SF94130 |  | 0 | 0 | 1 | 1 | 1 | 0.0 | 0.0 | 0.0 | 0 |  |  | 0.0 | Electrical Components | 125A Size 0 Type HN HRC Fuse L&T SF94130 | 0 | 31-12-2099 | Material Transfer | Moving Average |  | 0.0 |  | 0 | 0 |  | 0 | 0 | 0 | 0 |  | 0 | Item Attribute | 1 | Nos | 0.0 | 0.0 | 0 | 0.0 | 0 | L&T | SF94130 | India |  |  | 0 | 0.0 |  | 0 | 0 |  | 0 | 0 | 0 | 0 |  |  | 0 | 0 | 0 |  | 0 | [5 empty] | 0 |  |  | 0 | [13 empty] | Nos | 1.0 | [10 empty] | Ringlus Electro Controls & Automation PVT LTD | [18 empty] | CGST - RNG | 9.0
[121 empty] | SGST - RNG | 9.0
| 160A Size 0 Type HN HRC Fuse L&T SF94131 | 160A Size 0 Type HN HRC Fuse L&T SF94131 | LTSFU | Nos |  | 160A Size 0 Type HN HRC Fuse L&T SF94131 |  | 0 | 0 | 1 | 1 | 1 | 0.0 | 0.0 | 0.0 | 0 |  |  | 0.0 | Electrical Components | 160A Size 0 Type HN HRC Fuse L&T SF94131 | 0 | 31-12-2099 | Material Transfer | Moving Average |  | 0.0 |  | 0 | 0 |  | 0 | 0 | 0 | 0 |  | 0 | Item Attribute | 1 | Nos | 0.0 | 0.0 | 0 | 0.0 | 0 | L&T | SF94131 | India |  |  | 0 | 0.0 |  | 0 | 0 |  | 0 | 0 | 0 | 0 |  |  | 0 | 0 | 0 |  | 0 | [5 empty] | 0 |  |  | 0 | [13 empty] | Nos | 1.0 | [10 empty] | Ringlus Electro Controls & Automation PVT LTD | [18 empty] | CGST - RNG | 9.0
[121 empty] | SGST - RNG | 9.0
| 200A Size 0 Type HN HRC Fuse L&T SF94132 | 200A Size 0 Type HN HRC Fuse L&T SF94132 | LTSFU | Nos |  | 200A Size 0 Type HN HRC Fuse L&T SF94132 |  | 0 | 0 | 1 | 1 | 1 | 0.0 | 0.0 | 0.0 | 0 |  |  | 0.0 | Electrical Components | 200A Size 0 Type HN HRC Fuse L&T SF94132 | 0 | 31-12-2099 | Material Transfer | Moving Average |  | 0.0 |  | 0 | 0 |  | 0 | 0 | 0 | 0 |  | 0 | Item Attribute | 1 | Nos | 0.0 | 0.0 | 0 | 0.0 | 0 | L&T | SF94132 | India |  |  | 0 | 0.0 |  | 0 | 0 |  | 0 | 0 | 0 | 0 |  |  | 0 | 0 | 0 |  | 0 | [5 empty] | 0 |  |  | 0 | [13 empty] | Nos | 1.0 | [10 empty] | Ringlus Electro Controls & Automation PVT LTD | [18 empty] | CGST - RNG | 9.0
[121 empty] | SGST - RNG | 9.0
| 125A Size 1 Type HN HRC Fuse L&T SF94230 | 125A Size 1 Type HN HRC Fuse L&T SF94230 | LTSFU | Nos |  | 125A Size 1 Type HN HRC Fuse L&T SF94230 |  | 0 | 0 | 1 | 1 | 1 | 0.0 | 0.0 | 0.0 | 0 |  |  | 0.0 | Electrical Components | 125A Size 1 Type HN HRC Fuse L&T SF94230 | 0 | 31-12-2099 | Material Transfer | Moving Average |  | 0.0 |  | 0 | 0 |  | 0 | 0 | 0 | 0 |  | 0 | Item Attribute | 1 | Nos | 0.0 | 0.0 | 0 | 0.0 | 0 | L&T | SF94230 | India |  |  | 0 | 0.0 |  | 0 | 0 |  | 0 | 0 | 0 | 0 |  |  | 0 | 0 | 0 |  | 0 | [5 empty] | 0 |  |  | 0 | [13 empty] | Nos | 1.0 | [10 empty] | Ringlus Electro Controls & Automation PVT LTD | [18 empty] | CGST - RNG | 9.0
[121 empty] | SGST - RNG | 9.0
| 160A Size 1 Type HN HRC Fuse L&T SF94231 | 160A Size 1 Type HN HRC Fuse L&T SF94231 | LTSFU | Nos |  | 160A Size 1 Type HN HRC Fuse L&T SF94231 |  | 0 | 0 | 1 | 1 | 1 | 0.0 | 0.0 | 0.0 | 0 |  |  | 0.0 | Electrical Components | 160A Size 1 Type HN HRC Fuse L&T SF94231 | 0 | 31-12-2099 | Material Transfer | Moving Average |  | 0.0 |  | 0 | 0 |  | 0 | 0 | 0 | 0 |  | 0 | Item Attribute | 1 | Nos | 0.0 | 0.0 | 0 | 0.0 | 0 | L&T | SF94231 | India |  |  | 0 | 0.0 |  | 0 | 0 |  | 0 | 0 | 0 | 0 |  |  | 0 | 0 | 0 |  | 0 | [5 empty] | 0 |  |  | 0 | [13 empty] | Nos | 1.0 | [10 empty] | Ringlus Electro Controls & Automation PVT LTD | [18 empty] | CGST - RNG | 9.0
[121 empty] | SGST - RNG | 9.0
| 200A Size 1 Type HN HRC Fuse L&T SF94232 | 200A Size 1 Type HN HRC Fuse L&T SF94232 | LTSFU | Nos |  | 200A Size 1 Type HN HRC Fuse L&T SF94232 |  | 0 | 0 | 1 | 1 | 1 | 0.0 | 0.0 | 0.0 | 0 |  |  | 0.0 | Electrical Components | 200A Size 1 Type HN HRC Fuse L&T SF94232 | 0 | 31-12-2099 | Material Transfer | Moving Average |  | 0.0 |  | 0 | 0 |  | 0 | 0 | 0 | 0 |  | 0 | Item Attribute | 1 | Nos | 0.0 | 0.0 | 0 | 0.0 | 0 | L&T | SF94232 | India |  |  | 0 | 0.0 |  | 0 | 0 |  | 0 | 0 | 0 | 0 |  |  | 0 | 0 | 0 |  | 0 | [5 empty] | 0 |  |  | 0 | [13 empty] | Nos | 1.0 | [10 empty] | Ringlus Electro Controls & Automation PVT LTD | [18 empty] | CGST - RNG | 9.0
[121 empty] | SGST - RNG | 9.0
| 250A Size 1 Type HN HRC Fuse L&T SF94233 | 250A Size 1 Type HN HRC Fuse L&T SF94233 | LTSFU | Nos |  | 250A Size 1 Type HN HRC Fuse L&T SF94233 |  | 0 | 0 | 1 | 1 | 1 | 0.0 | 0.0 | 0.0 | 0 |  |  | 0.0 | Electrical Components | 250A Size 1 Type HN HRC Fuse L&T SF94233 | 0 | 31-12-2099 | Material Transfer | Moving Average |  | 0.0 |  | 0 | 0 |  | 0 | 0 | 0 | 0 |  | 0 | Item Attribute | 1 | Nos | 0.0 | 0.0 | 0 | 0.0 | 0 | L&T | SF94233 | India |  |  | 0 | 0.0 |  | 0 | 0 |  | 0 | 0 | 0 | 0 |  |  | 0 | 0 | 0 |  | 0 | [5 empty] | 0 |  |  | 0 | [13 empty] | Nos | 1.0 | [10 empty] | Ringlus Electro Controls & Automation PVT LTD | [18 empty] | CGST - RNG | 9.0
[121 empty] | SGST - RNG | 9.0
| 315A Size 1 Type HN HRC Fuse L&T SF94234 | 315A Size 1 Type HN HRC Fuse L&T SF94234 | LTSFU | Nos |  | 315A Size 1 Type HN HRC Fuse L&T SF94234 |  | 0 | 0 | 1 | 1 | 1 | 0.0 | 0.0 | 0.0 | 0 |  |  | 0.0 | Electrical Components | 315A Size 1 Type HN HRC Fuse L&T SF94234 | 0 | 31-12-2099 | Material Transfer | Moving Average |  | 0.0 |  | 0 | 0 |  | 0 | 0 | 0 | 0 |  | 0 | Item Attribute | 1 | Nos | 0.0 | 0.0 | 0 | 0.0 | 0 | L&T | SF94234 | India |  |  | 0 | 0.0 |  | 0 | 0 |  | 0 | 0 | 0 | 0 |  |  | 0 | 0 | 0 |  | 0 | [5 empty] | 0 |  |  | 0 | [13 empty] | Nos | 1.0 | [10 empty] | Ringlus Electro Controls & Automation PVT LTD | [18 empty] | CGST - RNG | 9.0
[121 empty] | SGST - RNG | 9.0
| 200A Size 2 Type HN HRC Fuse L&T SF94332 | 200A Size 2 Type HN HRC Fuse L&T SF94332 | LTSFU | Nos |  | 200A Size 2 Type HN HRC Fuse L&T SF94332 |  | 0 | 0 | 1 | 1 | 1 | 0.0 | 0.0 | 0.0 | 0 |  |  | 0.0 | Electrical Components | 200A Size 2 Type HN HRC Fuse L&T SF94332 | 0 | 31-12-2099 | Material Transfer | Moving Average |  | 0.0 |  | 0 | 0 |  | 0 | 0 | 0 | 0 |  | 0 | Item Attribute | 1 | Nos | 0.0 | 0.0 | 0 | 0.0 | 0 | L&T | SF94332 | India |  |  | 0 | 0.0 |  | 0 | 0 |  | 0 | 0 | 0 | 0 |  |  | 0 | 0 | 0 |  | 0 | [5 empty] | 0 |  |  | 0 | [13 empty] | Nos | 1.0 | [10 empty] | Ringlus Electro Controls & Automation PVT LTD | [18 empty] | CGST - RNG | 9.0
[121 empty] | SGST - RNG | 9.0
| 250A Size 2 Type HN HRC Fuse L&T SF94333 | 250A Size 2 Type HN HRC Fuse L&T SF94333 | LTSFU | Nos |  | 250A Size 2 Type HN HRC Fuse L&T SF94333 |  | 0 | 0 | 1 | 1 | 1 | 0.0 | 0.0 | 0.0 | 0 |  |  | 0.0 | Electrical Components | 250A Size 2 Type HN HRC Fuse L&T SF94333 | 0 | 31-12-2099 | Material Transfer | Moving Average |  | 0.0 |  | 0 | 0 |  | 0 | 0 | 0 | 0 |  | 0 | Item Attribute | 1 | Nos | 0.0 | 0.0 | 0 | 0.0 | 0 | L&T | SF94333 | India |  |  | 0 | 0.0 |  | 0 | 0 |  | 0 | 0 | 0 | 0 |  |  | 0 | 0 | 0 |  | 0 | [5 empty] | 0 |  |  | 0 | [13 empty] | Nos | 1.0 | [10 empty] | Ringlus Electro Controls & Automation PVT LTD | [18 empty] | CGST - RNG | 9.0
[121 empty] | SGST - RNG | 9.0
| 315A Size 2 Type HN HRC Fuse L&T SF94334 | 315A Size 2 Type HN HRC Fuse L&T SF94334 | LTSFU | Nos |  | 315A Size 2 Type HN HRC Fuse L&T SF94334 |  | 0 | 0 | 1 | 1 | 1 | 0.0 | 0.0 | 0.0 | 0 |  |  | 0.0 | Electrical Components | 315A Size 2 Type HN HRC Fuse L&T SF94334 | 0 | 31-12-2099 | Material Transfer | Moving Average |  | 0.0 |  | 0 | 0 |  | 0 | 0 | 0 | 0 |  | 0 | Item Attribute | 1 | Nos | 0.0 | 0.0 | 0 | 0.0 | 0 | L&T | SF94334 | India |  |  | 0 | 0.0 |  | 0 | 0 |  | 0 | 0 | 0 | 0 |  |  | 0 | 0 | 0 |  | 0 | [5 empty] | 0 |  |  | 0 | [13 empty] | Nos | 1.0 | [10 empty] | Ringlus Electro Controls & Automation PVT LTD | [18 empty] | CGST - RNG | 9.0
[121 empty] | SGST - RNG | 9.0
| 400A Size 2 Type HN HRC Fuse L&T SF94335 | 400A Size 2 Type HN HRC Fuse L&T SF94335 | LTSFU | Nos |  | 400A Size 2 Type HN HRC Fuse L&T SF94335 |  | 0 | 0 | 1 | 1 | 1 | 0.0 | 0.0 | 0.0 | 0 |  |  | 0.0 | Electrical Components | 400A Size 2 Type HN HRC Fuse L&T SF94335 | 0 | 31-12-2099 | Material Transfer | Moving Average |  | 0.0 |  | 0 | 0 |  | 0 | 0 | 0 | 0 |  | 0 | Item Attribute | 1 | Nos | 0.0 | 0.0 | 0 | 0.0 | 0 | L&T | SF94335 | India |  |  | 0 | 0.0 |  | 0 | 0 |  | 0 | 0 | 0 | 0 |  |  | 0 | 0 | 0 |  | 0 | [5 empty] | 0 |  |  | 0 | [13 empty] | Nos | 1.0 | [10 empty] | Ringlus Electro Controls & Automation PVT LTD | [18 empty] | CGST - RNG | 9.0
[121 empty] | SGST - RNG | 9.0
| 315A Size 3 Type HN HRC Fuse L&T SF94434 | 315A Size 3 Type HN HRC Fuse L&T SF94434 | LTSFU | Nos |  | 315A Size 3 Type HN HRC Fuse L&T SF94434 |  | 0 | 0 | 1 | 1 | 1 | 0.0 | 0.0 | 0.0 | 0 |  |  | 0.0 | Electrical Components | 315A Size 3 Type HN HRC Fuse L&T SF94434 | 0 | 31-12-2099 | Material Transfer | Moving Average |  | 0.0 |  | 0 | 0 |  | 0 | 0 | 0 | 0 |  | 0 | Item Attribute | 1 | Nos | 0.0 | 0.0 | 0 | 0.0 | 0 | L&T | SF94434 | India |  |  | 0 | 0.0 |  | 0 | 0 |  | 0 | 0 | 0 | 0 |  |  | 0 | 0 | 0 |  | 0 | [5 empty] | 0 |  |  | 0 | [13 empty] | Nos | 1.0 | [10 empty] | Ringlus Electro Controls & Automation PVT LTD | [18 empty] | CGST - RNG | 9.0
[121 empty] | SGST - RNG | 9.0
| 400A Size 3 Type HN HRC Fuse L&T SF94435 | 400A Size 3 Type HN HRC Fuse L&T SF94435 | LTSFU | Nos |  | 400A Size 3 Type HN HRC Fuse L&T SF94435 |  | 0 | 0 | 1 | 1 | 1 | 0.0 | 0.0 | 0.0 | 0 |  |  | 0.0 | Electrical Components | 400A Size 3 Type HN HRC Fuse L&T SF94435 | 0 | 31-12-2099 | Material Transfer | Moving Average |  | 0.0 |  | 0 | 0 |  | 0 | 0 | 0 | 0 |  | 0 | Item Attribute | 1 | Nos | 0.0 | 0.0 | 0 | 0.0 | 0 | L&T | SF94435 | India |  |  | 0 | 0.0 |  | 0 | 0 |  | 0 | 0 | 0 | 0 |  |  | 0 | 0 | 0 |  | 0 | [5 empty] | 0 |  |  | 0 | [13 empty] | Nos | 1.0 | [10 empty] | Ringlus Electro Controls & Automation PVT LTD | [18 empty] | CGST - RNG | 9.0
[121 empty] | SGST - RNG | 9.0
| 500A Size 3 Type HN HRC Fuse L&T SF94436 | 500A Size 3 Type HN HRC Fuse L&T SF94436 | LTSFU | Nos |  | 500A Size 3 Type HN HRC Fuse L&T SF94436 |  | 0 | 0 | 1 | 1 | 1 | 0.0 | 0.0 | 0.0 | 0 |  |  | 0.0 | Electrical Components | 500A Size 3 Type HN HRC Fuse L&T SF94436 | 0 | 31-12-2099 | Material Transfer | Moving Average |  | 0.0 |  | 0 | 0 |  | 0 | 0 | 0 | 0 |  | 0 | Item Attribute | 1 | Nos | 0.0 | 0.0 | 0 | 0.0 | 0 | L&T | SF94436 | India |  |  | 0 | 0.0 |  | 0 | 0 |  | 0 | 0 | 0 | 0 |  |  | 0 | 0 | 0 |  | 0 | [5 empty] | 0 |  |  | 0 | [13 empty] | Nos | 1.0 | [10 empty] | Ringlus Electro Controls & Automation PVT LTD | [18 empty] | CGST - RNG | 9.0
[121 empty] | SGST - RNG | 9.0
| 630A Size 3 Type HN HRC Fuse L&T SF94437 | 630A Size 3 Type HN HRC Fuse L&T SF94437 | LTSFU | Nos |  | 630A Size 3 Type HN HRC Fuse L&T SF94437 |  | 0 | 0 | 1 | 1 | 1 | 0.0 | 0.0 | 0.0 | 0 |  |  | 0.0 | Electrical Components | 630A Size 3 Type HN HRC Fuse L&T SF94437 | 0 | 31-12-2099 | Material Transfer | Moving Average |  | 0.0 |  | 0 | 0 |  | 0 | 0 | 0 | 0 |  | 0 | Item Attribute | 1 | Nos | 0.0 | 0.0 | 0 | 0.0 | 0 | L&T | SF94437 | India |  |  | 0 | 0.0 |  | 0 | 0 |  | 0 | 0 | 0 | 0 |  |  | 0 | 0 | 0 |  | 0 | [5 empty] | 0 |  |  | 0 | [13 empty] | Nos | 1.0 | [10 empty] | Ringlus Electro Controls & Automation PVT LTD | [18 empty] | CGST - RNG | 9.0
[121 empty] | SGST - RNG | 9.0
| 800A Size 3 Type HN HRC Fuse L&T SF94938 | 800A Size 3 Type HN HRC Fuse L&T SF94938 | LTSFU | Nos |  | 800A Size 3 Type HN HRC Fuse L&T SF94938 |  | 0 | 0 | 1 | 1 | 1 | 0.0 | 0.0 | 0.0 | 0 |  |  | 0.0 | Electrical Components | 800A Size 3 Type HN HRC Fuse L&T SF94938 | 0 | 31-12-2099 | Material Transfer | Moving Average |  | 0.0 |  | 0 | 0 |  | 0 | 0 | 0 | 0 |  | 0 | Item Attribute | 1 | Nos | 0.0 | 0.0 | 0 | 0.0 | 0 | L&T | SF94938 | India |  |  | 0 | 0.0 |  | 0 | 0 |  | 0 | 0 | 0 | 0 |  |  | 0 | 0 | 0 |  | 0 | [5 empty] | 0 |  |  | 0 | [13 empty] | Nos | 1.0 | [10 empty] | Ringlus Electro Controls & Automation PVT LTD | [18 empty] | CGST - RNG | 9.0
[121 empty] | SGST - RNG | 9.0
| 32A TPN Isolator L&T SK95541OOOO | 32A TPN Isolator L&T SK95541OOOO | LTSFU | Nos |  | 32A TPN Isolator L&T SK95541OOOO |  | 0 | 0 | 1 | 1 | 1 | 0.0 | 0.0 | 0.0 | 0 |  |  | 0.0 | Electrical Components | 32A TPN Isolator L&T SK95541OOOO | 0 | 31-12-2099 | Material Transfer | Moving Average |  | 0.0 |  | 0 | 0 |  | 0 | 0 | 0 | 0 |  | 0 | Item Attribute | 1 | Nos | 0.0 | 0.0 | 0 | 0.0 | 0 | L&T | SK95541OOOO | India |  |  | 0 | 0.0 |  | 0 | 0 |  | 0 | 0 | 0 | 0 |  |  | 0 | 0 | 0 |  | 0 | [5 empty] | 0 |  |  | 0 | [13 empty] | Nos | 1.0 | [10 empty] | Ringlus Electro Controls & Automation PVT LTD | [18 empty] | CGST - RNG | 9.0
[121 empty] | SGST - RNG | 9.0
| 63A TPN Isolator L&T SK95540OOOO | 63A TPN Isolator L&T SK95540OOOO | LTSFU | Nos |  | 63A TPN Isolator L&T SK95540OOOO |  | 0 | 0 | 1 | 1 | 1 | 0.0 | 0.0 | 0.0 | 0 |  |  | 0.0 | Electrical Components | 63A TPN Isolator L&T SK95540OOOO | 0 | 31-12-2099 | Material Transfer | Moving Average |  | 0.0 |  | 0 | 0 |  | 0 | 0 | 0 | 0 |  | 0 | Item Attribute | 1 | Nos | 0.0 | 0.0 | 0 | 0.0 | 0 | L&T | SK95540OOOO | India |  |  | 0 | 0.0 |  | 0 | 0 |  | 0 | 0 | 0 | 0 |  |  | 0 | 0 | 0 |  | 0 | [5 empty] | 0 |  |  | 0 | [13 empty] | Nos | 1.0 | [10 empty] | Ringlus Electro Controls & Automation PVT LTD | [18 empty] | CGST - RNG | 9.0
[121 empty] | SGST - RNG | 9.0
| 100A TPN Isolator L&T SK95571OOOO | 100A TPN Isolator L&T SK95571OOOO | LTSFU | Nos |  | 100A TPN Isolator L&T SK95571OOOO |  | 0 | 0 | 1 | 1 | 1 | 0.0 | 0.0 | 0.0 | 0 |  |  | 0.0 | Electrical Components | 100A TPN Isolator L&T SK95571OOOO | 0 | 31-12-2099 | Material Transfer | Moving Average |  | 0.0 |  | 0 | 0 |  | 0 | 0 | 0 | 0 |  | 0 | Item Attribute | 1 | Nos | 0.0 | 0.0 | 0 | 0.0 | 0 | L&T | SK95571OOOO | India |  |  | 0 | 0.0 |  | 0 | 0 |  | 0 | 0 | 0 | 0 |  |  | 0 | 0 | 0 |  | 0 | [5 empty] | 0 |  |  | 0 | [13 empty] | Nos | 1.0 | [10 empty] | Ringlus Electro Controls & Automation PVT LTD | [18 empty] | CGST - RNG | 9.0
[121 empty] | SGST - RNG | 9.0
| 125A TPN Isolator L&T SK95405OOOO | 125A TPN Isolator L&T SK95405OOOO | LTSFU | Nos |  | 125A TPN Isolator L&T SK95405OOOO |  | 0 | 0 | 1 | 1 | 1 | 0.0 | 0.0 | 0.0 | 0 |  |  | 0.0 | Electrical Components | 125A TPN Isolator L&T SK95405OOOO | 0 | 31-12-2099 | Material Transfer | Moving Average |  | 0.0 |  | 0 | 0 |  | 0 | 0 | 0 | 0 |  | 0 | Item Attribute | 1 | Nos | 0.0 | 0.0 | 0 | 0.0 | 0 | L&T | SK95405OOOO | India |  |  | 0 | 0.0 |  | 0 | 0 |  | 0 | 0 | 0 | 0 |  |  | 0 | 0 | 0 |  | 0 | [5 empty] | 0 |  |  | 0 | [13 empty] | Nos | 1.0 | [10 empty] | Ringlus Electro Controls & Automation PVT LTD | [18 empty] | CGST - RNG | 9.0
[121 empty] | SGST - RNG | 9.0
| 200A TPN Isolator L&T SK95607OOOO | 200A TPN Isolator L&T SK95607OOOO | LTSFU | Nos |  | 200A TPN Isolator L&T SK95607OOOO |  | 0 | 0 | 1 | 1 | 1 | 0.0 | 0.0 | 0.0 | 0 |  |  | 0.0 | Electrical Components | 200A TPN Isolator L&T SK95607OOOO | 0 | 31-12-2099 | Material Transfer | Moving Average |  | 0.0 |  | 0 | 0 |  | 0 | 0 | 0 | 0 |  | 0 | Item Attribute | 1 | Nos | 0.0 | 0.0 | 0 | 0.0 | 0 | L&T | SK95607OOOO | India |  |  | 0 | 0.0 |  | 0 | 0 |  | 0 | 0 | 0 | 0 |  |  | 0 | 0 | 0 |  | 0 | [5 empty] | 0 |  |  | 0 | [13 empty] | Nos | 1.0 | [10 empty] | Ringlus Electro Controls & Automation PVT LTD | [18 empty] | CGST - RNG | 9.0
[121 empty] | SGST - RNG | 9.0
| 250A TPN Isolator L&T SK95683OOOO | 250A TPN Isolator L&T SK95683OOOO | LTSFU | Nos |  | 250A TPN Isolator L&T SK95683OOOO |  | 0 | 0 | 1 | 1 | 1 | 0.0 | 0.0 | 0.0 | 0 |  |  | 0.0 | Electrical Components | 250A TPN Isolator L&T SK95683OOOO | 0 | 31-12-2099 | Material Transfer | Moving Average |  | 0.0 |  | 0 | 0 |  | 0 | 0 | 0 | 0 |  | 0 | Item Attribute | 1 | Nos | 0.0 | 0.0 | 0 | 0.0 | 0 | L&T | SK95683OOOO | India |  |  | 0 | 0.0 |  | 0 | 0 |  | 0 | 0 | 0 | 0 |  |  | 0 | 0 | 0 |  | 0 | [5 empty] | 0 |  |  | 0 | [13 empty] | Nos | 1.0 | [10 empty] | Ringlus Electro Controls & Automation PVT LTD | [18 empty] | CGST - RNG | 9.0
[121 empty] | SGST - RNG | 9.0
| 315A TPN Isolator L&T SK95609OOOO | 315A TPN Isolator L&T SK95609OOOO | LTSFU | Nos |  | 315A TPN Isolator L&T SK95609OOOO |  | 0 | 0 | 1 | 1 | 1 | 0.0 | 0.0 | 0.0 | 0 |  |  | 0.0 | Electrical Components | 315A TPN Isolator L&T SK95609OOOO | 0 | 31-12-2099 | Material Transfer | Moving Average |  | 0.0 |  | 0 | 0 |  | 0 | 0 | 0 | 0 |  | 0 | Item Attribute | 1 | Nos | 0.0 | 0.0 | 0 | 0.0 | 0 | L&T | SK95609OOOO | India |  |  | 0 | 0.0 |  | 0 | 0 |  | 0 | 0 | 0 | 0 |  |  | 0 | 0 | 0 |  | 0 | [5 empty] | 0 |  |  | 0 | [13 empty] | Nos | 1.0 | [10 empty] | Ringlus Electro Controls & Automation PVT LTD | [18 empty] | CGST - RNG | 9.0
[121 empty] | SGST - RNG | 9.0
| 400A TPN Isolator L&T SK95610OOOO | 400A TPN Isolator L&T SK95610OOOO | LTSFU | Nos |  | 400A TPN Isolator L&T SK95610OOOO |  | 0 | 0 | 1 | 1 | 1 | 0.0 | 0.0 | 0.0 | 0 |  |  | 0.0 | Electrical Components | 400A TPN Isolator L&T SK95610OOOO | 0 | 31-12-2099 | Material Transfer | Moving Average |  | 0.0 |  | 0 | 0 |  | 0 | 0 | 0 | 0 |  | 0 | Item Attribute | 1 | Nos | 0.0 | 0.0 | 0 | 0.0 | 0 | L&T | SK95610OOOO | India |  |  | 0 | 0.0 |  | 0 | 0 |  | 0 | 0 | 0 | 0 |  |  | 0 | 0 | 0 |  | 0 | [5 empty] | 0 |  |  | 0 | [13 empty] | Nos | 1.0 | [10 empty] | Ringlus Electro Controls & Automation PVT LTD | [18 empty] | CGST - RNG | 9.0
[121 empty] | SGST - RNG | 9.0
| 630A TPN Isolator L&T SK95611OOOO | 630A TPN Isolator L&T SK95611OOOO | LTSFU | Nos |  | 630A TPN Isolator L&T SK95611OOOO |  | 0 | 0 | 1 | 1 | 1 | 0.0 | 0.0 | 0.0 | 0 |  |  | 0.0 | Electrical Components | 630A TPN Isolator L&T SK95611OOOO | 0 | 31-12-2099 | Material Transfer | Moving Average |  | 0.0 |  | 0 | 0 |  | 0 | 0 | 0 | 0 |  | 0 | Item Attribute | 1 | Nos | 0.0 | 0.0 | 0 | 0.0 | 0 | L&T | SK95611OOOO | India |  |  | 0 | 0.0 |  | 0 | 0 |  | 0 | 0 | 0 | 0 |  |  | 0 | 0 | 0 |  | 0 | [5 empty] | 0 |  |  | 0 | [13 empty] | Nos | 1.0 | [10 empty] | Ringlus Electro Controls & Automation PVT LTD | [18 empty] | CGST - RNG | 9.0
[121 empty] | SGST - RNG | 9.0
| 800A TPN Isolator L&T SK95551OOOO | 800A TPN Isolator L&T SK95551OOOO | LTSFU | Nos |  | 800A TPN Isolator L&T SK95551OOOO |  | 0 | 0 | 1 | 1 | 1 | 0.0 | 0.0 | 0.0 | 0 |  |  | 0.0 | Electrical Components | 800A TPN Isolator L&T SK95551OOOO | 0 | 31-12-2099 | Material Transfer | Moving Average |  | 0.0 |  | 0 | 0 |  | 0 | 0 | 0 | 0 |  | 0 | Item Attribute | 1 | Nos | 0.0 | 0.0 | 0 | 0.0 | 0 | L&T | SK95551OOOO | India |  |  | 0 | 0.0 |  | 0 | 0 |  | 0 | 0 | 0 | 0 |  |  | 0 | 0 | 0 |  | 0 | [5 empty] | 0 |  |  | 0 | [13 empty] | Nos | 1.0 | [10 empty] | Ringlus Electro Controls & Automation PVT LTD | [18 empty] | CGST - RNG | 9.0
[121 empty] | SGST - RNG | 9.0
| 1000A TPN Isolator L&T SK95710OOOO | 1000A TPN Isolator L&T SK95710OOOO | LTSFU | Nos |  | 1000A TPN Isolator L&T SK95710OOOO |  | 0 | 0 | 1 | 1 | 1 | 0.0 | 0.0 | 0.0 | 0 |  |  | 0.0 | Electrical Components | 1000A TPN Isolator L&T SK95710OOOO | 0 | 31-12-2099 | Material Transfer | Moving Average |  | 0.0 |  | 0 | 0 |  | 0 | 0 | 0 | 0 |  | 0 | Item Attribute | 1 | Nos | 0.0 | 0.0 | 0 | 0.0 | 0 | L&T | SK95710OOOO | India |  |  | 0 | 0.0 |  | 0 | 0 |  | 0 | 0 | 0 | 0 |  |  | 0 | 0 | 0 |  | 0 | [5 empty] | 0 |  |  | 0 | [13 empty] | Nos | 1.0 | [10 empty] | Ringlus Electro Controls & Automation PVT LTD | [18 empty] | CGST - RNG | 9.0
[121 empty] | SGST - RNG | 9.0
| 1000ACOS SD 1000 4P Isolator L&T COS1000OO40 | 1000ACOS SD 1000 4P Isolator L&T COS1000OO40 | LTSFU | Nos |  | 1000ACOS SD 1000 4P Isolator L&T COS1000OO40 |  | 0 | 0 | 1 | 1 | 1 | 0.0 | 0.0 | 0.0 | 0 |  |  | 0.0 | Electrical Components | 1000ACOS SD 1000 4P Isolator L&T COS1000OO40 | 0 | 31-12-2099 | Material Transfer | Moving Average |  | 0.0 |  | 0 | 0 |  | 0 | 0 | 0 | 0 |  | 0 | Item Attribute | 1 | Nos | 0.0 | 0.0 | 0 | 0.0 | 0 | L&T | COS1000OO40 | India |  |  | 0 | 0.0 |  | 0 | 0 |  | 0 | 0 | 0 | 0 |  |  | 0 | 0 | 0 |  | 0 | [5 empty] | 0 |  |  | 0 | [13 empty] | Nos | 1.0 | [10 empty] | Ringlus Electro Controls & Automation PVT LTD | [18 empty] | CGST - RNG | 9.0
[121 empty] | SGST - RNG | 9.0
| 1250ACOS SD 1250 4P Isolator L&T COS1250OO40 | 1250ACOS SD 1250 4P Isolator L&T COS1250OO40 | LTSFU | Nos |  | 1250ACOS SD 1250 4P Isolator L&T COS1250OO40 |  | 0 | 0 | 1 | 1 | 1 | 0.0 | 0.0 | 0.0 | 0 |  |  | 0.0 | Electrical Components | 1250ACOS SD 1250 4P Isolator L&T COS1250OO40 | 0 | 31-12-2099 | Material Transfer | Moving Average |  | 0.0 |  | 0 | 0 |  | 0 | 0 | 0 | 0 |  | 0 | Item Attribute | 1 | Nos | 0.0 | 0.0 | 0 | 0.0 | 0 | L&T | COS1250OO40 | India |  |  | 0 | 0.0 |  | 0 | 0 |  | 0 | 0 | 0 | 0 |  |  | 0 | 0 | 0 |  | 0 | [5 empty] | 0 |  |  | 0 | [13 empty] | Nos | 1.0 | [10 empty] | Ringlus Electro Controls & Automation PVT LTD | [18 empty] | CGST - RNG | 9.0
[121 empty] | SGST - RNG | 9.0
| 1600ACOS SD 1600 4P Isolator L&T COS1600OO40 | 1600ACOS SD 1600 4P Isolator L&T COS1600OO40 | LTSFU | Nos |  | 1600ACOS SD 1600 4P Isolator L&T COS1600OO40 |  | 0 | 0 | 1 | 1 | 1 | 0.0 | 0.0 | 0.0 | 0 |  |  | 0.0 | Electrical Components | 1600ACOS SD 1600 4P Isolator L&T COS1600OO40 | 0 | 31-12-2099 | Material Transfer | Moving Average |  | 0.0 |  | 0 | 0 |  | 0 | 0 | 0 | 0 |  | 0 | Item Attribute | 1 | Nos | 0.0 | 0.0 | 0 | 0.0 | 0 | L&T | COS1600OO40 | India |  |  | 0 | 0.0 |  | 0 | 0 |  | 0 | 0 | 0 | 0 |  |  | 0 | 0 | 0 |  | 0 | [5 empty] | 0 |  |  | 0 | [13 empty] | Nos | 1.0 | [10 empty] | Ringlus Electro Controls & Automation PVT LTD | [18 empty] | CGST - RNG | 9.0
[121 empty] | SGST - RNG | 9.0
| 2000ACOS SD 2000 4P Isolator L&T COS2000OO40 | 2000ACOS SD 2000 4P Isolator L&T COS2000OO40 | LTSFU | Nos |  | 2000ACOS SD 2000 4P Isolator L&T COS2000OO40 |  | 0 | 0 | 1 | 1 | 1 | 0.0 | 0.0 | 0.0 | 0 |  |  | 0.0 | Electrical Components | 2000ACOS SD 2000 4P Isolator L&T COS2000OO40 | 0 | 31-12-2099 | Material Transfer | Moving Average |  | 0.0 |  | 0 | 0 |  | 0 | 0 | 0 | 0 |  | 0 | Item Attribute | 1 | Nos | 0.0 | 0.0 | 0 | 0.0 | 0 | L&T | COS2000OO40 | India |  |  | 0 | 0.0 |  | 0 | 0 |  | 0 | 0 | 0 | 0 |  |  | 0 | 0 | 0 |  | 0 | [5 empty] | 0 |  |  | 0 | [13 empty] | Nos | 1.0 | [10 empty] | Ringlus Electro Controls & Automation PVT LTD | [18 empty] | CGST - RNG | 9.0
[121 empty] | SGST - RNG | 9.0
| Neutral Kit FN100/125/160 L&T SK95233 | Neutral Kit FN100/125/160 L&T SK95233 | LTSFU | Nos |  | Neutral Kit FN100/125/160 L&T SK95233 |  | 0 | 0 | 1 | 1 | 1 | 0.0 | 0.0 | 0.0 | 0 |  |  | 0.0 | Electrical Components | Neutral Kit FN100/125/160 L&T SK95233 | 0 | 31-12-2099 | Material Transfer | Moving Average |  | 0.0 |  | 0 | 0 |  | 0 | 0 | 0 | 0 |  | 0 | Item Attribute | 1 | Nos | 0.0 | 0.0 | 0 | 0.0 | 0 | L&T | SK95233 | India |  |  | 0 | 0.0 |  | 0 | 0 |  | 0 | 0 | 0 | 0 |  |  | 0 | 0 | 0 |  | 0 | [5 empty] | 0 |  |  | 0 | [13 empty] | Nos | 1.0 | [10 empty] | Ringlus Electro Controls & Automation PVT LTD | [18 empty] | CGST - RNG | 9.0
[121 empty] | SGST - RNG | 9.0
| Neutral Kit FN200/250 L&T SK95516 | Neutral Kit FN200/250 L&T SK95516 | LTSFU | Nos |  | Neutral Kit FN200/250 L&T SK95516 |  | 0 | 0 | 1 | 1 | 1 | 0.0 | 0.0 | 0.0 | 0 |  |  | 0.0 | Electrical Components | Neutral Kit FN200/250 L&T SK95516 | 0 | 31-12-2099 | Material Transfer | Moving Average |  | 0.0 |  | 0 | 0 |  | 0 | 0 | 0 | 0 |  | 0 | Item Attribute | 1 | Nos | 0.0 | 0.0 | 0 | 0.0 | 0 | L&T | SK95516 | India |  |  | 0 | 0.0 |  | 0 | 0 |  | 0 | 0 | 0 | 0 |  |  | 0 | 0 | 0 |  | 0 | [5 empty] | 0 |  |  | 0 | [13 empty] | Nos | 1.0 | [10 empty] | Ringlus Electro Controls & Automation PVT LTD | [18 empty] | CGST - RNG | 9.0
[121 empty] | SGST - RNG | 9.0
| Neutral Kit FN315/400 L&T SK95517 | Neutral Kit FN315/400 L&T SK95517 | LTSFU | Nos |  | Neutral Kit FN315/400 L&T SK95517 |  | 0 | 0 | 1 | 1 | 1 | 0.0 | 0.0 | 0.0 | 0 |  |  | 0.0 | Electrical Components | Neutral Kit FN315/400 L&T SK95517 | 0 | 31-12-2099 | Material Transfer | Moving Average |  | 0.0 |  | 0 | 0 |  | 0 | 0 | 0 | 0 |  | 0 | Item Attribute | 1 | Nos | 0.0 | 0.0 | 0 | 0.0 | 0 | L&T | SK95517 | India |  |  | 0 | 0.0 |  | 0 | 0 |  | 0 | 0 | 0 | 0 |  |  | 0 | 0 | 0 |  | 0 | [5 empty] | 0 |  |  | 0 | [13 empty] | Nos | 1.0 | [10 empty] | Ringlus Electro Controls & Automation PVT LTD | [18 empty] | CGST - RNG | 9.0
[121 empty] | SGST - RNG | 9.0
| Neutral Kit FN630/800 L&T SK95546 | Neutral Kit FN630/800 L&T SK95546 | LTSFU | Nos |  | Neutral Kit FN630/800 L&T SK95546 |  | 0 | 0 | 1 | 1 | 1 | 0.0 | 0.0 | 0.0 | 0 |  |  | 0.0 | Electrical Components | Neutral Kit FN630/800 L&T SK95546 | 0 | 31-12-2099 | Material Transfer | Moving Average |  | 0.0 |  | 0 | 0 |  | 0 | 0 | 0 | 0 |  | 0 | Item Attribute | 1 | Nos | 0.0 | 0.0 | 0 | 0.0 | 0 | L&T | SK95546 | India |  |  | 0 | 0.0 |  | 0 | 0 |  | 0 | 0 | 0 | 0 |  |  | 0 | 0 | 0 |  | 0 | [5 empty] | 0 |  |  | 0 | [13 empty] | Nos | 1.0 | [10 empty] | Ringlus Electro Controls & Automation PVT LTD | [18 empty] | CGST - RNG | 9.0
[121 empty] | SGST - RNG | 9.0
| 20A 18kA Triple Pole DU100D TMR MCCB L&T CM90517OOCO | 20A 18kA Triple Pole DU100D TMR MCCB L&T CM90517OOCO | LTDUMCCB | Nos |  | 20A 18kA Triple Pole DU100D TMR MCCB L&T CM90517OOCO |  | 0 | 0 | 1 | 1 | 1 | 0.0 | 0.0 | 0.0 | 0 |  |  | 0.0 | Electrical Components | 20A 18kA Triple Pole DU100D TMR MCCB L&T CM90517OOCO | 0 | 31-12-2099 | Material Transfer | Moving Average |  | 0.0 |  | 0 | 0 |  | 0 | 0 | 0 | 0 |  | 0 | Item Attribute | 1 | Nos | 0.0 | 0.0 | 0 | 0.0 | 0 | L&T | CM90517OOCO | India |  |  | 0 | 0.0 |  | 0 | 0 |  | 0 | 0 | 0 | 0 |  |  | 0 | 0 | 0 |  | 0 | [5 empty] | 0 |  |  | 0 | [13 empty] | Nos | 1.0 | [10 empty] | Ringlus Electro Controls & Automation PVT LTD | [18 empty] | CGST - RNG | 9.0
[121 empty] | SGST - RNG | 9.0
| 25A 18kA Triple Pole DU100D TMR MCCB L&T CM90517OODO | 25A 18kA Triple Pole DU100D TMR MCCB L&T CM90517OODO | LTDUMCCB | Nos |  | 25A 18kA Triple Pole DU100D TMR MCCB L&T CM90517OODO |  | 0 | 0 | 1 | 1 | 1 | 0.0 | 0.0 | 0.0 | 0 |  |  | 0.0 | Electrical Components | 25A 18kA Triple Pole DU100D TMR MCCB L&T CM90517OODO | 0 | 31-12-2099 | Material Transfer | Moving Average |  | 0.0 |  | 0 | 0 |  | 0 | 0 | 0 | 0 |  | 0 | Item Attribute | 1 | Nos | 0.0 | 0.0 | 0 | 0.0 | 0 | L&T | CM90517OODO | India |  |  | 0 | 0.0 |  | 0 | 0 |  | 0 | 0 | 0 | 0 |  |  | 0 | 0 | 0 |  | 0 | [5 empty] | 0 |  |  | 0 | [13 empty] | Nos | 1.0 | [10 empty] | Ringlus Electro Controls & Automation PVT LTD | [18 empty] | CGST - RNG | 9.0
[121 empty] | SGST - RNG | 9.0
| 32A 18kA Triple Pole DU100D TMR MCCB L&T CM90517OOEO | 32A 18kA Triple Pole DU100D TMR MCCB L&T CM90517OOEO | LTDUMCCB | Nos |  | 32A 18kA Triple Pole DU100D TMR MCCB L&T CM90517OOEO |  | 0 | 0 | 1 | 1 | 1 | 0.0 | 0.0 | 0.0 | 0 |  |  | 0.0 | Electrical Components | 32A 18kA Triple Pole DU100D TMR MCCB L&T CM90517OOEO | 0 | 31-12-2099 | Material Transfer | Moving Average |  | 0.0 |  | 0 | 0 |  | 0 | 0 | 0 | 0 |  | 0 | Item Attribute | 1 | Nos | 0.0 | 0.0 | 0 | 0.0 | 0 | L&T | CM90517OOEO | India |  |  | 0 | 0.0 |  | 0 | 0 |  | 0 | 0 | 0 | 0 |  |  | 0 | 0 | 0 |  | 0 | [5 empty] | 0 |  |  | 0 | [13 empty] | Nos | 1.0 | [10 empty] | Ringlus Electro Controls & Automation PVT LTD | [18 empty] | CGST - RNG | 9.0
[121 empty] | SGST - RNG | 9.0
| 40A 18kA Triple Pole DU100D TMR MCCB L&T CM90517OOFO | 40A 18kA Triple Pole DU100D TMR MCCB L&T CM90517OOFO | LTDUMCCB | Nos |  | 40A 18kA Triple Pole DU100D TMR MCCB L&T CM90517OOFO |  | 0 | 0 | 1 | 1 | 1 | 0.0 | 0.0 | 0.0 | 0 |  |  | 0.0 | Electrical Components | 40A 18kA Triple Pole DU100D TMR MCCB L&T CM90517OOFO | 0 | 31-12-2099 | Material Transfer | Moving Average |  | 0.0 |  | 0 | 0 |  | 0 | 0 | 0 | 0 |  | 0 | Item Attribute | 1 | Nos | 0.0 | 0.0 | 0 | 0.0 | 0 | L&T | CM90517OOFO | India |  |  | 0 | 0.0 |  | 0 | 0 |  | 0 | 0 | 0 | 0 |  |  | 0 | 0 | 0 |  | 0 | [5 empty] | 0 |  |  | 0 | [13 empty] | Nos | 1.0 | [10 empty] | Ringlus Electro Controls & Automation PVT LTD | [18 empty] | CGST - RNG | 9.0
[121 empty] | SGST - RNG | 9.0
| 50A 18kA Triple Pole DU100D TMR MCCB L&T CM90517OOGO | 50A 18kA Triple Pole DU100D TMR MCCB L&T CM90517OOGO | LTDUMCCB | Nos |  | 50A 18kA Triple Pole DU100D TMR MCCB L&T CM90517OOGO |  | 0 | 0 | 1 | 1 | 1 | 0.0 | 0.0 | 0.0 | 0 |  |  | 0.0 | Electrical Components | 50A 18kA Triple Pole DU100D TMR MCCB L&T CM90517OOGO | 0 | 31-12-2099 | Material Transfer | Moving Average |  | 0.0 |  | 0 | 0 |  | 0 | 0 | 0 | 0 |  | 0 | Item Attribute | 1 | Nos | 0.0 | 0.0 | 0 | 0.0 | 0 | L&T | CM90517OOGO | India |  |  | 0 | 0.0 |  | 0 | 0 |  | 0 | 0 | 0 | 0 |  |  | 0 | 0 | 0 |  | 0 | [5 empty] | 0 |  |  | 0 | [13 empty] | Nos | 1.0 | [10 empty] | Ringlus Electro Controls & Automation PVT LTD | [18 empty] | CGST - RNG | 9.0
[121 empty] | SGST - RNG | 9.0
| 63A 18kA Triple Pole DU100D TMR MCCB L&T CM90517OOHO | 63A 18kA Triple Pole DU100D TMR MCCB L&T CM90517OOHO | LTDUMCCB | Nos |  | 63A 18kA Triple Pole DU100D TMR MCCB L&T CM90517OOHO |  | 0 | 0 | 1 | 1 | 1 | 0.0 | 0.0 | 0.0 | 0 |  |  | 0.0 | Electrical Components | 63A 18kA Triple Pole DU100D TMR MCCB L&T CM90517OOHO | 0 | 31-12-2099 | Material Transfer | Moving Average |  | 0.0 |  | 0 | 0 |  | 0 | 0 | 0 | 0 |  | 0 | Item Attribute | 1 | Nos | 0.0 | 0.0 | 0 | 0.0 | 0 | L&T | CM90517OOHO | India |  |  | 0 | 0.0 |  | 0 | 0 |  | 0 | 0 | 0 | 0 |  |  | 0 | 0 | 0 |  | 0 | [5 empty] | 0 |  |  | 0 | [13 empty] | Nos | 1.0 | [10 empty] | Ringlus Electro Controls & Automation PVT LTD | [18 empty] | CGST - RNG | 9.0
[121 empty] | SGST - RNG | 9.0
| 80A 18kA Triple Pole DU100D TMR MCCB L&T CM90517OOJO | 80A 18kA Triple Pole DU100D TMR MCCB L&T CM90517OOJO | LTDUMCCB | Nos |  | 80A 18kA Triple Pole DU100D TMR MCCB L&T CM90517OOJO |  | 0 | 0 | 1 | 1 | 1 | 0.0 | 0.0 | 0.0 | 0 |  |  | 0.0 | Electrical Components | 80A 18kA Triple Pole DU100D TMR MCCB L&T CM90517OOJO | 0 | 31-12-2099 | Material Transfer | Moving Average |  | 0.0 |  | 0 | 0 |  | 0 | 0 | 0 | 0 |  | 0 | Item Attribute | 1 | Nos | 0.0 | 0.0 | 0 | 0.0 | 0 | L&T | CM90517OOJO | India |  |  | 0 | 0.0 |  | 0 | 0 |  | 0 | 0 | 0 | 0 |  |  | 0 | 0 | 0 |  | 0 | [5 empty] | 0 |  |  | 0 | [13 empty] | Nos | 1.0 | [10 empty] | Ringlus Electro Controls & Automation PVT LTD | [18 empty] | CGST - RNG | 9.0
[121 empty] | SGST - RNG | 9.0
| 100A 18kA Triple Pole DU100D TMR MCCB L&T CM90517OOKO | 100A 18kA Triple Pole DU100D TMR MCCB L&T CM90517OOKO | LTDUMCCB | Nos |  | 100A 18kA Triple Pole DU100D TMR MCCB L&T CM90517OOKO |  | 0 | 0 | 1 | 1 | 1 | 0.0 | 0.0 | 0.0 | 0 |  |  | 0.0 | Electrical Components | 100A 18kA Triple Pole DU100D TMR MCCB L&T CM90517OOKO | 0 | 31-12-2099 | Material Transfer | Moving Average |  | 0.0 |  | 0 | 0 |  | 0 | 0 | 0 | 0 |  | 0 | Item Attribute | 1 | Nos | 0.0 | 0.0 | 0 | 0.0 | 0 | L&T | CM90517OOKO | India |  |  | 0 | 0.0 |  | 0 | 0 |  | 0 | 0 | 0 | 0 |  |  | 0 | 0 | 0 |  | 0 | [5 empty] | 0 |  |  | 0 | [13 empty] | Nos | 1.0 | [10 empty] | Ringlus Electro Controls & Automation PVT LTD | [18 empty] | CGST - RNG | 9.0
[121 empty] | SGST - RNG | 9.0
| 125A 18kA Triple Pole DU125D TMR MCCB L&T CM90676OOLO | 125A 18kA Triple Pole DU125D TMR MCCB L&T CM90676OOLO | LTDUMCCB | Nos |  | 125A 18kA Triple Pole DU125D TMR MCCB L&T CM90676OOLO |  | 0 | 0 | 1 | 1 | 1 | 0.0 | 0.0 | 0.0 | 0 |  |  | 0.0 | Electrical Components | 125A 18kA Triple Pole DU125D TMR MCCB L&T CM90676OOLO | 0 | 31-12-2099 | Material Transfer | Moving Average |  | 0.0 |  | 0 | 0 |  | 0 | 0 | 0 | 0 |  | 0 | Item Attribute | 1 | Nos | 0.0 | 0.0 | 0 | 0.0 | 0 | L&T | CM90676OOLO | India |  |  | 0 | 0.0 |  | 0 | 0 |  | 0 | 0 | 0 | 0 |  |  | 0 | 0 | 0 |  | 0 | [5 empty] | 0 |  |  | 0 | [13 empty] | Nos | 1.0 | [10 empty] | Ringlus Electro Controls & Automation PVT LTD | [18 empty] | CGST - RNG | 9.0
[121 empty] | SGST - RNG | 9.0
| 20A 18kA Four Pole DU100D TMR MCCB L&T CM90518OOCO | 20A 18kA Four Pole DU100D TMR MCCB L&T CM90518OOCO | LTDUMCCB | Nos |  | 20A 18kA Four Pole DU100D TMR MCCB L&T CM90518OOCO |  | 0 | 0 | 1 | 1 | 1 | 0.0 | 0.0 | 0.0 | 0 |  |  | 0.0 | Electrical Components | 20A 18kA Four Pole DU100D TMR MCCB L&T CM90518OOCO | 0 | 31-12-2099 | Material Transfer | Moving Average |  | 0.0 |  | 0 | 0 |  | 0 | 0 | 0 | 0 |  | 0 | Item Attribute | 1 | Nos | 0.0 | 0.0 | 0 | 0.0 | 0 | L&T | CM90518OOC2 | India |  |  | 0 | 0.0 |  | 0 | 0 |  | 0 | 0 | 0 | 0 |  |  | 0 | 0 | 0 |  | 0 | [5 empty] | 0 |  |  | 0 | [13 empty] | Nos | 1.0 | [10 empty] | Ringlus Electro Controls & Automation PVT LTD | [18 empty] | CGST - RNG | 9.0
[121 empty] | SGST - RNG | 9.0
| 25A 18kA Four Pole DU100D TMR MCCB L&T CM90518OODO | 25A 18kA Four Pole DU100D TMR MCCB L&T CM90518OODO | LTDUMCCB | Nos |  | 25A 18kA Four Pole DU100D TMR MCCB L&T CM90518OODO |  | 0 | 0 | 1 | 1 | 1 | 0.0 | 0.0 | 0.0 | 0 |  |  | 0.0 | Electrical Components | 25A 18kA Four Pole DU100D TMR MCCB L&T CM90518OODO | 0 | 31-12-2099 | Material Transfer | Moving Average |  | 0.0 |  | 0 | 0 |  | 0 | 0 | 0 | 0 |  | 0 | Item Attribute | 1 | Nos | 0.0 | 0.0 | 0 | 0.0 | 0 | L&T | CM90518OOD2 | India |  |  | 0 | 0.0 |  | 0 | 0 |  | 0 | 0 | 0 | 0 |  |  | 0 | 0 | 0 |  | 0 | [5 empty] | 0 |  |  | 0 | [13 empty] | Nos | 1.0 | [10 empty] | Ringlus Electro Controls & Automation PVT LTD | [18 empty] | CGST - RNG | 9.0
[121 empty] | SGST - RNG | 9.0
| 32A 18kA Four Pole DU100D TMR MCCB L&T CM90518OOEO | 32A 18kA Four Pole DU100D TMR MCCB L&T CM90518OOEO | LTDUMCCB | Nos |  | 32A 18kA Four Pole DU100D TMR MCCB L&T CM90518OOEO |  | 0 | 0 | 1 | 1 | 1 | 0.0 | 0.0 | 0.0 | 0 |  |  | 0.0 | Electrical Components | 32A 18kA Four Pole DU100D TMR MCCB L&T CM90518OOEO | 0 | 31-12-2099 | Material Transfer | Moving Average |  | 0.0 |  | 0 | 0 |  | 0 | 0 | 0 | 0 |  | 0 | Item Attribute | 1 | Nos | 0.0 | 0.0 | 0 | 0.0 | 0 | L&T | CM90518OOE2 | India |  |  | 0 | 0.0 |  | 0 | 0 |  | 0 | 0 | 0 | 0 |  |  | 0 | 0 | 0 |  | 0 | [5 empty] | 0 |  |  | 0 | [13 empty] | Nos | 1.0 | [10 empty] | Ringlus Electro Controls & Automation PVT LTD | [18 empty] | CGST - RNG | 9.0
[121 empty] | SGST - RNG | 9.0
| 40A 18kA Four Pole DU100D TMR MCCB L&T CM90518OOFO | 40A 18kA Four Pole DU100D TMR MCCB L&T CM90518OOFO | LTDUMCCB | Nos |  | 40A 18kA Four Pole DU100D TMR MCCB L&T CM90518OOFO |  | 0 | 0 | 1 | 1 | 1 | 0.0 | 0.0 | 0.0 | 0 |  |  | 0.0 | Electrical Components | 40A 18kA Four Pole DU100D TMR MCCB L&T CM90518OOFO | 0 | 31-12-2099 | Material Transfer | Moving Average |  | 0.0 |  | 0 | 0 |  | 0 | 0 | 0 | 0 |  | 0 | Item Attribute | 1 | Nos | 0.0 | 0.0 | 0 | 0.0 | 0 | L&T | CM90518OOF2 | India |  |  | 0 | 0.0 |  | 0 | 0 |  | 0 | 0 | 0 | 0 |  |  | 0 | 0 | 0 |  | 0 | [5 empty] | 0 |  |  | 0 | [13 empty] | Nos | 1.0 | [10 empty] | Ringlus Electro Controls & Automation PVT LTD | [18 empty] | CGST - RNG | 9.0
[121 empty] | SGST - RNG | 9.0
| 50A 18kA Four Pole DU100D TMR MCCB L&T CM90518OOGO | 50A 18kA Four Pole DU100D TMR MCCB L&T CM90518OOGO | LTDUMCCB | Nos |  | 50A 18kA Four Pole DU100D TMR MCCB L&T CM90518OOGO |  | 0 | 0 | 1 | 1 | 1 | 0.0 | 0.0 | 0.0 | 0 |  |  | 0.0 | Electrical Components | 50A 18kA Four Pole DU100D TMR MCCB L&T CM90518OOGO | 0 | 31-12-2099 | Material Transfer | Moving Average |  | 0.0 |  | 0 | 0 |  | 0 | 0 | 0 | 0 |  | 0 | Item Attribute | 1 | Nos | 0.0 | 0.0 | 0 | 0.0 | 0 | L&T | CM90518OOG2 | India |  |  | 0 | 0.0 |  | 0 | 0 |  | 0 | 0 | 0 | 0 |  |  | 0 | 0 | 0 |  | 0 | [5 empty] | 0 |  |  | 0 | [13 empty] | Nos | 1.0 | [10 empty] | Ringlus Electro Controls & Automation PVT LTD | [18 empty] | CGST - RNG | 9.0
[121 empty] | SGST - RNG | 9.0
| 63A 18kA Four Pole DU100D TMR MCCB L&T CM90518OOHO | 63A 18kA Four Pole DU100D TMR MCCB L&T CM90518OOHO | LTDUMCCB | Nos |  | 63A 18kA Four Pole DU100D TMR MCCB L&T CM90518OOHO |  | 0 | 0 | 1 | 1 | 1 | 0.0 | 0.0 | 0.0 | 0 |  |  | 0.0 | Electrical Components | 63A 18kA Four Pole DU100D TMR MCCB L&T CM90518OOHO | 0 | 31-12-2099 | Material Transfer | Moving Average |  | 0.0 |  | 0 | 0 |  | 0 | 0 | 0 | 0 |  | 0 | Item Attribute | 1 | Nos | 0.0 | 0.0 | 0 | 0.0 | 0 | L&T | CM90518OOH2 | India |  |  | 0 | 0.0 |  | 0 | 0 |  | 0 | 0 | 0 | 0 |  |  | 0 | 0 | 0 |  | 0 | [5 empty] | 0 |  |  | 0 | [13 empty] | Nos | 1.0 | [10 empty] | Ringlus Electro Controls & Automation PVT LTD | [18 empty] | CGST - RNG | 9.0
[121 empty] | SGST - RNG | 9.0
| 80A 18kA Four Pole DU100D TMR MCCB L&T CM90518OOJO | 80A 18kA Four Pole DU100D TMR MCCB L&T CM90518OOJO | LTDUMCCB | Nos |  | 80A 18kA Four Pole DU100D TMR MCCB L&T CM90518OOJO |  | 0 | 0 | 1 | 1 | 1 | 0.0 | 0.0 | 0.0 | 0 |  |  | 0.0 | Electrical Components | 80A 18kA Four Pole DU100D TMR MCCB L&T CM90518OOJO | 0 | 31-12-2099 | Material Transfer | Moving Average |  | 0.0 |  | 0 | 0 |  | 0 | 0 | 0 | 0 |  | 0 | Item Attribute | 1 | Nos | 0.0 | 0.0 | 0 | 0.0 | 0 | L&T | CM90518OOJ2 | India |  |  | 0 | 0.0 |  | 0 | 0 |  | 0 | 0 | 0 | 0 |  |  | 0 | 0 | 0 |  | 0 | [5 empty] | 0 |  |  | 0 | [13 empty] | Nos | 1.0 | [10 empty] | Ringlus Electro Controls & Automation PVT LTD | [18 empty] | CGST - RNG | 9.0
[121 empty] | SGST - RNG | 9.0
| 100A 18kA Four Pole DU100D TMR MCCB L&T CM90518OOKO | 100A 18kA Four Pole DU100D TMR MCCB L&T CM90518OOKO | LTDUMCCB | Nos |  | 100A 18kA Four Pole DU100D TMR MCCB L&T CM90518OOKO |  | 0 | 0 | 1 | 1 | 1 | 0.0 | 0.0 | 0.0 | 0 |  |  | 0.0 | Electrical Components | 100A 18kA Four Pole DU100D TMR MCCB L&T CM90518OOKO | 0 | 31-12-2099 | Material Transfer | Moving Average |  | 0.0 |  | 0 | 0 |  | 0 | 0 | 0 | 0 |  | 0 | Item Attribute | 1 | Nos | 0.0 | 0.0 | 0 | 0.0 | 0 | L&T | CM90518OOK2 | India |  |  | 0 | 0.0 |  | 0 | 0 |  | 0 | 0 | 0 | 0 |  |  | 0 | 0 | 0 |  | 0 | [5 empty] | 0 |  |  | 0 | [13 empty] | Nos | 1.0 | [10 empty] | Ringlus Electro Controls & Automation PVT LTD | [18 empty] | CGST - RNG | 9.0
[121 empty] | SGST - RNG | 9.0
| 125A 18kA Four Pole DU125D TMR MCCB L&T CM90677OOLO | 125A 18kA Four Pole DU125D TMR MCCB L&T CM90677OOLO | LTDUMCCB | Nos |  | 125A 18kA Four Pole DU125D TMR MCCB L&T CM90677OOLO |  | 0 | 0 | 1 | 1 | 1 | 0.0 | 0.0 | 0.0 | 0 |  |  | 0.0 | Electrical Components | 125A 18kA Four Pole DU125D TMR MCCB L&T CM90677OOLO | 0 | 31-12-2099 | Material Transfer | Moving Average |  | 0.0 |  | 0 | 0 |  | 0 | 0 | 0 | 0 |  | 0 | Item Attribute | 1 | Nos | 0.0 | 0.0 | 0 | 0.0 | 0 | L&T | CM90677OOLO | India |  |  | 0 | 0.0 |  | 0 | 0 |  | 0 | 0 | 0 | 0 |  |  | 0 | 0 | 0 |  | 0 | [5 empty] | 0 |  |  | 0 | [13 empty] | Nos | 1.0 | [10 empty] | Ringlus Electro Controls & Automation PVT LTD | [18 empty] | CGST - RNG | 9.0
[121 empty] | SGST - RNG | 9.0
| 20A 30kA Triple Pole DU100H TMR MCCB L&T CM97894OOC2 | 20A 30kA Triple Pole DU100H TMR MCCB L&T CM97894OOC2 | LTDUMCCB | Nos |  | 20A 30kA Triple Pole DU100H TMR MCCB L&T CM97894OOC2 |  | 0 | 0 | 1 | 1 | 1 | 0.0 | 0.0 | 0.0 | 0 |  |  | 0.0 | Electrical Components | 20A 30kA Triple Pole DU100H TMR MCCB L&T CM97894OOC2 | 0 | 31-12-2099 | Material Transfer | Moving Average |  | 0.0 |  | 0 | 0 |  | 0 | 0 | 0 | 0 |  | 0 | Item Attribute | 1 | Nos | 0.0 | 0.0 | 0 | 0.0 | 0 | L&T | CM97894OOC2 | India |  |  | 0 | 0.0 |  | 0 | 0 |  | 0 | 0 | 0 | 0 |  |  | 0 | 0 | 0 |  | 0 | [5 empty] | 0 |  |  | 0 | [13 empty] | Nos | 1.0 | [10 empty] | Ringlus Electro Controls & Automation PVT LTD | [18 empty] | CGST - RNG | 9.0
[121 empty] | SGST - RNG | 9.0
| 25A 30kA Triple Pole DU100H TMR MCCB L&T CM97894OOD2 | 25A 30kA Triple Pole DU100H TMR MCCB L&T CM97894OOD2 | LTDUMCCB | Nos |  | 25A 30kA Triple Pole DU100H TMR MCCB L&T CM97894OOD2 |  | 0 | 0 | 1 | 1 | 1 | 0.0 | 0.0 | 0.0 | 0 |  |  | 0.0 | Electrical Components | 25A 30kA Triple Pole DU100H TMR MCCB L&T CM97894OOD2 | 0 | 31-12-2099 | Material Transfer | Moving Average |  | 0.0 |  | 0 | 0 |  | 0 | 0 | 0 | 0 |  | 0 | Item Attribute | 1 | Nos | 0.0 | 0.0 | 0 | 0.0 | 0 | L&T | CM97894OOD2 | India |  |  | 0 | 0.0 |  | 0 | 0 |  | 0 | 0 | 0 | 0 |  |  | 0 | 0 | 0 |  | 0 | [5 empty] | 0 |  |  | 0 | [13 empty] | Nos | 1.0 | [10 empty] | Ringlus Electro Controls & Automation PVT LTD | [18 empty] | CGST - RNG | 9.0
[121 empty] | SGST - RNG | 9.0
| 32A 30kA Triple Pole DU100H TMR MCCB L&T CM97894OOE2 | 32A 30kA Triple Pole DU100H TMR MCCB L&T CM97894OOE2 | LTDUMCCB | Nos |  | 32A 30kA Triple Pole DU100H TMR MCCB L&T CM97894OOE2 |  | 0 | 0 | 1 | 1 | 1 | 0.0 | 0.0 | 0.0 | 0 |  |  | 0.0 | Electrical Components | 32A 30kA Triple Pole DU100H TMR MCCB L&T CM97894OOE2 | 0 | 31-12-2099 | Material Transfer | Moving Average |  | 0.0 |  | 0 | 0 |  | 0 | 0 | 0 | 0 |  | 0 | Item Attribute | 1 | Nos | 0.0 | 0.0 | 0 | 0.0 | 0 | L&T | CM97894OOE2 | India |  |  | 0 | 0.0 |  | 0 | 0 |  | 0 | 0 | 0 | 0 |  |  | 0 | 0 | 0 |  | 0 | [5 empty] | 0 |  |  | 0 | [13 empty] | Nos | 1.0 | [10 empty] | Ringlus Electro Controls & Automation PVT LTD | [18 empty] | CGST - RNG | 9.0
[121 empty] | SGST - RNG | 9.0
| 40A 30kA Triple Pole DU100H TMR MCCB L&T CM97894OOF2 | 40A 30kA Triple Pole DU100H TMR MCCB L&T CM97894OOF2 | LTDUMCCB | Nos |  | 40A 30kA Triple Pole DU100H TMR MCCB L&T CM97894OOF2 |  | 0 | 0 | 1 | 1 | 1 | 0.0 | 0.0 | 0.0 | 0 |  |  | 0.0 | Electrical Components | 40A 30kA Triple Pole DU100H TMR MCCB L&T CM97894OOF2 | 0 | 31-12-2099 | Material Transfer | Moving Average |  | 0.0 |  | 0 | 0 |  | 0 | 0 | 0 | 0 |  | 0 | Item Attribute | 1 | Nos | 0.0 | 0.0 | 0 | 0.0 | 0 | L&T | CM97894OOF2 | India |  |  | 0 | 0.0 |  | 0 | 0 |  | 0 | 0 | 0 | 0 |  |  | 0 | 0 | 0 |  | 0 | [5 empty] | 0 |  |  | 0 | [13 empty] | Nos | 1.0 | [10 empty] | Ringlus Electro Controls & Automation PVT LTD | [18 empty] | CGST - RNG | 9.0
[121 empty] | SGST - RNG | 9.0
| 50A 30kA Triple Pole DU100H TMR MCCB L&T CM97894OOG2 | 50A 30kA Triple Pole DU100H TMR MCCB L&T CM97894OOG2 | LTDUMCCB | Nos |  | 50A 30kA Triple Pole DU100H TMR MCCB L&T CM97894OOG2 |  | 0 | 0 | 1 | 1 | 1 | 0.0 | 0.0 | 0.0 | 0 |  |  | 0.0 | Electrical Components | 50A 30kA Triple Pole DU100H TMR MCCB L&T CM97894OOG2 | 0 | 31-12-2099 | Material Transfer | Moving Average |  | 0.0 |  | 0 | 0 |  | 0 | 0 | 0 | 0 |  | 0 | Item Attribute | 1 | Nos | 0.0 | 0.0 | 0 | 0.0 | 0 | L&T | CM97894OOG2 | India |  |  | 0 | 0.0 |  | 0 | 0 |  | 0 | 0 | 0 | 0 |  |  | 0 | 0 | 0 |  | 0 | [5 empty] | 0 |  |  | 0 | [13 empty] | Nos | 1.0 | [10 empty] | Ringlus Electro Controls & Automation PVT LTD | [18 empty] | CGST - RNG | 9.0
[121 empty] | SGST - RNG | 9.0
| 63A 30kA Triple Pole DU100H TMR MCCB L&T CM97894OOH2 | 63A 30kA Triple Pole DU100H TMR MCCB L&T CM97894OOH2 | LTDUMCCB | Nos |  | 63A 30kA Triple Pole DU100H TMR MCCB L&T CM97894OOH2 |  | 0 | 0 | 1 | 1 | 1 | 0.0 | 0.0 | 0.0 | 0 |  |  | 0.0 | Electrical Components | 63A 30kA Triple Pole DU100H TMR MCCB L&T CM97894OOH2 | 0 | 31-12-2099 | Material Transfer | Moving Average |  | 0.0 |  | 0 | 0 |  | 0 | 0 | 0 | 0 |  | 0 | Item Attribute | 1 | Nos | 0.0 | 0.0 | 0 | 0.0 | 0 | L&T | CM97894OOH2 | India |  |  | 0 | 0.0 |  | 0 | 0 |  | 0 | 0 | 0 | 0 |  |  | 0 | 0 | 0 |  | 0 | [5 empty] | 0 |  |  | 0 | [13 empty] | Nos | 1.0 | [10 empty] | Ringlus Electro Controls & Automation PVT LTD | [18 empty] | CGST - RNG | 9.0
[121 empty] | SGST - RNG | 9.0
| 80A 30kA Triple Pole DU100H TMR MCCB L&T CM97894OOJ2 | 80A 30kA Triple Pole DU100H TMR MCCB L&T CM97894OOJ2 | LTDUMCCB | Nos |  | 80A 30kA Triple Pole DU100H TMR MCCB L&T CM97894OOJ2 |  | 0 | 0 | 1 | 1 | 1 | 0.0 | 0.0 | 0.0 | 0 |  |  | 0.0 | Electrical Components | 80A 30kA Triple Pole DU100H TMR MCCB L&T CM97894OOJ2 | 0 | 31-12-2099 | Material Transfer | Moving Average |  | 0.0 |  | 0 | 0 |  | 0 | 0 | 0 | 0 |  | 0 | Item Attribute | 1 | Nos | 0.0 | 0.0 | 0 | 0.0 | 0 | L&T | CM97894OOJ2 | India |  |  | 0 | 0.0 |  | 0 | 0 |  | 0 | 0 | 0 | 0 |  |  | 0 | 0 | 0 |  | 0 | [5 empty] | 0 |  |  | 0 | [13 empty] | Nos | 1.0 | [10 empty] | Ringlus Electro Controls & Automation PVT LTD | [18 empty] | CGST - RNG | 9.0
[121 empty] | SGST - RNG | 9.0
| 100A 30kA Triple Pole DU100H TMR MCCB L&T CM97894OOK2 | 100A 30kA Triple Pole DU100H TMR MCCB L&T CM97894OOK2 | LTDUMCCB | Nos |  | 100A 30kA Triple Pole DU100H TMR MCCB L&T CM97894OOK2 |  | 0 | 0 | 1 | 1 | 1 | 0.0 | 0.0 | 0.0 | 0 |  |  | 0.0 | Electrical Components | 100A 30kA Triple Pole DU100H TMR MCCB L&T CM97894OOK2 | 0 | 31-12-2099 | Material Transfer | Moving Average |  | 0.0 |  | 0 | 0 |  | 0 | 0 | 0 | 0 |  | 0 | Item Attribute | 1 | Nos | 0.0 | 0.0 | 0 | 0.0 | 0 | L&T | CM97894OOK2 | India |  |  | 0 | 0.0 |  | 0 | 0 |  | 0 | 0 | 0 | 0 |  |  | 0 | 0 | 0 |  | 0 | [5 empty] | 0 |  |  | 0 | [13 empty] | Nos | 1.0 | [10 empty] | Ringlus Electro Controls & Automation PVT LTD | [18 empty] | CGST - RNG | 9.0
[121 empty] | SGST - RNG | 9.0
| 125A 30kA Triple Pole DU125H TMR MCCB L&T CM97894OOLO | 125A 30kA Triple Pole DU125H TMR MCCB L&T CM97894OOLO | LTDUMCCB | Nos |  | 125A 30kA Triple Pole DU125H TMR MCCB L&T CM97894OOLO |  | 0 | 0 | 1 | 1 | 1 | 0.0 | 0.0 | 0.0 | 0 |  |  | 0.0 | Electrical Components | 125A 30kA Triple Pole DU125H TMR MCCB L&T CM97894OOLO | 0 | 31-12-2099 | Material Transfer | Moving Average |  | 0.0 |  | 0 | 0 |  | 0 | 0 | 0 | 0 |  | 0 | Item Attribute | 1 | Nos | 0.0 | 0.0 | 0 | 0.0 | 0 | L&T | CM97894OOLO | India |  |  | 0 | 0.0 |  | 0 | 0 |  | 0 | 0 | 0 | 0 |  |  | 0 | 0 | 0 |  | 0 | [5 empty] | 0 |  |  | 0 | [13 empty] | Nos | 1.0 | [10 empty] | Ringlus Electro Controls & Automation PVT LTD | [18 empty] | CGST - RNG | 9.0
[121 empty] | SGST - RNG | 9.0
| 20A 30kA Four Pole DU100H TMR MCCB L&T CM97933OOC2 | 20A 30kA Four Pole DU100H TMR MCCB L&T CM97933OOC2 | LTDUMCCB | Nos |  | 20A 30kA Four Pole DU100H TMR MCCB L&T CM97933OOC2 |  | 0 | 0 | 1 | 1 | 1 | 0.0 | 0.0 | 0.0 | 0 |  |  | 0.0 | Electrical Components | 20A 30kA Four Pole DU100H TMR MCCB L&T CM97933OOC2 | 0 | 31-12-2099 | Material Transfer | Moving Average |  | 0.0 |  | 0 | 0 |  | 0 | 0 | 0 | 0 |  | 0 | Item Attribute | 1 | Nos | 0.0 | 0.0 | 0 | 0.0 | 0 | L&T | CM97933OOC2 | India |  |  | 0 | 0.0 |  | 0 | 0 |  | 0 | 0 | 0 | 0 |  |  | 0 | 0 | 0 |  | 0 | [5 empty] | 0 |  |  | 0 | [13 empty] | Nos | 1.0 | [10 empty] | Ringlus Electro Controls & Automation PVT LTD | [18 empty] | CGST - RNG | 9.0
[121 empty] | SGST - RNG | 9.0
| 25A 30kA Four Pole DU100H TMR MCCB L&T CM97933OOD2 | 25A 30kA Four Pole DU100H TMR MCCB L&T CM97933OOD2 | LTDUMCCB | Nos |  | 25A 30kA Four Pole DU100H TMR MCCB L&T CM97933OOD2 |  | 0 | 0 | 1 | 1 | 1 | 0.0 | 0.0 | 0.0 | 0 |  |  | 0.0 | Electrical Components | 25A 30kA Four Pole DU100H TMR MCCB L&T CM97933OOD2 | 0 | 31-12-2099 | Material Transfer | Moving Average |  | 0.0 |  | 0 | 0 |  | 0 | 0 | 0 | 0 |  | 0 | Item Attribute | 1 | Nos | 0.0 | 0.0 | 0 | 0.0 | 0 | L&T | CM97933OOD2 | India |  |  | 0 | 0.0 |  | 0 | 0 |  | 0 | 0 | 0 | 0 |  |  | 0 | 0 | 0 |  | 0 | [5 empty] | 0 |  |  | 0 | [13 empty] | Nos | 1.0 | [10 empty] | Ringlus Electro Controls & Automation PVT LTD | [18 empty] | CGST - RNG | 9.0
[121 empty] | SGST - RNG | 9.0
| 32A 30kA Four Pole DU100H TMR MCCB L&T CM97933OOE2 | 32A 30kA Four Pole DU100H TMR MCCB L&T CM97933OOE2 | LTDUMCCB | Nos |  | 32A 30kA Four Pole DU100H TMR MCCB L&T CM97933OOE2 |  | 0 | 0 | 1 | 1 | 1 | 0.0 | 0.0 | 0.0 | 0 |  |  | 0.0 | Electrical Components | 32A 30kA Four Pole DU100H TMR MCCB L&T CM97933OOE2 | 0 | 31-12-2099 | Material Transfer | Moving Average |  | 0.0 |  | 0 | 0 |  | 0 | 0 | 0 | 0 |  | 0 | Item Attribute | 1 | Nos | 0.0 | 0.0 | 0 | 0.0 | 0 | L&T | CM97933OOE2 | India |  |  | 0 | 0.0 |  | 0 | 0 |  | 0 | 0 | 0 | 0 |  |  | 0 | 0 | 0 |  | 0 | [5 empty] | 0 |  |  | 0 | [13 empty] | Nos | 1.0 | [10 empty] | Ringlus Electro Controls & Automation PVT LTD | [18 empty] | CGST - RNG | 9.0
[121 empty] | SGST - RNG | 9.0
| 40A 30kA Four Pole DU100H TMR MCCB L&T CM97933OOF2 | 40A 30kA Four Pole DU100H TMR MCCB L&T CM97933OOF2 | LTDUMCCB | Nos |  | 40A 30kA Four Pole DU100H TMR MCCB L&T CM97933OOF2 |  | 0 | 0 | 1 | 1 | 1 | 0.0 | 0.0 | 0.0 | 0 |  |  | 0.0 | Electrical Components | 40A 30kA Four Pole DU100H TMR MCCB L&T CM97933OOF2 | 0 | 31-12-2099 | Material Transfer | Moving Average |  | 0.0 |  | 0 | 0 |  | 0 | 0 | 0 | 0 |  | 0 | Item Attribute | 1 | Nos | 0.0 | 0.0 | 0 | 0.0 | 0 | L&T | CM97933OOF2 | India |  |  | 0 | 0.0 |  | 0 | 0 |  | 0 | 0 | 0 | 0 |  |  | 0 | 0 | 0 |  | 0 | [5 empty] | 0 |  |  | 0 | [13 empty] | Nos | 1.0 | [10 empty] | Ringlus Electro Controls & Automation PVT LTD | [18 empty] | CGST - RNG | 9.0
[121 empty] | SGST - RNG | 9.0
| 50A 30kA Four Pole DU100H TMR MCCB L&T CM97933OOG2 | 50A 30kA Four Pole DU100H TMR MCCB L&T CM97933OOG2 | LTDUMCCB | Nos |  | 50A 30kA Four Pole DU100H TMR MCCB L&T CM97933OOG2 |  | 0 | 0 | 1 | 1 | 1 | 0.0 | 0.0 | 0.0 | 0 |  |  | 0.0 | Electrical Components | 50A 30kA Four Pole DU100H TMR MCCB L&T CM97933OOG2 | 0 | 31-12-2099 | Material Transfer | Moving Average |  | 0.0 |  | 0 | 0 |  | 0 | 0 | 0 | 0 |  | 0 | Item Attribute | 1 | Nos | 0.0 | 0.0 | 0 | 0.0 | 0 | L&T | CM97933OOG2 | India |  |  | 0 | 0.0 |  | 0 | 0 |  | 0 | 0 | 0 | 0 |  |  | 0 | 0 | 0 |  | 0 | [5 empty] | 0 |  |  | 0 | [13 empty] | Nos | 1.0 | [10 empty] | Ringlus Electro Controls & Automation PVT LTD | [18 empty] | CGST - RNG | 9.0
[121 empty] | SGST - RNG | 9.0
| 63A 30kA Four Pole DU100H TMR MCCB L&T CM97933OOH2 | 63A 30kA Four Pole DU100H TMR MCCB L&T CM97933OOH2 | LTDUMCCB | Nos |  | 63A 30kA Four Pole DU100H TMR MCCB L&T CM97933OOH2 |  | 0 | 0 | 1 | 1 | 1 | 0.0 | 0.0 | 0.0 | 0 |  |  | 0.0 | Electrical Components | 63A 30kA Four Pole DU100H TMR MCCB L&T CM97933OOH2 | 0 | 31-12-2099 | Material Transfer | Moving Average |  | 0.0 |  | 0 | 0 |  | 0 | 0 | 0 | 0 |  | 0 | Item Attribute | 1 | Nos | 0.0 | 0.0 | 0 | 0.0 | 0 | L&T | CM97933OOH2 | India |  |  | 0 | 0.0 |  | 0 | 0 |  | 0 | 0 | 0 | 0 |  |  | 0 | 0 | 0 |  | 0 | [5 empty] | 0 |  |  | 0 | [13 empty] | Nos | 1.0 | [10 empty] | Ringlus Electro Controls & Automation PVT LTD | [18 empty] | CGST - RNG | 9.0
[121 empty] | SGST - RNG | 9.0
| 80A 30kA Four Pole DU100H TMR MCCB L&T CM97933OOJ2 | 80A 30kA Four Pole DU100H TMR MCCB L&T CM97933OOJ2 | LTDUMCCB | Nos |  | 80A 30kA Four Pole DU100H TMR MCCB L&T CM97933OOJ2 |  | 0 | 0 | 1 | 1 | 1 | 0.0 | 0.0 | 0.0 | 0 |  |  | 0.0 | Electrical Components | 80A 30kA Four Pole DU100H TMR MCCB L&T CM97933OOJ2 | 0 | 31-12-2099 | Material Transfer | Moving Average |  | 0.0 |  | 0 | 0 |  | 0 | 0 | 0 | 0 |  | 0 | Item Attribute | 1 | Nos | 0.0 | 0.0 | 0 | 0.0 | 0 | L&T | CM97933OOJ2 | India |  |  | 0 | 0.0 |  | 0 | 0 |  | 0 | 0 | 0 | 0 |  |  | 0 | 0 | 0 |  | 0 | [5 empty] | 0 |  |  | 0 | [13 empty] | Nos | 1.0 | [10 empty] | Ringlus Electro Controls & Automation PVT LTD | [18 empty] | CGST - RNG | 9.0
[121 empty] | SGST - RNG | 9.0
| 100A 30kA Four Pole DU100H TMR MCCB L&T CM9793300K2 | 100A 30kA Four Pole DU100H TMR MCCB L&T CM9793300K2 | LTDUMCCB | Nos |  | 100A 30kA Four Pole DU100H TMR MCCB L&T CM9793300K2 |  | 0 | 0 | 1 | 1 | 1 | 0.0 | 0.0 | 0.0 | 0 |  |  | 0.0 | Electrical Components | 100A 30kA Four Pole DU100H TMR MCCB L&T CM9793300K2 | 0 | 31-12-2099 | Material Transfer | Moving Average |  | 0.0 |  | 0 | 0 |  | 0 | 0 | 0 | 0 |  | 0 | Item Attribute | 1 | Nos | 0.0 | 0.0 | 0 | 0.0 | 0 | L&T | CM9793300K2 | India |  |  | 0 | 0.0 |  | 0 | 0 |  | 0 | 0 | 0 | 0 |  |  | 0 | 0 | 0 |  | 0 | [5 empty] | 0 |  |  | 0 | [13 empty] | Nos | 1.0 | [10 empty] | Ringlus Electro Controls & Automation PVT LTD | [18 empty] | CGST - RNG | 9.0
[121 empty] | SGST - RNG | 9.0
| 125A 30kA Four Pole DU125H TMR MCCB L&T CM90679OOLO | 125A 30kA Four Pole DU125H TMR MCCB L&T CM90679OOLO | LTDUMCCB | Nos |  | 125A 30kA Four Pole DU125H TMR MCCB L&T CM90679OOLO |  | 0 | 0 | 1 | 1 | 1 | 0.0 | 0.0 | 0.0 | 0 |  |  | 0.0 | Electrical Components | 125A 30kA Four Pole DU125H TMR MCCB L&T CM90679OOLO | 0 | 31-12-2099 | Material Transfer | Moving Average |  | 0.0 |  | 0 | 0 |  | 0 | 0 | 0 | 0 |  | 0 | Item Attribute | 1 | Nos | 0.0 | 0.0 | 0 | 0.0 | 0 | L&T | CM90679OOLO | India |  |  | 0 | 0.0 |  | 0 | 0 |  | 0 | 0 | 0 | 0 |  |  | 0 | 0 | 0 |  | 0 | [5 empty] | 0 |  |  | 0 | [13 empty] | Nos | 1.0 | [10 empty] | Ringlus Electro Controls & Automation PVT LTD | [18 empty] | CGST - RNG | 9.0
[121 empty] | SGST - RNG | 9.0
| 160A 25kA Triple Pole DU250C TMR MCCB L&T CM90631OOMO | 160A 25kA Triple Pole DU250C TMR MCCB L&T CM90631OOMO | LTDUMCCB | Nos |  | 160A 25kA Triple Pole DU250C TMR MCCB L&T CM90631OOMO |  | 0 | 0 | 1 | 1 | 1 | 0.0 | 0.0 | 0.0 | 0 |  |  | 0.0 | Electrical Components | 160A 25kA Triple Pole DU250C TMR MCCB L&T CM90631OOMO | 0 | 31-12-2099 | Material Transfer | Moving Average |  | 0.0 |  | 0 | 0 |  | 0 | 0 | 0 | 0 |  | 0 | Item Attribute | 1 | Nos | 0.0 | 0.0 | 0 | 0.0 | 0 | L&T | CM90631OOMO | India |  |  | 0 | 0.0 |  | 0 | 0 |  | 0 | 0 | 0 | 0 |  |  | 0 | 0 | 0 |  | 0 | [5 empty] | 0 |  |  | 0 | [13 empty] | Nos | 1.0 | [10 empty] | Ringlus Electro Controls & Automation PVT LTD | [18 empty] | CGST - RNG | 9.0
[121 empty] | SGST - RNG | 9.0
| 200A 25kA Triple Pole DU250C TMR MCCB L&T CM90631OONO | 200A 25kA Triple Pole DU250C TMR MCCB L&T CM90631OONO | LTDUMCCB | Nos |  | 200A 25kA Triple Pole DU250C TMR MCCB L&T CM90631OONO |  | 0 | 0 | 1 | 1 | 1 | 0.0 | 0.0 | 0.0 | 0 |  |  | 0.0 | Electrical Components | 200A 25kA Triple Pole DU250C TMR MCCB L&T CM90631OONO | 0 | 31-12-2099 | Material Transfer | Moving Average |  | 0.0 |  | 0 | 0 |  | 0 | 0 | 0 | 0 |  | 0 | Item Attribute | 1 | Nos | 0.0 | 0.0 | 0 | 0.0 | 0 | L&T | CM90631OONO | India |  |  | 0 | 0.0 |  | 0 | 0 |  | 0 | 0 | 0 | 0 |  |  | 0 | 0 | 0 |  | 0 | [5 empty] | 0 |  |  | 0 | [13 empty] | Nos | 1.0 | [10 empty] | Ringlus Electro Controls & Automation PVT LTD | [18 empty] | CGST - RNG | 9.0
[121 empty] | SGST - RNG | 9.0
| 250A 25kA Triple Pole DU250C TMR MCCB L&T CM90631OOPO | 250A 25kA Triple Pole DU250C TMR MCCB L&T CM90631OOPO | LTDUMCCB | Nos |  | 250A 25kA Triple Pole DU250C TMR MCCB L&T CM90631OOPO |  | 0 | 0 | 1 | 1 | 1 | 0.0 | 0.0 | 0.0 | 0 |  |  | 0.0 | Electrical Components | 250A 25kA Triple Pole DU250C TMR MCCB L&T CM90631OOPO | 0 | 31-12-2099 | Material Transfer | Moving Average |  | 0.0 |  | 0 | 0 |  | 0 | 0 | 0 | 0 |  | 0 | Item Attribute | 1 | Nos | 0.0 | 0.0 | 0 | 0.0 | 0 | L&T | CM90631OOPO | India |  |  | 0 | 0.0 |  | 0 | 0 |  | 0 | 0 | 0 | 0 |  |  | 0 | 0 | 0 |  | 0 | [5 empty] | 0 |  |  | 0 | [13 empty] | Nos | 1.0 | [10 empty] | Ringlus Electro Controls & Automation PVT LTD | [18 empty] | CGST - RNG | 9.0
[121 empty] | SGST - RNG | 9.0
| 160A 36kA Triple Pole DU250 TMR MCCB L&T CM98062OOOO | 160A 36kA Triple Pole DU250 TMR MCCB L&T CM98062OOOO | LTDUMCCB | Nos |  | 160A 36kA Triple Pole DU250 TMR MCCB L&T CM98062OOOO |  | 0 | 0 | 1 | 1 | 1 | 0.0 | 0.0 | 0.0 | 0 |  |  | 0.0 | Electrical Components | 160A 36kA Triple Pole DU250 TMR MCCB L&T CM98062OOOO | 0 | 31-12-2099 | Material Transfer | Moving Average |  | 0.0 |  | 0 | 0 |  | 0 | 0 | 0 | 0 |  | 0 | Item Attribute | 1 | Nos | 0.0 | 0.0 | 0 | 0.0 | 0 | L&T | CM98062OOOO | India |  |  | 0 | 0.0 |  | 0 | 0 |  | 0 | 0 | 0 | 0 |  |  | 0 | 0 | 0 |  | 0 | [5 empty] | 0 |  |  | 0 | [13 empty] | Nos | 1.0 | [10 empty] | Ringlus Electro Controls & Automation PVT LTD | [18 empty] | CGST - RNG | 9.0
[121 empty] | SGST - RNG | 9.0
| 200A 36kA Triple Pole DU250 TMR MCCB L&T CM98061OOOO | 200A 36kA Triple Pole DU250 TMR MCCB L&T CM98061OOOO | LTDUMCCB | Nos |  | 200A 36kA Triple Pole DU250 TMR MCCB L&T CM98061OOOO |  | 0 | 0 | 1 | 1 | 1 | 0.0 | 0.0 | 0.0 | 0 |  |  | 0.0 | Electrical Components | 200A 36kA Triple Pole DU250 TMR MCCB L&T CM98061OOOO | 0 | 31-12-2099 | Material Transfer | Moving Average |  | 0.0 |  | 0 | 0 |  | 0 | 0 | 0 | 0 |  | 0 | Item Attribute | 1 | Nos | 0.0 | 0.0 | 0 | 0.0 | 0 | L&T | CM98061OOOO | India |  |  | 0 | 0.0 |  | 0 | 0 |  | 0 | 0 | 0 | 0 |  |  | 0 | 0 | 0 |  | 0 | [5 empty] | 0 |  |  | 0 | [13 empty] | Nos | 1.0 | [10 empty] | Ringlus Electro Controls & Automation PVT LTD | [18 empty] | CGST - RNG | 9.0
[121 empty] | SGST - RNG | 9.0
| 250A 36kA Triple Pole DU250 TMR MCCB L&T CM98060OOOO | 250A 36kA Triple Pole DU250 TMR MCCB L&T CM98060OOOO | LTDUMCCB | Nos |  | 250A 36kA Triple Pole DU250 TMR MCCB L&T CM98060OOOO |  | 0 | 0 | 1 | 1 | 1 | 0.0 | 0.0 | 0.0 | 0 |  |  | 0.0 | Electrical Components | 250A 36kA Triple Pole DU250 TMR MCCB L&T CM98060OOOO | 0 | 31-12-2099 | Material Transfer | Moving Average |  | 0.0 |  | 0 | 0 |  | 0 | 0 | 0 | 0 |  | 0 | Item Attribute | 1 | Nos | 0.0 | 0.0 | 0 | 0.0 | 0 | L&T | CM98060OOOO | India |  |  | 0 | 0.0 |  | 0 | 0 |  | 0 | 0 | 0 | 0 |  |  | 0 | 0 | 0 |  | 0 | [5 empty] | 0 |  |  | 0 | [13 empty] | Nos | 1.0 | [10 empty] | Ringlus Electro Controls & Automation PVT LTD | [18 empty] | CGST - RNG | 9.0
[121 empty] | SGST - RNG | 9.0
| 320A 50kA Triple Pole DU400N TMR MCCB L&T CM98402OOQO | 320A 50kA Triple Pole DU400N TMR MCCB L&T CM98402OOQO | LTDUMCCB | Nos |  | 320A 50kA Triple Pole DU400N TMR MCCB L&T CM98402OOQO |  | 0 | 0 | 1 | 1 | 1 | 0.0 | 0.0 | 0.0 | 0 |  |  | 0.0 | Electrical Components | 320A 50kA Triple Pole DU400N TMR MCCB L&T CM98402OOQO | 0 | 31-12-2099 | Material Transfer | Moving Average |  | 0.0 |  | 0 | 0 |  | 0 | 0 | 0 | 0 |  | 0 | Item Attribute | 1 | Nos | 0.0 | 0.0 | 0 | 0.0 | 0 | L&T | CM98402OOQO | India |  |  | 0 | 0.0 |  | 0 | 0 |  | 0 | 0 | 0 | 0 |  |  | 0 | 0 | 0 |  | 0 | [5 empty] | 0 |  |  | 0 | [13 empty] | Nos | 1.0 | [10 empty] | Ringlus Electro Controls & Automation PVT LTD | [18 empty] | CGST - RNG | 9.0
[121 empty] | SGST - RNG | 9.0
| 400A 50kA Triple Pole DU400N TMR MCCB L&T CM98402OORO | 400A 50kA Triple Pole DU400N TMR MCCB L&T CM98402OORO | LTDUMCCB | Nos |  | 400A 50kA Triple Pole DU400N TMR MCCB L&T CM98402OORO |  | 0 | 0 | 1 | 1 | 1 | 0.0 | 0.0 | 0.0 | 0 |  |  | 0.0 | Electrical Components | 400A 50kA Triple Pole DU400N TMR MCCB L&T CM98402OORO | 0 | 31-12-2099 | Material Transfer | Moving Average |  | 0.0 |  | 0 | 0 |  | 0 | 0 | 0 | 0 |  | 0 | Item Attribute | 1 | Nos | 0.0 | 0.0 | 0 | 0.0 | 0 | L&T | CM98402OORO | India |  |  | 0 | 0.0 |  | 0 | 0 |  | 0 | 0 | 0 | 0 |  |  | 0 | 0 | 0 |  | 0 | [5 empty] | 0 |  |  | 0 | [13 empty] | Nos | 1.0 | [10 empty] | Ringlus Electro Controls & Automation PVT LTD | [18 empty] | CGST - RNG | 9.0
[121 empty] | SGST - RNG | 9.0
| 160A 25kA Four Pole DU250CTMR MCCB L&T CM90634OOMO | 160A 25kA Four Pole DU250CTMR MCCB L&T CM90634OOMO | LTDUMCCB | Nos |  | 160A 25kA Four Pole DU250CTMR MCCB L&T CM90634OOMO |  | 0 | 0 | 1 | 1 | 1 | 0.0 | 0.0 | 0.0 | 0 |  |  | 0.0 | Electrical Components | 160A 25kA Four Pole DU250CTMR MCCB L&T CM90634OOMO | 0 | 31-12-2099 | Material Transfer | Moving Average |  | 0.0 |  | 0 | 0 |  | 0 | 0 | 0 | 0 |  | 0 | Item Attribute | 1 | Nos | 0.0 | 0.0 | 0 | 0.0 | 0 | L&T | CM90634OOMO | India |  |  | 0 | 0.0 |  | 0 | 0 |  | 0 | 0 | 0 | 0 |  |  | 0 | 0 | 0 |  | 0 | [5 empty] | 0 |  |  | 0 | [13 empty] | Nos | 1.0 | [10 empty] | Ringlus Electro Controls & Automation PVT LTD | [18 empty] | CGST - RNG | 9.0
[121 empty] | SGST - RNG | 9.0
| 200A 25kA Four Pole DU250C TMR MCCB L&T CM90634OONO | 200A 25kA Four Pole DU250C TMR MCCB L&T CM90634OONO | LTDUMCCB | Nos |  | 200A 25kA Four Pole DU250C TMR MCCB L&T CM90634OONO |  | 0 | 0 | 1 | 1 | 1 | 0.0 | 0.0 | 0.0 | 0 |  |  | 0.0 | Electrical Components | 200A 25kA Four Pole DU250C TMR MCCB L&T CM90634OONO | 0 | 31-12-2099 | Material Transfer | Moving Average |  | 0.0 |  | 0 | 0 |  | 0 | 0 | 0 | 0 |  | 0 | Item Attribute | 1 | Nos | 0.0 | 0.0 | 0 | 0.0 | 0 | L&T | CM90634OONO | India |  |  | 0 | 0.0 |  | 0 | 0 |  | 0 | 0 | 0 | 0 |  |  | 0 | 0 | 0 |  | 0 | [5 empty] | 0 |  |  | 0 | [13 empty] | Nos | 1.0 | [10 empty] | Ringlus Electro Controls & Automation PVT LTD | [18 empty] | CGST - RNG | 9.0
[121 empty] | SGST - RNG | 9.0
| 250A 25kA Four Pole DU250C TMR MCCB L&T CM90634OOPO | 250A 25kA Four Pole DU250C TMR MCCB L&T CM90634OOPO | LTDUMCCB | Nos |  | 250A 25kA Four Pole DU250C TMR MCCB L&T CM90634OOPO |  | 0 | 0 | 1 | 1 | 1 | 0.0 | 0.0 | 0.0 | 0 |  |  | 0.0 | Electrical Components | 250A 25kA Four Pole DU250C TMR MCCB L&T CM90634OOPO | 0 | 31-12-2099 | Material Transfer | Moving Average |  | 0.0 |  | 0 | 0 |  | 0 | 0 | 0 | 0 |  | 0 | Item Attribute | 1 | Nos | 0.0 | 0.0 | 0 | 0.0 | 0 | L&T | CM90634OOPO | India |  |  | 0 | 0.0 |  | 0 | 0 |  | 0 | 0 | 0 | 0 |  |  | 0 | 0 | 0 |  | 0 | [5 empty] | 0 |  |  | 0 | [13 empty] | Nos | 1.0 | [10 empty] | Ringlus Electro Controls & Automation PVT LTD | [18 empty] | CGST - RNG | 9.0
[121 empty] | SGST - RNG | 9.0
| 160A 36kA Four Pole DU250 TMR MCCB L&T CM98065OOMO | 160A 36kA Four Pole DU250 TMR MCCB L&T CM98065OOMO | LTDUMCCB | Nos |  | 160A 36kA Four Pole DU250 TMR MCCB L&T CM98065OOMO |  | 0 | 0 | 1 | 1 | 1 | 0.0 | 0.0 | 0.0 | 0 |  |  | 0.0 | Electrical Components | 160A 36kA Four Pole DU250 TMR MCCB L&T CM98065OOMO | 0 | 31-12-2099 | Material Transfer | Moving Average |  | 0.0 |  | 0 | 0 |  | 0 | 0 | 0 | 0 |  | 0 | Item Attribute | 1 | Nos | 0.0 | 0.0 | 0 | 0.0 | 0 | L&T | CM98065OOMO | India |  |  | 0 | 0.0 |  | 0 | 0 |  | 0 | 0 | 0 | 0 |  |  | 0 | 0 | 0 |  | 0 | [5 empty] | 0 |  |  | 0 | [13 empty] | Nos | 1.0 | [10 empty] | Ringlus Electro Controls & Automation PVT LTD | [18 empty] | CGST - RNG | 9.0
[121 empty] | SGST - RNG | 9.0
| 200A 36kA Four Pole DU250 TMR MCCB L&T CM98065OONO | 200A 36kA Four Pole DU250 TMR MCCB L&T CM98065OONO | LTDUMCCB | Nos |  | 200A 36kA Four Pole DU250 TMR MCCB L&T CM98065OONO |  | 0 | 0 | 1 | 1 | 1 | 0.0 | 0.0 | 0.0 | 0 |  |  | 0.0 | Electrical Components | 200A 36kA Four Pole DU250 TMR MCCB L&T CM98065OONO | 0 | 31-12-2099 | Material Transfer | Moving Average |  | 0.0 |  | 0 | 0 |  | 0 | 0 | 0 | 0 |  | 0 | Item Attribute | 1 | Nos | 0.0 | 0.0 | 0 | 0.0 | 0 | L&T | CM98065OONO | India |  |  | 0 | 0.0 |  | 0 | 0 |  | 0 | 0 | 0 | 0 |  |  | 0 | 0 | 0 |  | 0 | [5 empty] | 0 |  |  | 0 | [13 empty] | Nos | 1.0 | [10 empty] | Ringlus Electro Controls & Automation PVT LTD | [18 empty] | CGST - RNG | 9.0
[121 empty] | SGST - RNG | 9.0
| 250A 36kA Four Pole DU250 TMR MCCB L&T CM98404OOPO | 250A 36kA Four Pole DU250 TMR MCCB L&T CM98404OOPO | LTDUMCCB | Nos |  | 250A 36kA Four Pole DU250 TMR MCCB L&T CM98404OOPO |  | 0 | 0 | 1 | 1 | 1 | 0.0 | 0.0 | 0.0 | 0 |  |  | 0.0 | Electrical Components | 250A 36kA Four Pole DU250 TMR MCCB L&T CM98404OOPO | 0 | 31-12-2099 | Material Transfer | Moving Average |  | 0.0 |  | 0 | 0 |  | 0 | 0 | 0 | 0 |  | 0 | Item Attribute | 1 | Nos | 0.0 | 0.0 | 0 | 0.0 | 0 | L&T | CM98404OOPO | India |  |  | 0 | 0.0 |  | 0 | 0 |  | 0 | 0 | 0 | 0 |  |  | 0 | 0 | 0 |  | 0 | [5 empty] | 0 |  |  | 0 | [13 empty] | Nos | 1.0 | [10 empty] | Ringlus Electro Controls & Automation PVT LTD | [18 empty] | CGST - RNG | 9.0
[121 empty] | SGST - RNG | 9.0
| 320A 50kA Four Pole DU400N TMR MCCB L&T CM98404OOQO | 320A 50kA Four Pole DU400N TMR MCCB L&T CM98404OOQO | LTDUMCCB | Nos |  | 320A 50kA Four Pole DU400N TMR MCCB L&T CM98404OOQO |  | 0 | 0 | 1 | 1 | 1 | 0.0 | 0.0 | 0.0 | 0 |  |  | 0.0 | Electrical Components | 320A 50kA Four Pole DU400N TMR MCCB L&T CM98404OOQO | 0 | 31-12-2099 | Material Transfer | Moving Average |  | 0.0 |  | 0 | 0 |  | 0 | 0 | 0 | 0 |  | 0 | Item Attribute | 1 | Nos | 0.0 | 0.0 | 0 | 0.0 | 0 | L&T | CM98404OOQO | India |  |  | 0 | 0.0 |  | 0 | 0 |  | 0 | 0 | 0 | 0 |  |  | 0 | 0 | 0 |  | 0 | [5 empty] | 0 |  |  | 0 | [13 empty] | Nos | 1.0 | [10 empty] | Ringlus Electro Controls & Automation PVT LTD | [18 empty] | CGST - RNG | 9.0
[121 empty] | SGST - RNG | 9.0
| 400A 50kA Four Pole DU400NTMR MCCB L&T CM98404OORO | 400A 50kA Four Pole DU400NTMR MCCB L&T CM98404OORO | LTDUMCCB | Nos |  | 400A 50kA Four Pole DU400NTMR MCCB L&T CM98404OORO |  | 0 | 0 | 1 | 1 | 1 | 0.0 | 0.0 | 0.0 | 0 |  |  | 0.0 | Electrical Components | 400A 50kA Four Pole DU400NTMR MCCB L&T CM98404OORO | 0 | 31-12-2099 | Material Transfer | Moving Average |  | 0.0 |  | 0 | 0 |  | 0 | 0 | 0 | 0 |  | 0 | Item Attribute | 1 | Nos | 0.0 | 0.0 | 0 | 0.0 | 0 | L&T | CM98404OORO | India |  |  | 0 | 0.0 |  | 0 | 0 |  | 0 | 0 | 0 | 0 |  |  | 0 | 0 | 0 |  | 0 | [5 empty] | 0 |  |  | 0 | [13 empty] | Nos | 1.0 | [10 empty] | Ringlus Electro Controls & Automation PVT LTD | [18 empty] | CGST - RNG | 9.0
[121 empty] | SGST - RNG | 9.0
| Extended Rotary Handle DU100D/DU125D/DU100H/DU125H L&T CM97896OOOO | Extended Rotary Handle DU100D/DU125D/DU100H/DU125H L&T CM97896OOOO | LTDUMCCB | Nos |  | Extended Rotary Handle DU100D/DU125D/DU100H/DU125H L&T CM97896OOOO |  | 0 | 0 | 1 | 1 | 1 | 0.0 | 0.0 | 0.0 | 0 |  |  | 0.0 | Electrical Components | Extended Rotary Handle DU100D/DU125D/DU100H/DU125H L&T CM97896OOOO | 0 | 31-12-2099 | Material Transfer | Moving Average |  | 0.0 |  | 0 | 0 |  | 0 | 0 | 0 | 0 |  | 0 | Item Attribute | 1 | Nos | 0.0 | 0.0 | 0 | 0.0 | 0 | L&T | CM97896OOOO | India |  |  | 0 | 0.0 |  | 0 | 0 |  | 0 | 0 | 0 | 0 |  |  | 0 | 0 | 0 |  | 0 | [5 empty] | 0 |  |  | 0 | [13 empty] | Nos | 1.0 | [10 empty] | Ringlus Electro Controls & Automation PVT LTD | [18 empty] | CGST - RNG | 9.0
[121 empty] | SGST - RNG | 9.0
| Extended Rotary Handle DU250C/DU250 L&T CM98041OOOO | Extended Rotary Handle DU250C/DU250 L&T CM98041OOOO | LTDUMCCB | Nos |  | Extended Rotary Handle DU250C/DU250 L&T CM98041OOOO |  | 0 | 0 | 1 | 1 | 1 | 0.0 | 0.0 | 0.0 | 0 |  |  | 0.0 | Electrical Components | Extended Rotary Handle DU250C/DU250 L&T CM98041OOOO | 0 | 31-12-2099 | Material Transfer | Moving Average |  | 0.0 |  | 0 | 0 |  | 0 | 0 | 0 | 0 |  | 0 | Item Attribute | 1 | Nos | 0.0 | 0.0 | 0 | 0.0 | 0 | L&T | CM98041OOOO | India |  |  | 0 | 0.0 |  | 0 | 0 |  | 0 | 0 | 0 | 0 |  |  | 0 | 0 | 0 |  | 0 | [5 empty] | 0 |  |  | 0 | [13 empty] | Nos | 1.0 | [10 empty] | Ringlus Electro Controls & Automation PVT LTD | [18 empty] | CGST - RNG | 9.0
[121 empty] | SGST - RNG | 9.0
| Two Pole Spreader Terminal DU100H L&T CM97785OOO2 | Two Pole Spreader Terminal DU100H L&T CM97785OOO2 | LTDUMCCB | Nos |  | Two Pole Spreader Terminal DU100H L&T CM97785OOO2 |  | 0 | 0 | 1 | 1 | 1 | 0.0 | 0.0 | 0.0 | 0 |  |  | 0.0 | Electrical Components | Two Pole Spreader Terminal DU100H L&T CM97785OOO2 | 0 | 31-12-2099 | Material Transfer | Moving Average |  | 0.0 |  | 0 | 0 |  | 0 | 0 | 0 | 0 |  | 0 | Item Attribute | 1 | Nos | 0.0 | 0.0 | 0 | 0.0 | 0 | L&T | CM97785OOO2 | India |  |  | 0 | 0.0 |  | 0 | 0 |  | 0 | 0 | 0 | 0 |  |  | 0 | 0 | 0 |  | 0 | [5 empty] | 0 |  |  | 0 | [13 empty] | Nos | 1.0 | [10 empty] | Ringlus Electro Controls & Automation PVT LTD | [18 empty] | CGST - RNG | 9.0
[121 empty] | SGST - RNG | 9.0
| Two Pole Spreader Terminal DU125H L&T CM91199OOLO | Two Pole Spreader Terminal DU125H L&T CM91199OOLO | LTDUMCCB | Nos |  | Two Pole Spreader Terminal DU125H L&T CM91199OOLO |  | 0 | 0 | 1 | 1 | 1 | 0.0 | 0.0 | 0.0 | 0 |  |  | 0.0 | Electrical Components | Two Pole Spreader Terminal DU125H L&T CM91199OOLO | 0 | 31-12-2099 | Material Transfer | Moving Average |  | 0.0 |  | 0 | 0 |  | 0 | 0 | 0 | 0 |  | 0 | Item Attribute | 1 | Nos | 0.0 | 0.0 | 0 | 0.0 | 0 | L&T | CM91199OOLO | India |  |  | 0 | 0.0 |  | 0 | 0 |  | 0 | 0 | 0 | 0 |  |  | 0 | 0 | 0 |  | 0 | [5 empty] | 0 |  |  | 0 | [13 empty] | Nos | 1.0 | [10 empty] | Ringlus Electro Controls & Automation PVT LTD | [18 empty] | CGST - RNG | 9.0
[121 empty] | SGST - RNG | 9.0
| Two Pole Spreader Terminal DU250 L&T CM90960OOOO | Two Pole Spreader Terminal DU250 L&T CM90960OOOO | LTDUMCCB | Nos |  | Two Pole Spreader Terminal DU250 L&T CM90960OOOO |  | 0 | 0 | 1 | 1 | 1 | 0.0 | 0.0 | 0.0 | 0 |  |  | 0.0 | Electrical Components | Two Pole Spreader Terminal DU250 L&T CM90960OOOO | 0 | 31-12-2099 | Material Transfer | Moving Average |  | 0.0 |  | 0 | 0 |  | 0 | 0 | 0 | 0 |  | 0 | Item Attribute | 1 | Nos | 0.0 | 0.0 | 0 | 0.0 | 0 | L&T | CM90960OOOO | India |  |  | 0 | 0.0 |  | 0 | 0 |  | 0 | 0 | 0 | 0 |  |  | 0 | 0 | 0 |  | 0 | [5 empty] | 0 |  |  | 0 | [13 empty] | Nos | 1.0 | [10 empty] | Ringlus Electro Controls & Automation PVT LTD | [18 empty] | CGST - RNG | 9.0
[121 empty] | SGST - RNG | 9.0
| Triple Pole Spreader Terminal DU100D/DU100H L&T CM97785OOOO | Triple Pole Spreader Terminal DU100D/DU100H L&T CM97785OOOO | LTDUMCCB | Nos |  | Triple Pole Spreader Terminal DU100D/DU100H L&T CM97785OOOO |  | 0 | 0 | 1 | 1 | 1 | 0.0 | 0.0 | 0.0 | 0 |  |  | 0.0 | Electrical Components | Triple Pole Spreader Terminal DU100D/DU100H L&T CM97785OOOO | 0 | 31-12-2099 | Material Transfer | Moving Average |  | 0.0 |  | 0 | 0 |  | 0 | 0 | 0 | 0 |  | 0 | Item Attribute | 1 | Nos | 0.0 | 0.0 | 0 | 0.0 | 0 | L&T | CM97785OOOO | India |  |  | 0 | 0.0 |  | 0 | 0 |  | 0 | 0 | 0 | 0 |  |  | 0 | 0 | 0 |  | 0 | [5 empty] | 0 |  |  | 0 | [13 empty] | Nos | 1.0 | [10 empty] | Ringlus Electro Controls & Automation PVT LTD | [18 empty] | CGST - RNG | 9.0
[121 empty] | SGST - RNG | 9.0
| Triple Pole Spreader Terminal DU125D/125H L&T CM90687OOLO | Triple Pole Spreader Terminal DU125D/125H L&T CM90687OOLO | LTDUMCCB | Nos |  | Triple Pole Spreader Terminal DU125D/125H L&T CM90687OOLO |  | 0 | 0 | 1 | 1 | 1 | 0.0 | 0.0 | 0.0 | 0 |  |  | 0.0 | Electrical Components | Triple Pole Spreader Terminal DU125D/125H L&T CM90687OOLO | 0 | 31-12-2099 | Material Transfer | Moving Average |  | 0.0 |  | 0 | 0 |  | 0 | 0 | 0 | 0 |  | 0 | Item Attribute | 1 | Nos | 0.0 | 0.0 | 0 | 0.0 | 0 | L&T | CM90687OOLO | India |  |  | 0 | 0.0 |  | 0 | 0 |  | 0 | 0 | 0 | 0 |  |  | 0 | 0 | 0 |  | 0 | [5 empty] | 0 |  |  | 0 | [13 empty] | Nos | 1.0 | [10 empty] | Ringlus Electro Controls & Automation PVT LTD | [18 empty] | CGST - RNG | 9.0
[121 empty] | SGST - RNG | 9.0
| Triple Pole Spreader Terminal DU250C/DU250 L&T ST98053OOOO | Triple Pole Spreader Terminal DU250C/DU250 L&T ST98053OOOO | LTDUMCCB | Nos |  | Triple Pole Spreader Terminal DU250C/DU250 L&T ST98053OOOO |  | 0 | 0 | 1 | 1 | 1 | 0.0 | 0.0 | 0.0 | 0 |  |  | 0.0 | Electrical Components | Triple Pole Spreader Terminal DU250C/DU250 L&T ST98053OOOO | 0 | 31-12-2099 | Material Transfer | Moving Average |  | 0.0 |  | 0 | 0 |  | 0 | 0 | 0 | 0 |  | 0 | Item Attribute | 1 | Nos | 0.0 | 0.0 | 0 | 0.0 | 0 | L&T | ST98053OOOO | India |  |  | 0 | 0.0 |  | 0 | 0 |  | 0 | 0 | 0 | 0 |  |  | 0 | 0 | 0 |  | 0 | [5 empty] | 0 |  |  | 0 | [13 empty] | Nos | 1.0 | [10 empty] | Ringlus Electro Controls & Automation PVT LTD | [18 empty] | CGST - RNG | 9.0
[121 empty] | SGST - RNG | 9.0
| Triple Pole Spreader Terminal DU400N L&T ST98065OOOO | Triple Pole Spreader Terminal DU400N L&T ST98065OOOO | LTDUMCCB | Nos |  | Triple Pole Spreader Terminal DU400N L&T ST98065OOOO |  | 0 | 0 | 1 | 1 | 1 | 0.0 | 0.0 | 0.0 | 0 |  |  | 0.0 | Electrical Components | Triple Pole Spreader Terminal DU400N L&T ST98065OOOO | 0 | 31-12-2099 | Material Transfer | Moving Average |  | 0.0 |  | 0 | 0 |  | 0 | 0 | 0 | 0 |  | 0 | Item Attribute | 1 | Nos | 0.0 | 0.0 | 0 | 0.0 | 0 | L&T | ST98065OOOO | India |  |  | 0 | 0.0 |  | 0 | 0 |  | 0 | 0 | 0 | 0 |  |  | 0 | 0 | 0 |  | 0 | [5 empty] | 0 |  |  | 0 | [13 empty] | Nos | 1.0 | [10 empty] | Ringlus Electro Controls & Automation PVT LTD | [18 empty] | CGST - RNG | 9.0
[121 empty] | SGST - RNG | 9.0
| Four Pole Spreader Terminal DU100D/DU100H L&T CM97921OOOO | Four Pole Spreader Terminal DU100D/DU100H L&T CM97921OOOO | LTDUMCCB | Nos |  | Four Pole Spreader Terminal DU100D/DU100H L&T CM97921OOOO |  | 0 | 0 | 1 | 1 | 1 | 0.0 | 0.0 | 0.0 | 0 |  |  | 0.0 | Electrical Components | Four Pole Spreader Terminal DU100D/DU100H L&T CM97921OOOO | 0 | 31-12-2099 | Material Transfer | Moving Average |  | 0.0 |  | 0 | 0 |  | 0 | 0 | 0 | 0 |  | 0 | Item Attribute | 1 | Nos | 0.0 | 0.0 | 0 | 0.0 | 0 | L&T | CM97921OOOO | India |  |  | 0 | 0.0 |  | 0 | 0 |  | 0 | 0 | 0 | 0 |  |  | 0 | 0 | 0 |  | 0 | [5 empty] | 0 |  |  | 0 | [13 empty] | Nos | 1.0 | [10 empty] | Ringlus Electro Controls & Automation PVT LTD | [18 empty] | CGST - RNG | 9.0
[121 empty] | SGST - RNG | 9.0
| Four Pole Spreader Terminal DU125D/DU125H L&T CM90688OOLO | Four Pole Spreader Terminal DU125D/DU125H L&T CM90688OOLO | LTDUMCCB | Nos |  | Four Pole Spreader Terminal DU125D/DU125H L&T CM90688OOLO |  | 0 | 0 | 1 | 1 | 1 | 0.0 | 0.0 | 0.0 | 0 |  |  | 0.0 | Electrical Components | Four Pole Spreader Terminal DU125D/DU125H L&T CM90688OOLO | 0 | 31-12-2099 | Material Transfer | Moving Average |  | 0.0 |  | 0 | 0 |  | 0 | 0 | 0 | 0 |  | 0 | Item Attribute | 1 | Nos | 0.0 | 0.0 | 0 | 0.0 | 0 | L&T | CM90688OOLO | India |  |  | 0 | 0.0 |  | 0 | 0 |  | 0 | 0 | 0 | 0 |  |  | 0 | 0 | 0 |  | 0 | [5 empty] | 0 |  |  | 0 | [13 empty] | Nos | 1.0 | [10 empty] | Ringlus Electro Controls & Automation PVT LTD | [18 empty] | CGST - RNG | 9.0
[121 empty] | SGST - RNG | 9.0
| Four Pole Spreader Terminal DU250C/DU250 L&T CM92007OOOO | Four Pole Spreader Terminal DU250C/DU250 L&T CM92007OOOO | LTDUMCCB | Nos |  | Four Pole Spreader Terminal DU250C/DU250 L&T CM92007OOOO |  | 0 | 0 | 1 | 1 | 1 | 0.0 | 0.0 | 0.0 | 0 |  |  | 0.0 | Electrical Components | Four Pole Spreader Terminal DU250C/DU250 L&T CM92007OOOO | 0 | 31-12-2099 | Material Transfer | Moving Average |  | 0.0 |  | 0 | 0 |  | 0 | 0 | 0 | 0 |  | 0 | Item Attribute | 1 | Nos | 0.0 | 0.0 | 0 | 0.0 | 0 | L&T | CM92007OOOO | India |  |  | 0 | 0.0 |  | 0 | 0 |  | 0 | 0 | 0 | 0 |  |  | 0 | 0 | 0 |  | 0 | [5 empty] | 0 |  |  | 0 | [13 empty] | Nos | 1.0 | [10 empty] | Ringlus Electro Controls & Automation PVT LTD | [18 empty] | CGST - RNG | 9.0
[121 empty] | SGST - RNG | 9.0
| Shunt Release Type DU100H And DU250 MCCB L&T CM97883OOMO | Shunt Release Type DU100H And DU250 MCCB L&T CM97883OOMO | LTDUMCCB | Nos |  | Shunt Release Type DU100H And DU250 MCCB L&T CM97883OOMO |  | 0 | 0 | 1 | 1 | 1 | 0.0 | 0.0 | 0.0 | 0 |  |  | 0.0 | Electrical Components | Shunt Release Type DU100H And DU250 MCCB L&T CM97883OOMO | 0 | 31-12-2099 | Material Transfer | Moving Average |  | 0.0 |  | 0 | 0 |  | 0 | 0 | 0 | 0 |  | 0 | Item Attribute | 1 | Nos | 0.0 | 0.0 | 0 | 0.0 | 0 | L&T | CM97883OOMO | India |  |  | 0 | 0.0 |  | 0 | 0 |  | 0 | 0 | 0 | 0 |  |  | 0 | 0 | 0 |  | 0 | [5 empty] | 0 |  |  | 0 | [13 empty] | Nos | 1.0 | [10 empty] | Ringlus Electro Controls & Automation PVT LTD | [18 empty] | CGST - RNG | 9.0
[121 empty] | SGST - RNG | 9.0
| AuxiliaryContact 1NO For DU MCCB L&T CM97886OOOO | AuxiliaryContact 1NO For DU MCCB L&T CM97886OOOO | LTDUMCCB | Nos |  | AuxiliaryContact 1NO For DU MCCB L&T CM97886OOOO |  | 0 | 0 | 1 | 1 | 1 | 0.0 | 0.0 | 0.0 | 0 |  |  | 0.0 | Electrical Components | AuxiliaryContact 1NO For DU MCCB L&T CM97886OOOO | 0 | 31-12-2099 | Material Transfer | Moving Average |  | 0.0 |  | 0 | 0 |  | 0 | 0 | 0 | 0 |  | 0 | Item Attribute | 1 | Nos | 0.0 | 0.0 | 0 | 0.0 | 0 | L&T | CM97886OOOO | India |  |  | 0 | 0.0 |  | 0 | 0 |  | 0 | 0 | 0 | 0 |  |  | 0 | 0 | 0 |  | 0 | [5 empty] | 0 |  |  | 0 | [13 empty] | Nos | 1.0 | [10 empty] | Ringlus Electro Controls & Automation PVT LTD | [18 empty] | CGST - RNG | 9.0
[121 empty] | SGST - RNG | 9.0
| 20A 25kA Triple Pole DN0 TMR MCCB L&T CM91612OODOOG | 20A 25kA Triple Pole DN0 TMR MCCB L&T CM91612OODOOG | LTDN0MCCB | Nos |  | 20A 25kA Triple Pole DN0 TMR MCCB L&T CM91612OODOOG |  | 0 | 0 | 1 | 1 | 1 | 0.0 | 0.0 | 0.0 | 0 |  |  | 0.0 | Electrical Components | 20A 25kA Triple Pole DN0 TMR MCCB L&T CM91612OODOOG | 0 | 31-12-2099 | Material Transfer | Moving Average |  | 0.0 |  | 0 | 0 |  | 0 | 0 | 0 | 0 |  | 0 | Item Attribute | 1 | Nos | 0.0 | 0.0 | 0 | 0.0 | 0 | L&T | CM91612OODOOG | India |  |  | 0 | 0.0 |  | 0 | 0 |  | 0 | 0 | 0 | 0 |  |  | 0 | 0 | 0 |  | 0 | [5 empty] | 0 |  |  | 0 | [13 empty] | Nos | 1.0 | [10 empty] | Ringlus Electro Controls & Automation PVT LTD | [18 empty] | CGST - RNG | 9.0
[121 empty] | SGST - RNG | 9.0
| 25A 25kA Triple Pole DN0 TMR MCCB L&T CM91612OODOOG | 25A 25kA Triple Pole DN0 TMR MCCB L&T CM91612OODOOG | LTDN0MCCB | Nos |  | 25A 25kA Triple Pole DN0 TMR MCCB L&T CM91612OODOOG |  | 0 | 0 | 1 | 1 | 1 | 0.0 | 0.0 | 0.0 | 0 |  |  | 0.0 | Electrical Components | 25A 25kA Triple Pole DN0 TMR MCCB L&T CM91612OODOOG | 0 | 31-12-2099 | Material Transfer | Moving Average |  | 0.0 |  | 0 | 0 |  | 0 | 0 | 0 | 0 |  | 0 | Item Attribute | 1 | Nos | 0.0 | 0.0 | 0 | 0.0 | 0 | L&T | CM91612OODOOG | India |  |  | 0 | 0.0 |  | 0 | 0 |  | 0 | 0 | 0 | 0 |  |  | 0 | 0 | 0 |  | 0 | [5 empty] | 0 |  |  | 0 | [13 empty] | Nos | 1.0 | [10 empty] | Ringlus Electro Controls & Automation PVT LTD | [18 empty] | CGST - RNG | 9.0
[121 empty] | SGST - RNG | 9.0
| 32A 25kA Triple Pole DN0 TMR MCCB L&T CM91612OOEOOG | 32A 25kA Triple Pole DN0 TMR MCCB L&T CM91612OOEOOG | LTDN0MCCB | Nos |  | 32A 25kA Triple Pole DN0 TMR MCCB L&T CM91612OOEOOG |  | 0 | 0 | 1 | 1 | 1 | 0.0 | 0.0 | 0.0 | 0 |  |  | 0.0 | Electrical Components | 32A 25kA Triple Pole DN0 TMR MCCB L&T CM91612OOEOOG | 0 | 31-12-2099 | Material Transfer | Moving Average |  | 0.0 |  | 0 | 0 |  | 0 | 0 | 0 | 0 |  | 0 | Item Attribute | 1 | Nos | 0.0 | 0.0 | 0 | 0.0 | 0 | L&T | CM91612OOEOOG | India |  |  | 0 | 0.0 |  | 0 | 0 |  | 0 | 0 | 0 | 0 |  |  | 0 | 0 | 0 |  | 0 | [5 empty] | 0 |  |  | 0 | [13 empty] | Nos | 1.0 | [10 empty] | Ringlus Electro Controls & Automation PVT LTD | [18 empty] | CGST - RNG | 9.0
[121 empty] | SGST - RNG | 9.0
| 40A 25kA Triple Pole DN0 TMR MCCB L&T CM91612OOFOOG | 40A 25kA Triple Pole DN0 TMR MCCB L&T CM91612OOFOOG | LTDN0MCCB | Nos |  | 40A 25kA Triple Pole DN0 TMR MCCB L&T CM91612OOFOOG |  | 0 | 0 | 1 | 1 | 1 | 0.0 | 0.0 | 0.0 | 0 |  |  | 0.0 | Electrical Components | 40A 25kA Triple Pole DN0 TMR MCCB L&T CM91612OOFOOG | 0 | 31-12-2099 | Material Transfer | Moving Average |  | 0.0 |  | 0 | 0 |  | 0 | 0 | 0 | 0 |  | 0 | Item Attribute | 1 | Nos | 0.0 | 0.0 | 0 | 0.0 | 0 | L&T | CM91612OOFOOG | India |  |  | 0 | 0.0 |  | 0 | 0 |  | 0 | 0 | 0 | 0 |  |  | 0 | 0 | 0 |  | 0 | [5 empty] | 0 |  |  | 0 | [13 empty] | Nos | 1.0 | [10 empty] | Ringlus Electro Controls & Automation PVT LTD | [18 empty] | CGST - RNG | 9.0
[121 empty] | SGST - RNG | 9.0
| 50A 25kA Triple Pole DN0 TMR MCCB L&T CM91612OOGOOG | 50A 25kA Triple Pole DN0 TMR MCCB L&T CM91612OOGOOG | LTDN0MCCB | Nos |  | 50A 25kA Triple Pole DN0 TMR MCCB L&T CM91612OOGOOG |  | 0 | 0 | 1 | 1 | 1 | 0.0 | 0.0 | 0.0 | 0 |  |  | 0.0 | Electrical Components | 50A 25kA Triple Pole DN0 TMR MCCB L&T CM91612OOGOOG | 0 | 31-12-2099 | Material Transfer | Moving Average |  | 0.0 |  | 0 | 0 |  | 0 | 0 | 0 | 0 |  | 0 | Item Attribute | 1 | Nos | 0.0 | 0.0 | 0 | 0.0 | 0 | L&T | CM91612OOGOOG | India |  |  | 0 | 0.0 |  | 0 | 0 |  | 0 | 0 | 0 | 0 |  |  | 0 | 0 | 0 |  | 0 | [5 empty] | 0 |  |  | 0 | [13 empty] | Nos | 1.0 | [10 empty] | Ringlus Electro Controls & Automation PVT LTD | [18 empty] | CGST - RNG | 9.0
[121 empty] | SGST - RNG | 9.0
| 63A 25kA Triple Pole DN0 TMR MCCB L&T CM91612OOHOOG | 63A 25kA Triple Pole DN0 TMR MCCB L&T CM91612OOHOOG | LTDN0MCCB | Nos |  | 63A 25kA Triple Pole DN0 TMR MCCB L&T CM91612OOHOOG |  | 0 | 0 | 1 | 1 | 1 | 0.0 | 0.0 | 0.0 | 0 |  |  | 0.0 | Electrical Components | 63A 25kA Triple Pole DN0 TMR MCCB L&T CM91612OOHOOG | 0 | 31-12-2099 | Material Transfer | Moving Average |  | 0.0 |  | 0 | 0 |  | 0 | 0 | 0 | 0 |  | 0 | Item Attribute | 1 | Nos | 0.0 | 0.0 | 0 | 0.0 | 0 | L&T | CM91612OOHOOG | India |  |  | 0 | 0.0 |  | 0 | 0 |  | 0 | 0 | 0 | 0 |  |  | 0 | 0 | 0 |  | 0 | [5 empty] | 0 |  |  | 0 | [13 empty] | Nos | 1.0 | [10 empty] | Ringlus Electro Controls & Automation PVT LTD | [18 empty] | CGST - RNG | 9.0
[121 empty] | SGST - RNG | 9.0
| 80A 25kA Triple Pole DN0 TMR MCCB L&T CM91612OOJOOG | 80A 25kA Triple Pole DN0 TMR MCCB L&T CM91612OOJOOG | LTDN0MCCB | Nos |  | 80A 25kA Triple Pole DN0 TMR MCCB L&T CM91612OOJOOG |  | 0 | 0 | 1 | 1 | 1 | 0.0 | 0.0 | 0.0 | 0 |  |  | 0.0 | Electrical Components | 80A 25kA Triple Pole DN0 TMR MCCB L&T CM91612OOJOOG | 0 | 31-12-2099 | Material Transfer | Moving Average |  | 0.0 |  | 0 | 0 |  | 0 | 0 | 0 | 0 |  | 0 | Item Attribute | 1 | Nos | 0.0 | 0.0 | 0 | 0.0 | 0 | L&T | CM91612OOJOOG | India |  |  | 0 | 0.0 |  | 0 | 0 |  | 0 | 0 | 0 | 0 |  |  | 0 | 0 | 0 |  | 0 | [5 empty] | 0 |  |  | 0 | [13 empty] | Nos | 1.0 | [10 empty] | Ringlus Electro Controls & Automation PVT LTD | [18 empty] | CGST - RNG | 9.0
[121 empty] | SGST - RNG | 9.0
| 100A 25kA Triple Pole DN0 TMR MCCB L&T CM91612OOKOOG | 100A 25kA Triple Pole DN0 TMR MCCB L&T CM91612OOKOOG | LTDN0MCCB | Nos |  | 100A 25kA Triple Pole DN0 TMR MCCB L&T CM91612OOKOOG |  | 0 | 0 | 1 | 1 | 1 | 0.0 | 0.0 | 0.0 | 0 |  |  | 0.0 | Electrical Components | 100A 25kA Triple Pole DN0 TMR MCCB L&T CM91612OOKOOG | 0 | 31-12-2099 | Material Transfer | Moving Average |  | 0.0 |  | 0 | 0 |  | 0 | 0 | 0 | 0 |  | 0 | Item Attribute | 1 | Nos | 0.0 | 0.0 | 0 | 0.0 | 0 | L&T | CM91612OOKOOG | India |  |  | 0 | 0.0 |  | 0 | 0 |  | 0 | 0 | 0 | 0 |  |  | 0 | 0 | 0 |  | 0 | [5 empty] | 0 |  |  | 0 | [13 empty] | Nos | 1.0 | [10 empty] | Ringlus Electro Controls & Automation PVT LTD | [18 empty] | CGST - RNG | 9.0
[121 empty] | SGST - RNG | 9.0
| 125A 25kA Triple Pole DN1 TMR MCCB L&T CM90638OOLO | 125A 25kA Triple Pole DN1 TMR MCCB L&T CM90638OOLO | LTDN1MCCB | Nos |  | 125A 25kA Triple Pole DN1 TMR MCCB L&T CM90638OOLO |  | 0 | 0 | 1 | 1 | 1 | 0.0 | 0.0 | 0.0 | 0 |  |  | 0.0 | Electrical Components | 125A 25kA Triple Pole DN1 TMR MCCB L&T CM90638OOLO | 0 | 31-12-2099 | Material Transfer | Moving Average |  | 0.0 |  | 0 | 0 |  | 0 | 0 | 0 | 0 |  | 0 | Item Attribute | 1 | Nos | 0.0 | 0.0 | 0 | 0.0 | 0 | L&T | CM90638OOLO | India |  |  | 0 | 0.0 |  | 0 | 0 |  | 0 | 0 | 0 | 0 |  |  | 0 | 0 | 0 |  | 0 | [5 empty] | 0 |  |  | 0 | [13 empty] | Nos | 1.0 | [10 empty] | Ringlus Electro Controls & Automation PVT LTD | [18 empty] | CGST - RNG | 9.0
[121 empty] | SGST - RNG | 9.0
| 160A 25kA Triple Pole DN1 TMR MCCB L&T CM90638OOMO | 160A 25kA Triple Pole DN1 TMR MCCB L&T CM90638OOMO | LTDN1MCCB | Nos |  | 160A 25kA Triple Pole DN1 TMR MCCB L&T CM90638OOMO |  | 0 | 0 | 1 | 1 | 1 | 0.0 | 0.0 | 0.0 | 0 |  |  | 0.0 | Electrical Components | 160A 25kA Triple Pole DN1 TMR MCCB L&T CM90638OOMO | 0 | 31-12-2099 | Material Transfer | Moving Average |  | 0.0 |  | 0 | 0 |  | 0 | 0 | 0 | 0 |  | 0 | Item Attribute | 1 | Nos | 0.0 | 0.0 | 0 | 0.0 | 0 | L&T | CM90638OOMO | India |  |  | 0 | 0.0 |  | 0 | 0 |  | 0 | 0 | 0 | 0 |  |  | 0 | 0 | 0 |  | 0 | [5 empty] | 0 |  |  | 0 | [13 empty] | Nos | 1.0 | [10 empty] | Ringlus Electro Controls & Automation PVT LTD | [18 empty] | CGST - RNG | 9.0
[121 empty] | SGST - RNG | 9.0
| 200A 25kA Triple Pole DN1 TMR MCCB L&T CM90638OONO | 200A 25kA Triple Pole DN1 TMR MCCB L&T CM90638OONO | LTDN1MCCB | Nos |  | 200A 25kA Triple Pole DN1 TMR MCCB L&T CM90638OONO |  | 0 | 0 | 1 | 1 | 1 | 0.0 | 0.0 | 0.0 | 0 |  |  | 0.0 | Electrical Components | 200A 25kA Triple Pole DN1 TMR MCCB L&T CM90638OONO | 0 | 31-12-2099 | Material Transfer | Moving Average |  | 0.0 |  | 0 | 0 |  | 0 | 0 | 0 | 0 |  | 0 | Item Attribute | 1 | Nos | 0.0 | 0.0 | 0 | 0.0 | 0 | L&T | CM90638OONO | India |  |  | 0 | 0.0 |  | 0 | 0 |  | 0 | 0 | 0 | 0 |  |  | 0 | 0 | 0 |  | 0 | [5 empty] | 0 |  |  | 0 | [13 empty] | Nos | 1.0 | [10 empty] | Ringlus Electro Controls & Automation PVT LTD | [18 empty] | CGST - RNG | 9.0
[121 empty] | SGST - RNG | 9.0
| 250A 25kA Triple Pole DN1 TMR MCCB L&T CM90638OOPO | 250A 25kA Triple Pole DN1 TMR MCCB L&T CM90638OOPO | LTDN1MCCB | Nos |  | 250A 25kA Triple Pole DN1 TMR MCCB L&T CM90638OOPO |  | 0 | 0 | 1 | 1 | 1 | 0.0 | 0.0 | 0.0 | 0 |  |  | 0.0 | Electrical Components | 250A 25kA Triple Pole DN1 TMR MCCB L&T CM90638OOPO | 0 | 31-12-2099 | Material Transfer | Moving Average |  | 0.0 |  | 0 | 0 |  | 0 | 0 | 0 | 0 |  | 0 | Item Attribute | 1 | Nos | 0.0 | 0.0 | 0 | 0.0 | 0 | L&T | CM90638OOPO | India |  |  | 0 | 0.0 |  | 0 | 0 |  | 0 | 0 | 0 | 0 |  |  | 0 | 0 | 0 |  | 0 | [5 empty] | 0 |  |  | 0 | [13 empty] | Nos | 1.0 | [10 empty] | Ringlus Electro Controls & Automation PVT LTD | [18 empty] | CGST - RNG | 9.0
[121 empty] | SGST - RNG | 9.0
| 20A 25kA Four Pole DN0 TMR MCCB L&T CM91712OOCOOG | 20A 25kA Four Pole DN0 TMR MCCB L&T CM91712OOCOOG | LTDN0MCCB | Nos |  | 20A 25kA Four Pole DN0 TMR MCCB L&T CM91712OOCOOG |  | 0 | 0 | 1 | 1 | 1 | 0.0 | 0.0 | 0.0 | 0 |  |  | 0.0 | Electrical Components | 20A 25kA Four Pole DN0 TMR MCCB L&T CM91712OOCOOG | 0 | 31-12-2099 | Material Transfer | Moving Average |  | 0.0 |  | 0 | 0 |  | 0 | 0 | 0 | 0 |  | 0 | Item Attribute | 1 | Nos | 0.0 | 0.0 | 0 | 0.0 | 0 | L&T | CM91712OOCOOG | India |  |  | 0 | 0.0 |  | 0 | 0 |  | 0 | 0 | 0 | 0 |  |  | 0 | 0 | 0 |  | 0 | [5 empty] | 0 |  |  | 0 | [13 empty] | Nos | 1.0 | [10 empty] | Ringlus Electro Controls & Automation PVT LTD | [18 empty] | CGST - RNG | 9.0
[121 empty] | SGST - RNG | 9.0
| 25A 25kA Four Pole DN0 TMR MCCB L&T CM91712OODOOG | 25A 25kA Four Pole DN0 TMR MCCB L&T CM91712OODOOG | LTDN0MCCB | Nos |  | 25A 25kA Four Pole DN0 TMR MCCB L&T CM91712OODOOG |  | 0 | 0 | 1 | 1 | 1 | 0.0 | 0.0 | 0.0 | 0 |  |  | 0.0 | Electrical Components | 25A 25kA Four Pole DN0 TMR MCCB L&T CM91712OODOOG | 0 | 31-12-2099 | Material Transfer | Moving Average |  | 0.0 |  | 0 | 0 |  | 0 | 0 | 0 | 0 |  | 0 | Item Attribute | 1 | Nos | 0.0 | 0.0 | 0 | 0.0 | 0 | L&T | CM91712OODOOG | India |  |  | 0 | 0.0 |  | 0 | 0 |  | 0 | 0 | 0 | 0 |  |  | 0 | 0 | 0 |  | 0 | [5 empty] | 0 |  |  | 0 | [13 empty] | Nos | 1.0 | [10 empty] | Ringlus Electro Controls & Automation PVT LTD | [18 empty] | CGST - RNG | 9.0
[121 empty] | SGST - RNG | 9.0
| 32A 25kA Four Pole DN0 TMR MCCB L&T CM91712OOEOOG | 32A 25kA Four Pole DN0 TMR MCCB L&T CM91712OOEOOG | LTDN0MCCB | Nos |  | 32A 25kA Four Pole DN0 TMR MCCB L&T CM91712OOEOOG |  | 0 | 0 | 1 | 1 | 1 | 0.0 | 0.0 | 0.0 | 0 |  |  | 0.0 | Electrical Components | 32A 25kA Four Pole DN0 TMR MCCB L&T CM91712OOEOOG | 0 | 31-12-2099 | Material Transfer | Moving Average |  | 0.0 |  | 0 | 0 |  | 0 | 0 | 0 | 0 |  | 0 | Item Attribute | 1 | Nos | 0.0 | 0.0 | 0 | 0.0 | 0 | L&T | CM91712OOEOOG | India |  |  | 0 | 0.0 |  | 0 | 0 |  | 0 | 0 | 0 | 0 |  |  | 0 | 0 | 0 |  | 0 | [5 empty] | 0 |  |  | 0 | [13 empty] | Nos | 1.0 | [10 empty] | Ringlus Electro Controls & Automation PVT LTD | [18 empty] | CGST - RNG | 9.0
[121 empty] | SGST - RNG | 9.0
| 40A 25kA Four Pole DN0 TMR MCCB L&T CM91712OOFOOG | 40A 25kA Four Pole DN0 TMR MCCB L&T CM91712OOFOOG | LTDN0MCCB | Nos |  | 40A 25kA Four Pole DN0 TMR MCCB L&T CM91712OOFOOG |  | 0 | 0 | 1 | 1 | 1 | 0.0 | 0.0 | 0.0 | 0 |  |  | 0.0 | Electrical Components | 40A 25kA Four Pole DN0 TMR MCCB L&T CM91712OOFOOG | 0 | 31-12-2099 | Material Transfer | Moving Average |  | 0.0 |  | 0 | 0 |  | 0 | 0 | 0 | 0 |  | 0 | Item Attribute | 1 | Nos | 0.0 | 0.0 | 0 | 0.0 | 0 | L&T | CM91712OOFOOG | India |  |  | 0 | 0.0 |  | 0 | 0 |  | 0 | 0 | 0 | 0 |  |  | 0 | 0 | 0 |  | 0 | [5 empty] | 0 |  |  | 0 | [13 empty] | Nos | 1.0 | [10 empty] | Ringlus Electro Controls & Automation PVT LTD | [18 empty] | CGST - RNG | 9.0
[121 empty] | SGST - RNG | 9.0
| 50A 25kA Four Pole DN0 TMR MCCB L&T CM91712OOGOOG | 50A 25kA Four Pole DN0 TMR MCCB L&T CM91712OOGOOG | LTDN0MCCB | Nos |  | 50A 25kA Four Pole DN0 TMR MCCB L&T CM91712OOGOOG |  | 0 | 0 | 1 | 1 | 1 | 0.0 | 0.0 | 0.0 | 0 |  |  | 0.0 | Electrical Components | 50A 25kA Four Pole DN0 TMR MCCB L&T CM91712OOGOOG | 0 | 31-12-2099 | Material Transfer | Moving Average |  | 0.0 |  | 0 | 0 |  | 0 | 0 | 0 | 0 |  | 0 | Item Attribute | 1 | Nos | 0.0 | 0.0 | 0 | 0.0 | 0 | L&T | CM91712OOGOOG | India |  |  | 0 | 0.0 |  | 0 | 0 |  | 0 | 0 | 0 | 0 |  |  | 0 | 0 | 0 |  | 0 | [5 empty] | 0 |  |  | 0 | [13 empty] | Nos | 1.0 | [10 empty] | Ringlus Electro Controls & Automation PVT LTD | [18 empty] | CGST - RNG | 9.0
[121 empty] | SGST - RNG | 9.0
| 63A 25kA Four Pole DN0 TMR MCCB L&T CM91712OOHOOG | 63A 25kA Four Pole DN0 TMR MCCB L&T CM91712OOHOOG | LTDN0MCCB | Nos |  | 63A 25kA Four Pole DN0 TMR MCCB L&T CM91712OOHOOG |  | 0 | 0 | 1 | 1 | 1 | 0.0 | 0.0 | 0.0 | 0 |  |  | 0.0 | Electrical Components | 63A 25kA Four Pole DN0 TMR MCCB L&T CM91712OOHOOG | 0 | 31-12-2099 | Material Transfer | Moving Average |  | 0.0 |  | 0 | 0 |  | 0 | 0 | 0 | 0 |  | 0 | Item Attribute | 1 | Nos | 0.0 | 0.0 | 0 | 0.0 | 0 | L&T | CM91712OOHOOG | India |  |  | 0 | 0.0 |  | 0 | 0 |  | 0 | 0 | 0 | 0 |  |  | 0 | 0 | 0 |  | 0 | [5 empty] | 0 |  |  | 0 | [13 empty] | Nos | 1.0 | [10 empty] | Ringlus Electro Controls & Automation PVT LTD | [18 empty] | CGST - RNG | 9.0
[121 empty] | SGST - RNG | 9.0
| 80A 25kA Four Pole DN0 TMR MCCB L&T CM91712OOJOOG | 80A 25kA Four Pole DN0 TMR MCCB L&T CM91712OOJOOG | LTDN0MCCB | Nos |  | 80A 25kA Four Pole DN0 TMR MCCB L&T CM91712OOJOOG |  | 0 | 0 | 1 | 1 | 1 | 0.0 | 0.0 | 0.0 | 0 |  |  | 0.0 | Electrical Components | 80A 25kA Four Pole DN0 TMR MCCB L&T CM91712OOJOOG | 0 | 31-12-2099 | Material Transfer | Moving Average |  | 0.0 |  | 0 | 0 |  | 0 | 0 | 0 | 0 |  | 0 | Item Attribute | 1 | Nos | 0.0 | 0.0 | 0 | 0.0 | 0 | L&T | CM91712OOJOOG | India |  |  | 0 | 0.0 |  | 0 | 0 |  | 0 | 0 | 0 | 0 |  |  | 0 | 0 | 0 |  | 0 | [5 empty] | 0 |  |  | 0 | [13 empty] | Nos | 1.0 | [10 empty] | Ringlus Electro Controls & Automation PVT LTD | [18 empty] | CGST - RNG | 9.0
[121 empty] | SGST - RNG | 9.0
| 100A 25kA Four Pole DN0 TMR MCCB L&T CM91712OOKOOG | 100A 25kA Four Pole DN0 TMR MCCB L&T CM91712OOKOOG | LTDN0MCCB | Nos |  | 100A 25kA Four Pole DN0 TMR MCCB L&T CM91712OOKOOG |  | 0 | 0 | 1 | 1 | 1 | 0.0 | 0.0 | 0.0 | 0 |  |  | 0.0 | Electrical Components | 100A 25kA Four Pole DN0 TMR MCCB L&T CM91712OOKOOG | 0 | 31-12-2099 | Material Transfer | Moving Average |  | 0.0 |  | 0 | 0 |  | 0 | 0 | 0 | 0 |  | 0 | Item Attribute | 1 | Nos | 0.0 | 0.0 | 0 | 0.0 | 0 | L&T | CM91712OOKOOG | India |  |  | 0 | 0.0 |  | 0 | 0 |  | 0 | 0 | 0 | 0 |  |  | 0 | 0 | 0 |  | 0 | [5 empty] | 0 |  |  | 0 | [13 empty] | Nos | 1.0 | [10 empty] | Ringlus Electro Controls & Automation PVT LTD | [18 empty] | CGST - RNG | 9.0
[121 empty] | SGST - RNG | 9.0
| 125A 25kA Four Pole DN1 TMR MCCB L&T CM90642OOLO | 125A 25kA Four Pole DN1 TMR MCCB L&T CM90642OOLO | LTDN1MCCB | Nos |  | 125A 25kA Four Pole DN1 TMR MCCB L&T CM90642OOLO |  | 0 | 0 | 1 | 1 | 1 | 0.0 | 0.0 | 0.0 | 0 |  |  | 0.0 | Electrical Components | 125A 25kA Four Pole DN1 TMR MCCB L&T CM90642OOLO | 0 | 31-12-2099 | Material Transfer | Moving Average |  | 0.0 |  | 0 | 0 |  | 0 | 0 | 0 | 0 |  | 0 | Item Attribute | 1 | Nos | 0.0 | 0.0 | 0 | 0.0 | 0 | L&T | CM90642OOLO | India |  |  | 0 | 0.0 |  | 0 | 0 |  | 0 | 0 | 0 | 0 |  |  | 0 | 0 | 0 |  | 0 | [5 empty] | 0 |  |  | 0 | [13 empty] | Nos | 1.0 | [10 empty] | Ringlus Electro Controls & Automation PVT LTD | [18 empty] | CGST - RNG | 9.0
[121 empty] | SGST - RNG | 9.0
| 160A 25kA Four Pole DN1 TMR MCCB L&T CM90642OOMO | 160A 25kA Four Pole DN1 TMR MCCB L&T CM90642OOMO | LTDN1MCCB | Nos |  | 160A 25kA Four Pole DN1 TMR MCCB L&T CM90642OOMO |  | 0 | 0 | 1 | 1 | 1 | 0.0 | 0.0 | 0.0 | 0 |  |  | 0.0 | Electrical Components | 160A 25kA Four Pole DN1 TMR MCCB L&T CM90642OOMO | 0 | 31-12-2099 | Material Transfer | Moving Average |  | 0.0 |  | 0 | 0 |  | 0 | 0 | 0 | 0 |  | 0 | Item Attribute | 1 | Nos | 0.0 | 0.0 | 0 | 0.0 | 0 | L&T | CM90642OOMO | India |  |  | 0 | 0.0 |  | 0 | 0 |  | 0 | 0 | 0 | 0 |  |  | 0 | 0 | 0 |  | 0 | [5 empty] | 0 |  |  | 0 | [13 empty] | Nos | 1.0 | [10 empty] | Ringlus Electro Controls & Automation PVT LTD | [18 empty] | CGST - RNG | 9.0
[121 empty] | SGST - RNG | 9.0
| 200A 25kA Four Pole DN1 TMR MCCB L&T CM90642OONO | 200A 25kA Four Pole DN1 TMR MCCB L&T CM90642OONO | LTDN1MCCB | Nos |  | 200A 25kA Four Pole DN1 TMR MCCB L&T CM90642OONO |  | 0 | 0 | 1 | 1 | 1 | 0.0 | 0.0 | 0.0 | 0 |  |  | 0.0 | Electrical Components | 200A 25kA Four Pole DN1 TMR MCCB L&T CM90642OONO | 0 | 31-12-2099 | Material Transfer | Moving Average |  | 0.0 |  | 0 | 0 |  | 0 | 0 | 0 | 0 |  | 0 | Item Attribute | 1 | Nos | 0.0 | 0.0 | 0 | 0.0 | 0 | L&T | CM90642OONO | India |  |  | 0 | 0.0 |  | 0 | 0 |  | 0 | 0 | 0 | 0 |  |  | 0 | 0 | 0 |  | 0 | [5 empty] | 0 |  |  | 0 | [13 empty] | Nos | 1.0 | [10 empty] | Ringlus Electro Controls & Automation PVT LTD | [18 empty] | CGST - RNG | 9.0
[121 empty] | SGST - RNG | 9.0
| 250A 25kA Four Pole DN1 TMR MCCB L&T CM90642OOPO | 250A 25kA Four Pole DN1 TMR MCCB L&T CM90642OOPO | LTDN1MCCB | Nos |  | 250A 25kA Four Pole DN1 TMR MCCB L&T CM90642OOPO |  | 0 | 0 | 1 | 1 | 1 | 0.0 | 0.0 | 0.0 | 0 |  |  | 0.0 | Electrical Components | 250A 25kA Four Pole DN1 TMR MCCB L&T CM90642OOPO | 0 | 31-12-2099 | Material Transfer | Moving Average |  | 0.0 |  | 0 | 0 |  | 0 | 0 | 0 | 0 |  | 0 | Item Attribute | 1 | Nos | 0.0 | 0.0 | 0 | 0.0 | 0 | L&T | CM90642OOPO | India |  |  | 0 | 0.0 |  | 0 | 0 |  | 0 | 0 | 0 | 0 |  |  | 0 | 0 | 0 |  | 0 | [5 empty] | 0 |  |  | 0 | [13 empty] | Nos | 1.0 | [10 empty] | Ringlus Electro Controls & Automation PVT LTD | [18 empty] | CGST - RNG | 9.0
[121 empty] | SGST - RNG | 9.0
| 20A 36kA Triple Pole DN0 TMR MCCB L&T CM97893OOC2OG | 20A 36kA Triple Pole DN0 TMR MCCB L&T CM97893OOC2OG | LTDN0MCCB | Nos |  | 20A 36kA Triple Pole DN0 TMR MCCB L&T CM97893OOC2OG |  | 0 | 0 | 1 | 1 | 1 | 0.0 | 0.0 | 0.0 | 0 |  |  | 0.0 | Electrical Components | 20A 36kA Triple Pole DN0 TMR MCCB L&T CM97893OOC2OG | 0 | 31-12-2099 | Material Transfer | Moving Average |  | 0.0 |  | 0 | 0 |  | 0 | 0 | 0 | 0 |  | 0 | Item Attribute | 1 | Nos | 0.0 | 0.0 | 0 | 0.0 | 0 | L&T | CM97893OOC2OG | India |  |  | 0 | 0.0 |  | 0 | 0 |  | 0 | 0 | 0 | 0 |  |  | 0 | 0 | 0 |  | 0 | [5 empty] | 0 |  |  | 0 | [13 empty] | Nos | 1.0 | [10 empty] | Ringlus Electro Controls & Automation PVT LTD | [18 empty] | CGST - RNG | 9.0
[121 empty] | SGST - RNG | 9.0
| 25A 36kA Triple Pole DN0 TMR MCCB L&T CM97893OOD2OG | 25A 36kA Triple Pole DN0 TMR MCCB L&T CM97893OOD2OG | LTDN0MCCB | Nos |  | 25A 36kA Triple Pole DN0 TMR MCCB L&T CM97893OOD2OG |  | 0 | 0 | 1 | 1 | 1 | 0.0 | 0.0 | 0.0 | 0 |  |  | 0.0 | Electrical Components | 25A 36kA Triple Pole DN0 TMR MCCB L&T CM97893OOD2OG | 0 | 31-12-2099 | Material Transfer | Moving Average |  | 0.0 |  | 0 | 0 |  | 0 | 0 | 0 | 0 |  | 0 | Item Attribute | 1 | Nos | 0.0 | 0.0 | 0 | 0.0 | 0 | L&T | CM97893OOD2OG | India |  |  | 0 | 0.0 |  | 0 | 0 |  | 0 | 0 | 0 | 0 |  |  | 0 | 0 | 0 |  | 0 | [5 empty] | 0 |  |  | 0 | [13 empty] | Nos | 1.0 | [10 empty] | Ringlus Electro Controls & Automation PVT LTD | [18 empty] | CGST - RNG | 9.0
[121 empty] | SGST - RNG | 9.0
| 32A 36kA Triple Pole DN0 TMR MCCB L&T CM97893OOE2OG | 32A 36kA Triple Pole DN0 TMR MCCB L&T CM97893OOE2OG | LTDN0MCCB | Nos |  | 32A 36kA Triple Pole DN0 TMR MCCB L&T CM97893OOE2OG |  | 0 | 0 | 1 | 1 | 1 | 0.0 | 0.0 | 0.0 | 0 |  |  | 0.0 | Electrical Components | 32A 36kA Triple Pole DN0 TMR MCCB L&T CM97893OOE2OG | 0 | 31-12-2099 | Material Transfer | Moving Average |  | 0.0 |  | 0 | 0 |  | 0 | 0 | 0 | 0 |  | 0 | Item Attribute | 1 | Nos | 0.0 | 0.0 | 0 | 0.0 | 0 | L&T | CM97893OOE2OG | India |  |  | 0 | 0.0 |  | 0 | 0 |  | 0 | 0 | 0 | 0 |  |  | 0 | 0 | 0 |  | 0 | [5 empty] | 0 |  |  | 0 | [13 empty] | Nos | 1.0 | [10 empty] | Ringlus Electro Controls & Automation PVT LTD | [18 empty] | CGST - RNG | 9.0
[121 empty] | SGST - RNG | 9.0
| 40A 36kA Triple Pole DN0 TMR MCCB L&T CM97893OOF2OG | 40A 36kA Triple Pole DN0 TMR MCCB L&T CM97893OOF2OG | LTDN0MCCB | Nos |  | 40A 36kA Triple Pole DN0 TMR MCCB L&T CM97893OOF2OG |  | 0 | 0 | 1 | 1 | 1 | 0.0 | 0.0 | 0.0 | 0 |  |  | 0.0 | Electrical Components | 40A 36kA Triple Pole DN0 TMR MCCB L&T CM97893OOF2OG | 0 | 31-12-2099 | Material Transfer | Moving Average |  | 0.0 |  | 0 | 0 |  | 0 | 0 | 0 | 0 |  | 0 | Item Attribute | 1 | Nos | 0.0 | 0.0 | 0 | 0.0 | 0 | L&T | CM97893OOF2OG | India |  |  | 0 | 0.0 |  | 0 | 0 |  | 0 | 0 | 0 | 0 |  |  | 0 | 0 | 0 |  | 0 | [5 empty] | 0 |  |  | 0 | [13 empty] | Nos | 1.0 | [10 empty] | Ringlus Electro Controls & Automation PVT LTD | [18 empty] | CGST - RNG | 9.0
[121 empty] | SGST - RNG | 9.0
| 50A 36kA Triple Pole DN0 TMR MCCB L&T CM97893OOG2OG | 50A 36kA Triple Pole DN0 TMR MCCB L&T CM97893OOG2OG | LTDN0MCCB | Nos |  | 50A 36kA Triple Pole DN0 TMR MCCB L&T CM97893OOG2OG |  | 0 | 0 | 1 | 1 | 1 | 0.0 | 0.0 | 0.0 | 0 |  |  | 0.0 | Electrical Components | 50A 36kA Triple Pole DN0 TMR MCCB L&T CM97893OOG2OG | 0 | 31-12-2099 | Material Transfer | Moving Average |  | 0.0 |  | 0 | 0 |  | 0 | 0 | 0 | 0 |  | 0 | Item Attribute | 1 | Nos | 0.0 | 0.0 | 0 | 0.0 | 0 | L&T | CM97893OOG2OG | India |  |  | 0 | 0.0 |  | 0 | 0 |  | 0 | 0 | 0 | 0 |  |  | 0 | 0 | 0 |  | 0 | [5 empty] | 0 |  |  | 0 | [13 empty] | Nos | 1.0 | [10 empty] | Ringlus Electro Controls & Automation PVT LTD | [18 empty] | CGST - RNG | 9.0
[121 empty] | SGST - RNG | 9.0
| 63A 36kA Triple Pole DN0 TMR MCCB L&T CM97893OOH2OG | 63A 36kA Triple Pole DN0 TMR MCCB L&T CM97893OOH2OG | LTDN0MCCB | Nos |  | 63A 36kA Triple Pole DN0 TMR MCCB L&T CM97893OOH2OG |  | 0 | 0 | 1 | 1 | 1 | 0.0 | 0.0 | 0.0 | 0 |  |  | 0.0 | Electrical Components | 63A 36kA Triple Pole DN0 TMR MCCB L&T CM97893OOH2OG | 0 | 31-12-2099 | Material Transfer | Moving Average |  | 0.0 |  | 0 | 0 |  | 0 | 0 | 0 | 0 |  | 0 | Item Attribute | 1 | Nos | 0.0 | 0.0 | 0 | 0.0 | 0 | L&T | CM97893OOH2OG | India |  |  | 0 | 0.0 |  | 0 | 0 |  | 0 | 0 | 0 | 0 |  |  | 0 | 0 | 0 |  | 0 | [5 empty] | 0 |  |  | 0 | [13 empty] | Nos | 1.0 | [10 empty] | Ringlus Electro Controls & Automation PVT LTD | [18 empty] | CGST - RNG | 9.0
[121 empty] | SGST - RNG | 9.0
| 80A 36kA Triple Pole DN0 TMR MCCB L&T CM97893OOJ2OG | 80A 36kA Triple Pole DN0 TMR MCCB L&T CM97893OOJ2OG | LTDN0MCCB | Nos |  | 80A 36kA Triple Pole DN0 TMR MCCB L&T CM97893OOJ2OG |  | 0 | 0 | 1 | 1 | 1 | 0.0 | 0.0 | 0.0 | 0 |  |  | 0.0 | Electrical Components | 80A 36kA Triple Pole DN0 TMR MCCB L&T CM97893OOJ2OG | 0 | 31-12-2099 | Material Transfer | Moving Average |  | 0.0 |  | 0 | 0 |  | 0 | 0 | 0 | 0 |  | 0 | Item Attribute | 1 | Nos | 0.0 | 0.0 | 0 | 0.0 | 0 | L&T | CM97893OOJ2OG | India |  |  | 0 | 0.0 |  | 0 | 0 |  | 0 | 0 | 0 | 0 |  |  | 0 | 0 | 0 |  | 0 | [5 empty] | 0 |  |  | 0 | [13 empty] | Nos | 1.0 | [10 empty] | Ringlus Electro Controls & Automation PVT LTD | [18 empty] | CGST - RNG | 9.0
[121 empty] | SGST - RNG | 9.0
| 100A 36kA Triple Pole DN0 TMR MCCB L&TCM97893OOK2OG | 100A 36kA Triple Pole DN0 TMR MCCB L&TCM97893OOK2OG | LTDN0MCCB | Nos |  | 100A 36kA Triple Pole DN0 TMR MCCB L&TCM97893OOK2OG |  | 0 | 0 | 1 | 1 | 1 | 0.0 | 0.0 | 0.0 | 0 |  |  | 0.0 | Electrical Components | 100A 36kA Triple Pole DN0 TMR MCCB L&TCM97893OOK2OG | 0 | 31-12-2099 | Material Transfer | Moving Average |  | 0.0 |  | 0 | 0 |  | 0 | 0 | 0 | 0 |  | 0 | Item Attribute | 1 | Nos | 0.0 | 0.0 | 0 | 0.0 | 0 | L&T | CM97893OOK2OG | India |  |  | 0 | 0.0 |  | 0 | 0 |  | 0 | 0 | 0 | 0 |  |  | 0 | 0 | 0 |  | 0 | [5 empty] | 0 |  |  | 0 | [13 empty] | Nos | 1.0 | [10 empty] | Ringlus Electro Controls & Automation PVT LTD | [18 empty] | CGST - RNG | 9.0
[121 empty] | SGST - RNG | 9.0
| 125A 36kA Triple Pole DN0 TMR MCCB L&T CM90680OOLOOG | 125A 36kA Triple Pole DN0 TMR MCCB L&T CM90680OOLOOG | LTDN0MCCB | Nos |  | 125A 36kA Triple Pole DN0 TMR MCCB L&T CM90680OOLOOG |  | 0 | 0 | 1 | 1 | 1 | 0.0 | 0.0 | 0.0 | 0 |  |  | 0.0 | Electrical Components | 125A 36kA Triple Pole DN0 TMR MCCB L&T CM90680OOLOOG | 0 | 31-12-2099 | Material Transfer | Moving Average |  | 0.0 |  | 0 | 0 |  | 0 | 0 | 0 | 0 |  | 0 | Item Attribute | 1 | Nos | 0.0 | 0.0 | 0 | 0.0 | 0 | L&T | CM90680OOLOOG | India |  |  | 0 | 0.0 |  | 0 | 0 |  | 0 | 0 | 0 | 0 |  |  | 0 | 0 | 0 |  | 0 | [5 empty] | 0 |  |  | 0 | [13 empty] | Nos | 1.0 | [10 empty] | Ringlus Electro Controls & Automation PVT LTD | [18 empty] | CGST - RNG | 9.0
[121 empty] | SGST - RNG | 9.0
| 20A 36kA Four Pole DN0 TMR MCCB L&T CM97919OOC2OG | 20A 36kA Four Pole DN0 TMR MCCB L&T CM97919OOC2OG | LTDN0MCCB | Nos |  | 20A 36kA Four Pole DN0 TMR MCCB L&T CM97919OOC2OG |  | 0 | 0 | 1 | 1 | 1 | 0.0 | 0.0 | 0.0 | 0 |  |  | 0.0 | Electrical Components | 20A 36kA Four Pole DN0 TMR MCCB L&T CM97919OOC2OG | 0 | 31-12-2099 | Material Transfer | Moving Average |  | 0.0 |  | 0 | 0 |  | 0 | 0 | 0 | 0 |  | 0 | Item Attribute | 1 | Nos | 0.0 | 0.0 | 0 | 0.0 | 0 | L&T | CM97919OOC2OG | India |  |  | 0 | 0.0 |  | 0 | 0 |  | 0 | 0 | 0 | 0 |  |  | 0 | 0 | 0 |  | 0 | [5 empty] | 0 |  |  | 0 | [13 empty] | Nos | 1.0 | [10 empty] | Ringlus Electro Controls & Automation PVT LTD | [18 empty] | CGST - RNG | 9.0
[121 empty] | SGST - RNG | 9.0
| 25A 36kA Four Pole DN0 TMR MCCB L&T CM97919OOD2OG | 25A 36kA Four Pole DN0 TMR MCCB L&T CM97919OOD2OG | LTDN0MCCB | Nos |  | 25A 36kA Four Pole DN0 TMR MCCB L&T CM97919OOD2OG |  | 0 | 0 | 1 | 1 | 1 | 0.0 | 0.0 | 0.0 | 0 |  |  | 0.0 | Electrical Components | 25A 36kA Four Pole DN0 TMR MCCB L&T CM97919OOD2OG | 0 | 31-12-2099 | Material Transfer | Moving Average |  | 0.0 |  | 0 | 0 |  | 0 | 0 | 0 | 0 |  | 0 | Item Attribute | 1 | Nos | 0.0 | 0.0 | 0 | 0.0 | 0 | L&T | CM97919OOD2OG | India |  |  | 0 | 0.0 |  | 0 | 0 |  | 0 | 0 | 0 | 0 |  |  | 0 | 0 | 0 |  | 0 | [5 empty] | 0 |  |  | 0 | [13 empty] | Nos | 1.0 | [10 empty] | Ringlus Electro Controls & Automation PVT LTD | [18 empty] | CGST - RNG | 9.0
[121 empty] | SGST - RNG | 9.0
| 32A 36kA Four Pole DN0 TMR MCCB L&T CM97919OOE2OG | 32A 36kA Four Pole DN0 TMR MCCB L&T CM97919OOE2OG | LTDN0MCCB | Nos |  | 32A 36kA Four Pole DN0 TMR MCCB L&T CM97919OOE2OG |  | 0 | 0 | 1 | 1 | 1 | 0.0 | 0.0 | 0.0 | 0 |  |  | 0.0 | Electrical Components | 32A 36kA Four Pole DN0 TMR MCCB L&T CM97919OOE2OG | 0 | 31-12-2099 | Material Transfer | Moving Average |  | 0.0 |  | 0 | 0 |  | 0 | 0 | 0 | 0 |  | 0 | Item Attribute | 1 | Nos | 0.0 | 0.0 | 0 | 0.0 | 0 | L&T | CM97919OOE2OG | India |  |  | 0 | 0.0 |  | 0 | 0 |  | 0 | 0 | 0 | 0 |  |  | 0 | 0 | 0 |  | 0 | [5 empty] | 0 |  |  | 0 | [13 empty] | Nos | 1.0 | [10 empty] | Ringlus Electro Controls & Automation PVT LTD | [18 empty] | CGST - RNG | 9.0
[121 empty] | SGST - RNG | 9.0
| 40A 36kA Four Pole DN0 TMR MCCB L&T CM97919OOF2OG | 40A 36kA Four Pole DN0 TMR MCCB L&T CM97919OOF2OG | LTDN0MCCB | Nos |  | 40A 36kA Four Pole DN0 TMR MCCB L&T CM97919OOF2OG |  | 0 | 0 | 1 | 1 | 1 | 0.0 | 0.0 | 0.0 | 0 |  |  | 0.0 | Electrical Components | 40A 36kA Four Pole DN0 TMR MCCB L&T CM97919OOF2OG | 0 | 31-12-2099 | Material Transfer | Moving Average |  | 0.0 |  | 0 | 0 |  | 0 | 0 | 0 | 0 |  | 0 | Item Attribute | 1 | Nos | 0.0 | 0.0 | 0 | 0.0 | 0 | L&T | CM97919OOF2OG | India |  |  | 0 | 0.0 |  | 0 | 0 |  | 0 | 0 | 0 | 0 |  |  | 0 | 0 | 0 |  | 0 | [5 empty] | 0 |  |  | 0 | [13 empty] | Nos | 1.0 | [10 empty] | Ringlus Electro Controls & Automation PVT LTD | [18 empty] | CGST - RNG | 9.0
[121 empty] | SGST - RNG | 9.0
| 50A 36kA Four Pole DN0 TMR MCCB L&T CM97919OOG2OG | 50A 36kA Four Pole DN0 TMR MCCB L&T CM97919OOG2OG | LTDN0MCCB | Nos |  | 50A 36kA Four Pole DN0 TMR MCCB L&T CM97919OOG2OG |  | 0 | 0 | 1 | 1 | 1 | 0.0 | 0.0 | 0.0 | 0 |  |  | 0.0 | Electrical Components | 50A 36kA Four Pole DN0 TMR MCCB L&T CM97919OOG2OG | 0 | 31-12-2099 | Material Transfer | Moving Average |  | 0.0 |  | 0 | 0 |  | 0 | 0 | 0 | 0 |  | 0 | Item Attribute | 1 | Nos | 0.0 | 0.0 | 0 | 0.0 | 0 | L&T | CM97919OOG2OG | India |  |  | 0 | 0.0 |  | 0 | 0 |  | 0 | 0 | 0 | 0 |  |  | 0 | 0 | 0 |  | 0 | [5 empty] | 0 |  |  | 0 | [13 empty] | Nos | 1.0 | [10 empty] | Ringlus Electro Controls & Automation PVT LTD | [18 empty] | CGST - RNG | 9.0
[121 empty] | SGST - RNG | 9.0
| 63A 36kA Four Pole DN0 TMR MCCB L&T CM97919OOH2OG | 63A 36kA Four Pole DN0 TMR MCCB L&T CM97919OOH2OG | LTDN0MCCB | Nos |  | 63A 36kA Four Pole DN0 TMR MCCB L&T CM97919OOH2OG |  | 0 | 0 | 1 | 1 | 1 | 0.0 | 0.0 | 0.0 | 0 |  |  | 0.0 | Electrical Components | 63A 36kA Four Pole DN0 TMR MCCB L&T CM97919OOH2OG | 0 | 31-12-2099 | Material Transfer | Moving Average |  | 0.0 |  | 0 | 0 |  | 0 | 0 | 0 | 0 |  | 0 | Item Attribute | 1 | Nos | 0.0 | 0.0 | 0 | 0.0 | 0 | L&T | CM97919OOH2OG | India |  |  | 0 | 0.0 |  | 0 | 0 |  | 0 | 0 | 0 | 0 |  |  | 0 | 0 | 0 |  | 0 | [5 empty] | 0 |  |  | 0 | [13 empty] | Nos | 1.0 | [10 empty] | Ringlus Electro Controls & Automation PVT LTD | [18 empty] | CGST - RNG | 9.0
[121 empty] | SGST - RNG | 9.0
| 80A 36kA Four Pole DN0 TMR MCCB L&T CM97919OOJ2OG | 80A 36kA Four Pole DN0 TMR MCCB L&T CM97919OOJ2OG | LTDN0MCCB | Nos |  | 80A 36kA Four Pole DN0 TMR MCCB L&T CM97919OOJ2OG |  | 0 | 0 | 1 | 1 | 1 | 0.0 | 0.0 | 0.0 | 0 |  |  | 0.0 | Electrical Components | 80A 36kA Four Pole DN0 TMR MCCB L&T CM97919OOJ2OG | 0 | 31-12-2099 | Material Transfer | Moving Average |  | 0.0 |  | 0 | 0 |  | 0 | 0 | 0 | 0 |  | 0 | Item Attribute | 1 | Nos | 0.0 | 0.0 | 0 | 0.0 | 0 | L&T | CM97919OOJ2OG | India |  |  | 0 | 0.0 |  | 0 | 0 |  | 0 | 0 | 0 | 0 |  |  | 0 | 0 | 0 |  | 0 | [5 empty] | 0 |  |  | 0 | [13 empty] | Nos | 1.0 | [10 empty] | Ringlus Electro Controls & Automation PVT LTD | [18 empty] | CGST - RNG | 9.0
[121 empty] | SGST - RNG | 9.0
| 100A 36kA Four Pole DN0 TMR MCCB L&TCM97919OOK2OG | 100A 36kA Four Pole DN0 TMR MCCB L&TCM97919OOK2OG | LTDN0MCCB | Nos |  | 100A 36kA Four Pole DN0 TMR MCCB L&TCM97919OOK2OG |  | 0 | 0 | 1 | 1 | 1 | 0.0 | 0.0 | 0.0 | 0 |  |  | 0.0 | Electrical Components | 100A 36kA Four Pole DN0 TMR MCCB L&TCM97919OOK2OG | 0 | 31-12-2099 | Material Transfer | Moving Average |  | 0.0 |  | 0 | 0 |  | 0 | 0 | 0 | 0 |  | 0 | Item Attribute | 1 | Nos | 0.0 | 0.0 | 0 | 0.0 | 0 | L&T | CM97919OOK2OG | India |  |  | 0 | 0.0 |  | 0 | 0 |  | 0 | 0 | 0 | 0 |  |  | 0 | 0 | 0 |  | 0 | [5 empty] | 0 |  |  | 0 | [13 empty] | Nos | 1.0 | [10 empty] | Ringlus Electro Controls & Automation PVT LTD | [18 empty] | CGST - RNG | 9.0
[121 empty] | SGST - RNG | 9.0
| 125A 36kA Four Pole DN0 TMR MCCB L&TCM90681OOLOOG | 125A 36kA Four Pole DN0 TMR MCCB L&TCM90681OOLOOG | LTDN0MCCB | Nos |  | 125A 36kA Four Pole DN0 TMR MCCB L&TCM90681OOLOOG |  | 0 | 0 | 1 | 1 | 1 | 0.0 | 0.0 | 0.0 | 0 |  |  | 0.0 | Electrical Components | 125A 36kA Four Pole DN0 TMR MCCB L&TCM90681OOLOOG | 0 | 31-12-2099 | Material Transfer | Moving Average |  | 0.0 |  | 0 | 0 |  | 0 | 0 | 0 | 0 |  | 0 | Item Attribute | 1 | Nos | 0.0 | 0.0 | 0 | 0.0 | 0 | L&T | CM90681OOLOOG | India |  |  | 0 | 0.0 |  | 0 | 0 |  | 0 | 0 | 0 | 0 |  |  | 0 | 0 | 0 |  | 0 | [5 empty] | 0 |  |  | 0 | [13 empty] | Nos | 1.0 | [10 empty] | Ringlus Electro Controls & Automation PVT LTD | [18 empty] | CGST - RNG | 9.0
[121 empty] | SGST - RNG | 9.0
| 125A 36kA Triple Pole DN2 TMR MCCB L&T CM92008OOL1OG | 125A 36kA Triple Pole DN2 TMR MCCB L&T CM92008OOL1OG | LTDN2MCCB | Nos |  | 125A 36kA Triple Pole DN2 TMR MCCB L&T CM92008OOL1OG |  | 0 | 0 | 1 | 1 | 1 | 0.0 | 0.0 | 0.0 | 0 |  |  | 0.0 | Electrical Components | 125A 36kA Triple Pole DN2 TMR MCCB L&T CM92008OOL1OG | 0 | 31-12-2099 | Material Transfer | Moving Average |  | 0.0 |  | 0 | 0 |  | 0 | 0 | 0 | 0 |  | 0 | Item Attribute | 1 | Nos | 0.0 | 0.0 | 0 | 0.0 | 0 | L&T | CM92008OOL1OG | India |  |  | 0 | 0.0 |  | 0 | 0 |  | 0 | 0 | 0 | 0 |  |  | 0 | 0 | 0 |  | 0 | [5 empty] | 0 |  |  | 0 | [13 empty] | Nos | 1.0 | [10 empty] | Ringlus Electro Controls & Automation PVT LTD | [18 empty] | CGST - RNG | 9.0
[121 empty] | SGST - RNG | 9.0
| 160A 36kA Triple Pole DN2 TMR MCCB L&T CM92008OOM1OG | 160A 36kA Triple Pole DN2 TMR MCCB L&T CM92008OOM1OG | LTDN2MCCB | Nos |  | 160A 36kA Triple Pole DN2 TMR MCCB L&T CM92008OOM1OG |  | 0 | 0 | 1 | 1 | 1 | 0.0 | 0.0 | 0.0 | 0 |  |  | 0.0 | Electrical Components | 160A 36kA Triple Pole DN2 TMR MCCB L&T CM92008OOM1OG | 0 | 31-12-2099 | Material Transfer | Moving Average |  | 0.0 |  | 0 | 0 |  | 0 | 0 | 0 | 0 |  | 0 | Item Attribute | 1 | Nos | 0.0 | 0.0 | 0 | 0.0 | 0 | L&T | CM92008OOM1OG | India |  |  | 0 | 0.0 |  | 0 | 0 |  | 0 | 0 | 0 | 0 |  |  | 0 | 0 | 0 |  | 0 | [5 empty] | 0 |  |  | 0 | [13 empty] | Nos | 1.0 | [10 empty] | Ringlus Electro Controls & Automation PVT LTD | [18 empty] | CGST - RNG | 9.0
[121 empty] | SGST - RNG | 9.0
| 200A 36kA Triple Pole DN2 TMR MCCB L&T CM92009OON1OG | 200A 36kA Triple Pole DN2 TMR MCCB L&T CM92009OON1OG | LTDN2MCCB | Nos |  | 200A 36kA Triple Pole DN2 TMR MCCB L&T CM92009OON1OG |  | 0 | 0 | 1 | 1 | 1 | 0.0 | 0.0 | 0.0 | 0 |  |  | 0.0 | Electrical Components | 200A 36kA Triple Pole DN2 TMR MCCB L&T CM92009OON1OG | 0 | 31-12-2099 | Material Transfer | Moving Average |  | 0.0 |  | 0 | 0 |  | 0 | 0 | 0 | 0 |  | 0 | Item Attribute | 1 | Nos | 0.0 | 0.0 | 0 | 0.0 | 0 | L&T | CM92009OON1OG | India |  |  | 0 | 0.0 |  | 0 | 0 |  | 0 | 0 | 0 | 0 |  |  | 0 | 0 | 0 |  | 0 | [5 empty] | 0 |  |  | 0 | [13 empty] | Nos | 1.0 | [10 empty] | Ringlus Electro Controls & Automation PVT LTD | [18 empty] | CGST - RNG | 9.0
[121 empty] | SGST - RNG | 9.0
| 250A 36kA Triple Pole DN2 TMR MCCB L&T CM92009OOP1OG | 250A 36kA Triple Pole DN2 TMR MCCB L&T CM92009OOP1OG | LTDN2MCCB | Nos |  | 250A 36kA Triple Pole DN2 TMR MCCB L&T CM92009OOP1OG |  | 0 | 0 | 1 | 1 | 1 | 0.0 | 0.0 | 0.0 | 0 |  |  | 0.0 | Electrical Components | 250A 36kA Triple Pole DN2 TMR MCCB L&T CM92009OOP1OG | 0 | 31-12-2099 | Material Transfer | Moving Average |  | 0.0 |  | 0 | 0 |  | 0 | 0 | 0 | 0 |  | 0 | Item Attribute | 1 | Nos | 0.0 | 0.0 | 0 | 0.0 | 0 | L&T | CM92009OOP1OG | India |  |  | 0 | 0.0 |  | 0 | 0 |  | 0 | 0 | 0 | 0 |  |  | 0 | 0 | 0 |  | 0 | [5 empty] | 0 |  |  | 0 | [13 empty] | Nos | 1.0 | [10 empty] | Ringlus Electro Controls & Automation PVT LTD | [18 empty] | CGST - RNG | 9.0
[121 empty] | SGST - RNG | 9.0
| 320A 36kA Triple Pole DN3B TMR MCCB L&T CM98401OOQOOG | 320A 36kA Triple Pole DN3B TMR MCCB L&T CM98401OOQOOG | LTDN3MCCB | Nos |  | 320A 36kA Triple Pole DN3B TMR MCCB L&T CM98401OOQOOG |  | 0 | 0 | 1 | 1 | 1 | 0.0 | 0.0 | 0.0 | 0 |  |  | 0.0 | Electrical Components | 320A 36kA Triple Pole DN3B TMR MCCB L&T CM98401OOQOOG | 0 | 31-12-2099 | Material Transfer | Moving Average |  | 0.0 |  | 0 | 0 |  | 0 | 0 | 0 | 0 |  | 0 | Item Attribute | 1 | Nos | 0.0 | 0.0 | 0 | 0.0 | 0 | L&T | CM98401OOQOOG | India |  |  | 0 | 0.0 |  | 0 | 0 |  | 0 | 0 | 0 | 0 |  |  | 0 | 0 | 0 |  | 0 | [5 empty] | 0 |  |  | 0 | [13 empty] | Nos | 1.0 | [10 empty] | Ringlus Electro Controls & Automation PVT LTD | [18 empty] | CGST - RNG | 9.0
[121 empty] | SGST - RNG | 9.0
| 400A 36kA Triple Pole DN3B TMR MCCB L&T CM98401OOROOG | 400A 36kA Triple Pole DN3B TMR MCCB L&T CM98401OOROOG | LTDN3MCCB | Nos |  | 400A 36kA Triple Pole DN3B TMR MCCB L&T CM98401OOROOG |  | 0 | 0 | 1 | 1 | 1 | 0.0 | 0.0 | 0.0 | 0 |  |  | 0.0 | Electrical Components | 400A 36kA Triple Pole DN3B TMR MCCB L&T CM98401OOROOG | 0 | 31-12-2099 | Material Transfer | Moving Average |  | 0.0 |  | 0 | 0 |  | 0 | 0 | 0 | 0 |  | 0 | Item Attribute | 1 | Nos | 0.0 | 0.0 | 0 | 0.0 | 0 | L&T | CM98401OOROOG | India |  |  | 0 | 0.0 |  | 0 | 0 |  | 0 | 0 | 0 | 0 |  |  | 0 | 0 | 0 |  | 0 | [5 empty] | 0 |  |  | 0 | [13 empty] | Nos | 1.0 | [10 empty] | Ringlus Electro Controls & Automation PVT LTD | [18 empty] | CGST - RNG | 9.0
[121 empty] | SGST - RNG | 9.0
| 500A 36kA Triple Pole DN3 TMR MCCB L&T CM94006OOS1OG | 500A 36kA Triple Pole DN3 TMR MCCB L&T CM94006OOS1OG | LTDN3MCCB | Nos |  | 500A 36kA Triple Pole DN3 TMR MCCB L&T CM94006OOS1OG |  | 0 | 0 | 1 | 1 | 1 | 0.0 | 0.0 | 0.0 | 0 |  |  | 0.0 | Electrical Components | 500A 36kA Triple Pole DN3 TMR MCCB L&T CM94006OOS1OG | 0 | 31-12-2099 | Material Transfer | Moving Average |  | 0.0 |  | 0 | 0 |  | 0 | 0 | 0 | 0 |  | 0 | Item Attribute | 1 | Nos | 0.0 | 0.0 | 0 | 0.0 | 0 | L&T | CM94006OOS1OG | India |  |  | 0 | 0.0 |  | 0 | 0 |  | 0 | 0 | 0 | 0 |  |  | 0 | 0 | 0 |  | 0 | [5 empty] | 0 |  |  | 0 | [13 empty] | Nos | 1.0 | [10 empty] | Ringlus Electro Controls & Automation PVT LTD | [18 empty] | CGST - RNG | 9.0
[121 empty] | SGST - RNG | 9.0
| 630A 36kA Triple Pole DN3 TMR MCCB L&T CM94006OOT1OG | 630A 36kA Triple Pole DN3 TMR MCCB L&T CM94006OOT1OG | LTDN3MCCB | Nos |  | 630A 36kA Triple Pole DN3 TMR MCCB L&T CM94006OOT1OG |  | 0 | 0 | 1 | 1 | 1 | 0.0 | 0.0 | 0.0 | 0 |  |  | 0.0 | Electrical Components | 630A 36kA Triple Pole DN3 TMR MCCB L&T CM94006OOT1OG | 0 | 31-12-2099 | Material Transfer | Moving Average |  | 0.0 |  | 0 | 0 |  | 0 | 0 | 0 | 0 |  | 0 | Item Attribute | 1 | Nos | 0.0 | 0.0 | 0 | 0.0 | 0 | L&T | CM94006OOT1OG | India |  |  | 0 | 0.0 |  | 0 | 0 |  | 0 | 0 | 0 | 0 |  |  | 0 | 0 | 0 |  | 0 | [5 empty] | 0 |  |  | 0 | [13 empty] | Nos | 1.0 | [10 empty] | Ringlus Electro Controls & Automation PVT LTD | [18 empty] | CGST - RNG | 9.0
[121 empty] | SGST - RNG | 9.0
| 125A 36kA Four Pole DN2 TMR MCCB L&T CM92108OOL1OG | 125A 36kA Four Pole DN2 TMR MCCB L&T CM92108OOL1OG | LTDN2MCCB | Nos |  | 125A 36kA Four Pole DN2 TMR MCCB L&T CM92108OOL1OG |  | 0 | 0 | 1 | 1 | 1 | 0.0 | 0.0 | 0.0 | 0 |  |  | 0.0 | Electrical Components | 125A 36kA Four Pole DN2 TMR MCCB L&T CM92108OOL1OG | 0 | 31-12-2099 | Material Transfer | Moving Average |  | 0.0 |  | 0 | 0 |  | 0 | 0 | 0 | 0 |  | 0 | Item Attribute | 1 | Nos | 0.0 | 0.0 | 0 | 0.0 | 0 | L&T | CM92108OOL1OG | India |  |  | 0 | 0.0 |  | 0 | 0 |  | 0 | 0 | 0 | 0 |  |  | 0 | 0 | 0 |  | 0 | [5 empty] | 0 |  |  | 0 | [13 empty] | Nos | 1.0 | [10 empty] | Ringlus Electro Controls & Automation PVT LTD | [18 empty] | CGST - RNG | 9.0
[121 empty] | SGST - RNG | 9.0
| 160A 36kA Four Pole DN2 TMR MCCB L&T CM92108OOM1OG | 160A 36kA Four Pole DN2 TMR MCCB L&T CM92108OOM1OG | LTDN2MCCB | Nos |  | 160A 36kA Four Pole DN2 TMR MCCB L&T CM92108OOM1OG |  | 0 | 0 | 1 | 1 | 1 | 0.0 | 0.0 | 0.0 | 0 |  |  | 0.0 | Electrical Components | 160A 36kA Four Pole DN2 TMR MCCB L&T CM92108OOM1OG | 0 | 31-12-2099 | Material Transfer | Moving Average |  | 0.0 |  | 0 | 0 |  | 0 | 0 | 0 | 0 |  | 0 | Item Attribute | 1 | Nos | 0.0 | 0.0 | 0 | 0.0 | 0 | L&T | CM92108OOM1OG | India |  |  | 0 | 0.0 |  | 0 | 0 |  | 0 | 0 | 0 | 0 |  |  | 0 | 0 | 0 |  | 0 | [5 empty] | 0 |  |  | 0 | [13 empty] | Nos | 1.0 | [10 empty] | Ringlus Electro Controls & Automation PVT LTD | [18 empty] | CGST - RNG | 9.0
[121 empty] | SGST - RNG | 9.0
| 200A 36kA Four Pole DN2 TMR MCCB L&T CM92109OON1OG | 200A 36kA Four Pole DN2 TMR MCCB L&T CM92109OON1OG | LTDN2MCCB | Nos |  | 200A 36kA Four Pole DN2 TMR MCCB L&T CM92109OON1OG |  | 0 | 0 | 1 | 1 | 1 | 0.0 | 0.0 | 0.0 | 0 |  |  | 0.0 | Electrical Components | 200A 36kA Four Pole DN2 TMR MCCB L&T CM92109OON1OG | 0 | 31-12-2099 | Material Transfer | Moving Average |  | 0.0 |  | 0 | 0 |  | 0 | 0 | 0 | 0 |  | 0 | Item Attribute | 1 | Nos | 0.0 | 0.0 | 0 | 0.0 | 0 | L&T | CM92109OON1OG | India |  |  | 0 | 0.0 |  | 0 | 0 |  | 0 | 0 | 0 | 0 |  |  | 0 | 0 | 0 |  | 0 | [5 empty] | 0 |  |  | 0 | [13 empty] | Nos | 1.0 | [10 empty] | Ringlus Electro Controls & Automation PVT LTD | [18 empty] | CGST - RNG | 9.0
[121 empty] | SGST - RNG | 9.0
| 250A 36kA Four Pole DN2 TMR MCCB L&T CM92109OOP1OG | 250A 36kA Four Pole DN2 TMR MCCB L&T CM92109OOP1OG | LTDN2MCCB | Nos |  | 250A 36kA Four Pole DN2 TMR MCCB L&T CM92109OOP1OG |  | 0 | 0 | 1 | 1 | 1 | 0.0 | 0.0 | 0.0 | 0 |  |  | 0.0 | Electrical Components | 250A 36kA Four Pole DN2 TMR MCCB L&T CM92109OOP1OG | 0 | 31-12-2099 | Material Transfer | Moving Average |  | 0.0 |  | 0 | 0 |  | 0 | 0 | 0 | 0 |  | 0 | Item Attribute | 1 | Nos | 0.0 | 0.0 | 0 | 0.0 | 0 | L&T | CM92109OOP1OG | India |  |  | 0 | 0.0 |  | 0 | 0 |  | 0 | 0 | 0 | 0 |  |  | 0 | 0 | 0 |  | 0 | [5 empty] | 0 |  |  | 0 | [13 empty] | Nos | 1.0 | [10 empty] | Ringlus Electro Controls & Automation PVT LTD | [18 empty] | CGST - RNG | 9.0
[121 empty] | SGST - RNG | 9.0
| 320A 36kA Four Pole DN3 TMR MCCB L&T CM98403OOQOOG | 320A 36kA Four Pole DN3 TMR MCCB L&T CM98403OOQOOG | LTDN3MCCB | Nos |  | 320A 36kA Four Pole DN3 TMR MCCB L&T CM98403OOQOOG |  | 0 | 0 | 1 | 1 | 1 | 0.0 | 0.0 | 0.0 | 0 |  |  | 0.0 | Electrical Components | 320A 36kA Four Pole DN3 TMR MCCB L&T CM98403OOQOOG | 0 | 31-12-2099 | Material Transfer | Moving Average |  | 0.0 |  | 0 | 0 |  | 0 | 0 | 0 | 0 |  | 0 | Item Attribute | 1 | Nos | 0.0 | 0.0 | 0 | 0.0 | 0 | L&T | CM98403OOQOOG | India |  |  | 0 | 0.0 |  | 0 | 0 |  | 0 | 0 | 0 | 0 |  |  | 0 | 0 | 0 |  | 0 | [5 empty] | 0 |  |  | 0 | [13 empty] | Nos | 1.0 | [10 empty] | Ringlus Electro Controls & Automation PVT LTD | [18 empty] | CGST - RNG | 9.0
[121 empty] | SGST - RNG | 9.0
| 400A 36kA Four Pole DN3 TMR MCCB L&T CM98403OOROOG | 400A 36kA Four Pole DN3 TMR MCCB L&T CM98403OOROOG | LTDN3MCCB | Nos |  | 400A 36kA Four Pole DN3 TMR MCCB L&T CM98403OOROOG |  | 0 | 0 | 1 | 1 | 1 | 0.0 | 0.0 | 0.0 | 0 |  |  | 0.0 | Electrical Components | 400A 36kA Four Pole DN3 TMR MCCB L&T CM98403OOROOG | 0 | 31-12-2099 | Material Transfer | Moving Average |  | 0.0 |  | 0 | 0 |  | 0 | 0 | 0 | 0 |  | 0 | Item Attribute | 1 | Nos | 0.0 | 0.0 | 0 | 0.0 | 0 | L&T | CM98403OOROOG | India |  |  | 0 | 0.0 |  | 0 | 0 |  | 0 | 0 | 0 | 0 |  |  | 0 | 0 | 0 |  | 0 | [5 empty] | 0 |  |  | 0 | [13 empty] | Nos | 1.0 | [10 empty] | Ringlus Electro Controls & Automation PVT LTD | [18 empty] | CGST - RNG | 9.0
[121 empty] | SGST - RNG | 9.0
| 500A 36kA Four Pole DN3 TMR MCCB L&T CM94106OOS1OG | 500A 36kA Four Pole DN3 TMR MCCB L&T CM94106OOS1OG | LTDN3MCCB | Nos |  | 500A 36kA Four Pole DN3 TMR MCCB L&T CM94106OOS1OG |  | 0 | 0 | 1 | 1 | 1 | 0.0 | 0.0 | 0.0 | 0 |  |  | 0.0 | Electrical Components | 500A 36kA Four Pole DN3 TMR MCCB L&T CM94106OOS1OG | 0 | 31-12-2099 | Material Transfer | Moving Average |  | 0.0 |  | 0 | 0 |  | 0 | 0 | 0 | 0 |  | 0 | Item Attribute | 1 | Nos | 0.0 | 0.0 | 0 | 0.0 | 0 | L&T | CM94106OOS1OG | India |  |  | 0 | 0.0 |  | 0 | 0 |  | 0 | 0 | 0 | 0 |  |  | 0 | 0 | 0 |  | 0 | [5 empty] | 0 |  |  | 0 | [13 empty] | Nos | 1.0 | [10 empty] | Ringlus Electro Controls & Automation PVT LTD | [18 empty] | CGST - RNG | 9.0
[121 empty] | SGST - RNG | 9.0
| 630A 36kA Four Pole DN3 TMR MCCB L&T CM94106OOT1OG | 630A 36kA Four Pole DN3 TMR MCCB L&T CM94106OOT1OG | LTDN3MCCB | Nos |  | 630A 36kA Four Pole DN3 TMR MCCB L&T CM94106OOT1OG |  | 0 | 0 | 1 | 1 | 1 | 0.0 | 0.0 | 0.0 | 0 |  |  | 0.0 | Electrical Components | 630A 36kA Four Pole DN3 TMR MCCB L&T CM94106OOT1OG | 0 | 31-12-2099 | Material Transfer | Moving Average |  | 0.0 |  | 0 | 0 |  | 0 | 0 | 0 | 0 |  | 0 | Item Attribute | 1 | Nos | 0.0 | 0.0 | 0 | 0.0 | 0 | L&T | CM94106OOT1OG | India |  |  | 0 | 0.0 |  | 0 | 0 |  | 0 | 0 | 0 | 0 |  |  | 0 | 0 | 0 |  | 0 | [5 empty] | 0 |  |  | 0 | [13 empty] | Nos | 1.0 | [10 empty] | Ringlus Electro Controls & Automation PVT LTD | [18 empty] | CGST - RNG | 9.0
[121 empty] | SGST - RNG | 9.0
| 125A 50kA Triple Pole DN2 TMR MCCB L&T CM92005OOL1OG | 125A 50kA Triple Pole DN2 TMR MCCB L&T CM92005OOL1OG | LTDN2MCCB | Nos |  | 125A 50kA Triple Pole DN2 TMR MCCB L&T CM92005OOL1OG |  | 0 | 0 | 1 | 1 | 1 | 0.0 | 0.0 | 0.0 | 0 |  |  | 0.0 | Electrical Components | 125A 50kA Triple Pole DN2 TMR MCCB L&T CM92005OOL1OG | 0 | 31-12-2099 | Material Transfer | Moving Average |  | 0.0 |  | 0 | 0 |  | 0 | 0 | 0 | 0 |  | 0 | Item Attribute | 1 | Nos | 0.0 | 0.0 | 0 | 0.0 | 0 | L&T | CM92005OOL1OG | India |  |  | 0 | 0.0 |  | 0 | 0 |  | 0 | 0 | 0 | 0 |  |  | 0 | 0 | 0 |  | 0 | [5 empty] | 0 |  |  | 0 | [13 empty] | Nos | 1.0 | [10 empty] | Ringlus Electro Controls & Automation PVT LTD | [18 empty] | CGST - RNG | 9.0
[121 empty] | SGST - RNG | 9.0
| 160A 50kA Triple Pole DN2 TMR MCCB L&T CM92005OOM1OG | 160A 50kA Triple Pole DN2 TMR MCCB L&T CM92005OOM1OG | LTDN2MCCB | Nos |  | 160A 50kA Triple Pole DN2 TMR MCCB L&T CM92005OOM1OG |  | 0 | 0 | 1 | 1 | 1 | 0.0 | 0.0 | 0.0 | 0 |  |  | 0.0 | Electrical Components | 160A 50kA Triple Pole DN2 TMR MCCB L&T CM92005OOM1OG | 0 | 31-12-2099 | Material Transfer | Moving Average |  | 0.0 |  | 0 | 0 |  | 0 | 0 | 0 | 0 |  | 0 | Item Attribute | 1 | Nos | 0.0 | 0.0 | 0 | 0.0 | 0 | L&T | CM92005OOM1OG | India |  |  | 0 | 0.0 |  | 0 | 0 |  | 0 | 0 | 0 | 0 |  |  | 0 | 0 | 0 |  | 0 | [5 empty] | 0 |  |  | 0 | [13 empty] | Nos | 1.0 | [10 empty] | Ringlus Electro Controls & Automation PVT LTD | [18 empty] | CGST - RNG | 9.0
[121 empty] | SGST - RNG | 9.0
| 200A 50kA Triple Pole DN2 TMR MCCB L&T CM92006OON1OG | 200A 50kA Triple Pole DN2 TMR MCCB L&T CM92006OON1OG | LTDN2MCCB | Nos |  | 200A 50kA Triple Pole DN2 TMR MCCB L&T CM92006OON1OG |  | 0 | 0 | 1 | 1 | 1 | 0.0 | 0.0 | 0.0 | 0 |  |  | 0.0 | Electrical Components | 200A 50kA Triple Pole DN2 TMR MCCB L&T CM92006OON1OG | 0 | 31-12-2099 | Material Transfer | Moving Average |  | 0.0 |  | 0 | 0 |  | 0 | 0 | 0 | 0 |  | 0 | Item Attribute | 1 | Nos | 0.0 | 0.0 | 0 | 0.0 | 0 | L&T | CM92006OON1OG | India |  |  | 0 | 0.0 |  | 0 | 0 |  | 0 | 0 | 0 | 0 |  |  | 0 | 0 | 0 |  | 0 | [5 empty] | 0 |  |  | 0 | [13 empty] | Nos | 1.0 | [10 empty] | Ringlus Electro Controls & Automation PVT LTD | [18 empty] | CGST - RNG | 9.0
[121 empty] | SGST - RNG | 9.0
| 250A 50kA Triple Pole DN2 TMR MCCB L&T CM92006OOP1OG | 250A 50kA Triple Pole DN2 TMR MCCB L&T CM92006OOP1OG | LTDN2MCCB | Nos |  | 250A 50kA Triple Pole DN2 TMR MCCB L&T CM92006OOP1OG |  | 0 | 0 | 1 | 1 | 1 | 0.0 | 0.0 | 0.0 | 0 |  |  | 0.0 | Electrical Components | 250A 50kA Triple Pole DN2 TMR MCCB L&T CM92006OOP1OG | 0 | 31-12-2099 | Material Transfer | Moving Average |  | 0.0 |  | 0 | 0 |  | 0 | 0 | 0 | 0 |  | 0 | Item Attribute | 1 | Nos | 0.0 | 0.0 | 0 | 0.0 | 0 | L&T | CM92006OOP1OG | India |  |  | 0 | 0.0 |  | 0 | 0 |  | 0 | 0 | 0 | 0 |  |  | 0 | 0 | 0 |  | 0 | [5 empty] | 0 |  |  | 0 | [13 empty] | Nos | 1.0 | [10 empty] | Ringlus Electro Controls & Automation PVT LTD | [18 empty] | CGST - RNG | 9.0
[121 empty] | SGST - RNG | 9.0
| 320A 50kA Triple Pole DN3 TMR MCCB L&T CM94003OOQ1OG | 320A 50kA Triple Pole DN3 TMR MCCB L&T CM94003OOQ1OG | LTDN3MCCB | Nos |  | 320A 50kA Triple Pole DN3 TMR MCCB L&T CM94003OOQ1OG |  | 0 | 0 | 1 | 1 | 1 | 0.0 | 0.0 | 0.0 | 0 |  |  | 0.0 | Electrical Components | 320A 50kA Triple Pole DN3 TMR MCCB L&T CM94003OOQ1OG | 0 | 31-12-2099 | Material Transfer | Moving Average |  | 0.0 |  | 0 | 0 |  | 0 | 0 | 0 | 0 |  | 0 | Item Attribute | 1 | Nos | 0.0 | 0.0 | 0 | 0.0 | 0 | L&T | CM94003OOQ1OG | India |  |  | 0 | 0.0 |  | 0 | 0 |  | 0 | 0 | 0 | 0 |  |  | 0 | 0 | 0 |  | 0 | [5 empty] | 0 |  |  | 0 | [13 empty] | Nos | 1.0 | [10 empty] | Ringlus Electro Controls & Automation PVT LTD | [18 empty] | CGST - RNG | 9.0
[121 empty] | SGST - RNG | 9.0
| 400A 50kA Triple Pole DN3 TMR MCCB L&T CM94003OOR1OG | 400A 50kA Triple Pole DN3 TMR MCCB L&T CM94003OOR1OG | LTDN3MCCB | Nos |  | 400A 50kA Triple Pole DN3 TMR MCCB L&T CM94003OOR1OG |  | 0 | 0 | 1 | 1 | 1 | 0.0 | 0.0 | 0.0 | 0 |  |  | 0.0 | Electrical Components | 400A 50kA Triple Pole DN3 TMR MCCB L&T CM94003OOR1OG | 0 | 31-12-2099 | Material Transfer | Moving Average |  | 0.0 |  | 0 | 0 |  | 0 | 0 | 0 | 0 |  | 0 | Item Attribute | 1 | Nos | 0.0 | 0.0 | 0 | 0.0 | 0 | L&T | CM94003OOR1OG | India |  |  | 0 | 0.0 |  | 0 | 0 |  | 0 | 0 | 0 | 0 |  |  | 0 | 0 | 0 |  | 0 | [5 empty] | 0 |  |  | 0 | [13 empty] | Nos | 1.0 | [10 empty] | Ringlus Electro Controls & Automation PVT LTD | [18 empty] | CGST - RNG | 9.0
[121 empty] | SGST - RNG | 9.0
| 500A 50kA Triple Pole DN3 TMR MCCB L&T CM94004OOS1OG | 500A 50kA Triple Pole DN3 TMR MCCB L&T CM94004OOS1OG | LTDN3MCCB | Nos |  | 500A 50kA Triple Pole DN3 TMR MCCB L&T CM94004OOS1OG |  | 0 | 0 | 1 | 1 | 1 | 0.0 | 0.0 | 0.0 | 0 |  |  | 0.0 | Electrical Components | 500A 50kA Triple Pole DN3 TMR MCCB L&T CM94004OOS1OG | 0 | 31-12-2099 | Material Transfer | Moving Average |  | 0.0 |  | 0 | 0 |  | 0 | 0 | 0 | 0 |  | 0 | Item Attribute | 1 | Nos | 0.0 | 0.0 | 0 | 0.0 | 0 | L&T | CM94004OOS1OG | India |  |  | 0 | 0.0 |  | 0 | 0 |  | 0 | 0 | 0 | 0 |  |  | 0 | 0 | 0 |  | 0 | [5 empty] | 0 |  |  | 0 | [13 empty] | Nos | 1.0 | [10 empty] | Ringlus Electro Controls & Automation PVT LTD | [18 empty] | CGST - RNG | 9.0
[121 empty] | SGST - RNG | 9.0
| 630A 50kA Triple Pole DN3 TMR MCCB L&T CM94004OOT1OG | 630A 50kA Triple Pole DN3 TMR MCCB L&T CM94004OOT1OG | LTDN3MCCB | Nos |  | 630A 50kA Triple Pole DN3 TMR MCCB L&T CM94004OOT1OG |  | 0 | 0 | 1 | 1 | 1 | 0.0 | 0.0 | 0.0 | 0 |  |  | 0.0 | Electrical Components | 630A 50kA Triple Pole DN3 TMR MCCB L&T CM94004OOT1OG | 0 | 31-12-2099 | Material Transfer | Moving Average |  | 0.0 |  | 0 | 0 |  | 0 | 0 | 0 | 0 |  | 0 | Item Attribute | 1 | Nos | 0.0 | 0.0 | 0 | 0.0 | 0 | L&T | CM94004OOT1OG | India |  |  | 0 | 0.0 |  | 0 | 0 |  | 0 | 0 | 0 | 0 |  |  | 0 | 0 | 0 |  | 0 | [5 empty] | 0 |  |  | 0 | [13 empty] | Nos | 1.0 | [10 empty] | Ringlus Electro Controls & Automation PVT LTD | [18 empty] | CGST - RNG | 9.0
[121 empty] | SGST - RNG | 9.0
| 125A 50kA Four Pole DN2 TMR MCCB L&T CM92105OOL1OG | 125A 50kA Four Pole DN2 TMR MCCB L&T CM92105OOL1OG | LTDN2MCCB | Nos |  | 125A 50kA Four Pole DN2 TMR MCCB L&T CM92105OOL1OG |  | 0 | 0 | 1 | 1 | 1 | 0.0 | 0.0 | 0.0 | 0 |  |  | 0.0 | Electrical Components | 125A 50kA Four Pole DN2 TMR MCCB L&T CM92105OOL1OG | 0 | 31-12-2099 | Material Transfer | Moving Average |  | 0.0 |  | 0 | 0 |  | 0 | 0 | 0 | 0 |  | 0 | Item Attribute | 1 | Nos | 0.0 | 0.0 | 0 | 0.0 | 0 | L&T | CM92105OOL1OG | India |  |  | 0 | 0.0 |  | 0 | 0 |  | 0 | 0 | 0 | 0 |  |  | 0 | 0 | 0 |  | 0 | [5 empty] | 0 |  |  | 0 | [13 empty] | Nos | 1.0 | [10 empty] | Ringlus Electro Controls & Automation PVT LTD | [18 empty] | CGST - RNG | 9.0
[121 empty] | SGST - RNG | 9.0
| 160A 50kA Four Pole DN2 TMR MCCB L&T CM92105OOM1OG | 160A 50kA Four Pole DN2 TMR MCCB L&T CM92105OOM1OG | LTDN2MCCB | Nos |  | 160A 50kA Four Pole DN2 TMR MCCB L&T CM92105OOM1OG |  | 0 | 0 | 1 | 1 | 1 | 0.0 | 0.0 | 0.0 | 0 |  |  | 0.0 | Electrical Components | 160A 50kA Four Pole DN2 TMR MCCB L&T CM92105OOM1OG | 0 | 31-12-2099 | Material Transfer | Moving Average |  | 0.0 |  | 0 | 0 |  | 0 | 0 | 0 | 0 |  | 0 | Item Attribute | 1 | Nos | 0.0 | 0.0 | 0 | 0.0 | 0 | L&T | CM92105OOM1OG | India |  |  | 0 | 0.0 |  | 0 | 0 |  | 0 | 0 | 0 | 0 |  |  | 0 | 0 | 0 |  | 0 | [5 empty] | 0 |  |  | 0 | [13 empty] | Nos | 1.0 | [10 empty] | Ringlus Electro Controls & Automation PVT LTD | [18 empty] | CGST - RNG | 9.0
[121 empty] | SGST - RNG | 9.0
| 200A 50kA Four Pole DN2 TMR MCCB L&T CM92106OON1OG | 200A 50kA Four Pole DN2 TMR MCCB L&T CM92106OON1OG | LTDN2MCCB | Nos |  | 200A 50kA Four Pole DN2 TMR MCCB L&T CM92106OON1OG |  | 0 | 0 | 1 | 1 | 1 | 0.0 | 0.0 | 0.0 | 0 |  |  | 0.0 | Electrical Components | 200A 50kA Four Pole DN2 TMR MCCB L&T CM92106OON1OG | 0 | 31-12-2099 | Material Transfer | Moving Average |  | 0.0 |  | 0 | 0 |  | 0 | 0 | 0 | 0 |  | 0 | Item Attribute | 1 | Nos | 0.0 | 0.0 | 0 | 0.0 | 0 | L&T | CM92106OON1OG | India |  |  | 0 | 0.0 |  | 0 | 0 |  | 0 | 0 | 0 | 0 |  |  | 0 | 0 | 0 |  | 0 | [5 empty] | 0 |  |  | 0 | [13 empty] | Nos | 1.0 | [10 empty] | Ringlus Electro Controls & Automation PVT LTD | [18 empty] | CGST - RNG | 9.0
[121 empty] | SGST - RNG | 9.0
| 250A 50kA Four Pole DN2 TMR MCCB L&T CM92106OOP1OG | 250A 50kA Four Pole DN2 TMR MCCB L&T CM92106OOP1OG | LTDN2MCCB | Nos |  | 250A 50kA Four Pole DN2 TMR MCCB L&T CM92106OOP1OG |  | 0 | 0 | 1 | 1 | 1 | 0.0 | 0.0 | 0.0 | 0 |  |  | 0.0 | Electrical Components | 250A 50kA Four Pole DN2 TMR MCCB L&T CM92106OOP1OG | 0 | 31-12-2099 | Material Transfer | Moving Average |  | 0.0 |  | 0 | 0 |  | 0 | 0 | 0 | 0 |  | 0 | Item Attribute | 1 | Nos | 0.0 | 0.0 | 0 | 0.0 | 0 | L&T | CM92106OOP1OG | India |  |  | 0 | 0.0 |  | 0 | 0 |  | 0 | 0 | 0 | 0 |  |  | 0 | 0 | 0 |  | 0 | [5 empty] | 0 |  |  | 0 | [13 empty] | Nos | 1.0 | [10 empty] | Ringlus Electro Controls & Automation PVT LTD | [18 empty] | CGST - RNG | 9.0
[121 empty] | SGST - RNG | 9.0
| 320A 50kA Four Pole DN3 TMR MCCB L&T CM94103OOQ1OG | 320A 50kA Four Pole DN3 TMR MCCB L&T CM94103OOQ1OG | LTDN3MCCB | Nos |  | 320A 50kA Four Pole DN3 TMR MCCB L&T CM94103OOQ1OG |  | 0 | 0 | 1 | 1 | 1 | 0.0 | 0.0 | 0.0 | 0 |  |  | 0.0 | Electrical Components | 320A 50kA Four Pole DN3 TMR MCCB L&T CM94103OOQ1OG | 0 | 31-12-2099 | Material Transfer | Moving Average |  | 0.0 |  | 0 | 0 |  | 0 | 0 | 0 | 0 |  | 0 | Item Attribute | 1 | Nos | 0.0 | 0.0 | 0 | 0.0 | 0 | L&T | CM94103OOQ1OG | India |  |  | 0 | 0.0 |  | 0 | 0 |  | 0 | 0 | 0 | 0 |  |  | 0 | 0 | 0 |  | 0 | [5 empty] | 0 |  |  | 0 | [13 empty] | Nos | 1.0 | [10 empty] | Ringlus Electro Controls & Automation PVT LTD | [18 empty] | CGST - RNG | 9.0
[121 empty] | SGST - RNG | 9.0
| 400A 50kA Four Pole DN3 TMR MCCB L&T CM94103OOR1OG | 400A 50kA Four Pole DN3 TMR MCCB L&T CM94103OOR1OG | LTDN3MCCB | Nos |  | 400A 50kA Four Pole DN3 TMR MCCB L&T CM94103OOR1OG |  | 0 | 0 | 1 | 1 | 1 | 0.0 | 0.0 | 0.0 | 0 |  |  | 0.0 | Electrical Components | 400A 50kA Four Pole DN3 TMR MCCB L&T CM94103OOR1OG | 0 | 31-12-2099 | Material Transfer | Moving Average |  | 0.0 |  | 0 | 0 |  | 0 | 0 | 0 | 0 |  | 0 | Item Attribute | 1 | Nos | 0.0 | 0.0 | 0 | 0.0 | 0 | L&T | CM94103OOR1OG | India |  |  | 0 | 0.0 |  | 0 | 0 |  | 0 | 0 | 0 | 0 |  |  | 0 | 0 | 0 |  | 0 | [5 empty] | 0 |  |  | 0 | [13 empty] | Nos | 1.0 | [10 empty] | Ringlus Electro Controls & Automation PVT LTD | [18 empty] | CGST - RNG | 9.0
[121 empty] | SGST - RNG | 9.0
| 500A 50kA Four Pole DN3 TMR MCCB L&T CM94104OOS1OG | 500A 50kA Four Pole DN3 TMR MCCB L&T CM94104OOS1OG | LTDN3MCCB | Nos |  | 500A 50kA Four Pole DN3 TMR MCCB L&T CM94104OOS1OG |  | 0 | 0 | 1 | 1 | 1 | 0.0 | 0.0 | 0.0 | 0 |  |  | 0.0 | Electrical Components | 500A 50kA Four Pole DN3 TMR MCCB L&T CM94104OOS1OG | 0 | 31-12-2099 | Material Transfer | Moving Average |  | 0.0 |  | 0 | 0 |  | 0 | 0 | 0 | 0 |  | 0 | Item Attribute | 1 | Nos | 0.0 | 0.0 | 0 | 0.0 | 0 | L&T | CM94104OOS1OG | India |  |  | 0 | 0.0 |  | 0 | 0 |  | 0 | 0 | 0 | 0 |  |  | 0 | 0 | 0 |  | 0 | [5 empty] | 0 |  |  | 0 | [13 empty] | Nos | 1.0 | [10 empty] | Ringlus Electro Controls & Automation PVT LTD | [18 empty] | CGST - RNG | 9.0
[121 empty] | SGST - RNG | 9.0
| 630A 50kA Four Pole DN3 TMR MCCB L&T CM94104OOT1OG | 630A 50kA Four Pole DN3 TMR MCCB L&T CM94104OOT1OG | LTDN3MCCB | Nos |  | 630A 50kA Four Pole DN3 TMR MCCB L&T CM94104OOT1OG |  | 0 | 0 | 1 | 1 | 1 | 0.0 | 0.0 | 0.0 | 0 |  |  | 0.0 | Electrical Components | 630A 50kA Four Pole DN3 TMR MCCB L&T CM94104OOT1OG | 0 | 31-12-2099 | Material Transfer | Moving Average |  | 0.0 |  | 0 | 0 |  | 0 | 0 | 0 | 0 |  | 0 | Item Attribute | 1 | Nos | 0.0 | 0.0 | 0 | 0.0 | 0 | L&T | CM94104OOT1OG | India |  |  | 0 | 0.0 |  | 0 | 0 |  | 0 | 0 | 0 | 0 |  |  | 0 | 0 | 0 |  | 0 | [5 empty] | 0 |  |  | 0 | [13 empty] | Nos | 1.0 | [10 empty] | Ringlus Electro Controls & Automation PVT LTD | [18 empty] | CGST - RNG | 9.0
[121 empty] | SGST - RNG | 9.0
| 125A 70kA Triple Pole DN2 TMR MCCB L&T CM92002OOL1OG | 125A 70kA Triple Pole DN2 TMR MCCB L&T CM92002OOL1OG | LTDN2MCCB | Nos |  | 125A 70kA Triple Pole DN2 TMR MCCB L&T CM92002OOL1OG |  | 0 | 0 | 1 | 1 | 1 | 0.0 | 0.0 | 0.0 | 0 |  |  | 0.0 | Electrical Components | 125A 70kA Triple Pole DN2 TMR MCCB L&T CM92002OOL1OG | 0 | 31-12-2099 | Material Transfer | Moving Average |  | 0.0 |  | 0 | 0 |  | 0 | 0 | 0 | 0 |  | 0 | Item Attribute | 1 | Nos | 0.0 | 0.0 | 0 | 0.0 | 0 | L&T | CM92002OOL1OG | India |  |  | 0 | 0.0 |  | 0 | 0 |  | 0 | 0 | 0 | 0 |  |  | 0 | 0 | 0 |  | 0 | [5 empty] | 0 |  |  | 0 | [13 empty] | Nos | 1.0 | [10 empty] | Ringlus Electro Controls & Automation PVT LTD | [18 empty] | CGST - RNG | 9.0
[121 empty] | SGST - RNG | 9.0
| 160A 70kA Triple Pole DN2 TMR MCCB L&T CM92002OOM1OG | 160A 70kA Triple Pole DN2 TMR MCCB L&T CM92002OOM1OG | LTDN2MCCB | Nos |  | 160A 70kA Triple Pole DN2 TMR MCCB L&T CM92002OOM1OG |  | 0 | 0 | 1 | 1 | 1 | 0.0 | 0.0 | 0.0 | 0 |  |  | 0.0 | Electrical Components | 160A 70kA Triple Pole DN2 TMR MCCB L&T CM92002OOM1OG | 0 | 31-12-2099 | Material Transfer | Moving Average |  | 0.0 |  | 0 | 0 |  | 0 | 0 | 0 | 0 |  | 0 | Item Attribute | 1 | Nos | 0.0 | 0.0 | 0 | 0.0 | 0 | L&T | CM92002OOM1OG | India |  |  | 0 | 0.0 |  | 0 | 0 |  | 0 | 0 | 0 | 0 |  |  | 0 | 0 | 0 |  | 0 | [5 empty] | 0 |  |  | 0 | [13 empty] | Nos | 1.0 | [10 empty] | Ringlus Electro Controls & Automation PVT LTD | [18 empty] | CGST - RNG | 9.0
[121 empty] | SGST - RNG | 9.0
| 200A 70kA Triple Pole DN2 TMR MCCB L&T CM92003OON1OG | 200A 70kA Triple Pole DN2 TMR MCCB L&T CM92003OON1OG | LTDN2MCCB | Nos |  | 200A 70kA Triple Pole DN2 TMR MCCB L&T CM92003OON1OG |  | 0 | 0 | 1 | 1 | 1 | 0.0 | 0.0 | 0.0 | 0 |  |  | 0.0 | Electrical Components | 200A 70kA Triple Pole DN2 TMR MCCB L&T CM92003OON1OG | 0 | 31-12-2099 | Material Transfer | Moving Average |  | 0.0 |  | 0 | 0 |  | 0 | 0 | 0 | 0 |  | 0 | Item Attribute | 1 | Nos | 0.0 | 0.0 | 0 | 0.0 | 0 | L&T | CM92003OON1OG | India |  |  | 0 | 0.0 |  | 0 | 0 |  | 0 | 0 | 0 | 0 |  |  | 0 | 0 | 0 |  | 0 | [5 empty] | 0 |  |  | 0 | [13 empty] | Nos | 1.0 | [10 empty] | Ringlus Electro Controls & Automation PVT LTD | [18 empty] | CGST - RNG | 9.0
[121 empty] | SGST - RNG | 9.0
| 250A 70kA Triple Pole DN2 TMR MCCB L&T CM92003OOP1OG | 250A 70kA Triple Pole DN2 TMR MCCB L&T CM92003OOP1OG | LTDN2MCCB | Nos |  | 250A 70kA Triple Pole DN2 TMR MCCB L&T CM92003OOP1OG |  | 0 | 0 | 1 | 1 | 1 | 0.0 | 0.0 | 0.0 | 0 |  |  | 0.0 | Electrical Components | 250A 70kA Triple Pole DN2 TMR MCCB L&T CM92003OOP1OG | 0 | 31-12-2099 | Material Transfer | Moving Average |  | 0.0 |  | 0 | 0 |  | 0 | 0 | 0 | 0 |  | 0 | Item Attribute | 1 | Nos | 0.0 | 0.0 | 0 | 0.0 | 0 | L&T | CM92003OOP1OG | India |  |  | 0 | 0.0 |  | 0 | 0 |  | 0 | 0 | 0 | 0 |  |  | 0 | 0 | 0 |  | 0 | [5 empty] | 0 |  |  | 0 | [13 empty] | Nos | 1.0 | [10 empty] | Ringlus Electro Controls & Automation PVT LTD | [18 empty] | CGST - RNG | 9.0
[121 empty] | SGST - RNG | 9.0
| 320A 70kA Triple Pole DN3 TMR MCCB L&T CM94001OOQ1OG | 320A 70kA Triple Pole DN3 TMR MCCB L&T CM94001OOQ1OG | LTDN3MCCB | Nos |  | 320A 70kA Triple Pole DN3 TMR MCCB L&T CM94001OOQ1OG |  | 0 | 0 | 1 | 1 | 1 | 0.0 | 0.0 | 0.0 | 0 |  |  | 0.0 | Electrical Components | 320A 70kA Triple Pole DN3 TMR MCCB L&T CM94001OOQ1OG | 0 | 31-12-2099 | Material Transfer | Moving Average |  | 0.0 |  | 0 | 0 |  | 0 | 0 | 0 | 0 |  | 0 | Item Attribute | 1 | Nos | 0.0 | 0.0 | 0 | 0.0 | 0 | L&T | CM94001OOQ1OG | India |  |  | 0 | 0.0 |  | 0 | 0 |  | 0 | 0 | 0 | 0 |  |  | 0 | 0 | 0 |  | 0 | [5 empty] | 0 |  |  | 0 | [13 empty] | Nos | 1.0 | [10 empty] | Ringlus Electro Controls & Automation PVT LTD | [18 empty] | CGST - RNG | 9.0
[121 empty] | SGST - RNG | 9.0
| 400A 70kA Triple Pole DN3 TMR MCCB L&T CM94001OOR1OG | 400A 70kA Triple Pole DN3 TMR MCCB L&T CM94001OOR1OG | LTDN3MCCB | Nos |  | 400A 70kA Triple Pole DN3 TMR MCCB L&T CM94001OOR1OG |  | 0 | 0 | 1 | 1 | 1 | 0.0 | 0.0 | 0.0 | 0 |  |  | 0.0 | Electrical Components | 400A 70kA Triple Pole DN3 TMR MCCB L&T CM94001OOR1OG | 0 | 31-12-2099 | Material Transfer | Moving Average |  | 0.0 |  | 0 | 0 |  | 0 | 0 | 0 | 0 |  | 0 | Item Attribute | 1 | Nos | 0.0 | 0.0 | 0 | 0.0 | 0 | L&T | CM94001OOR1OG | India |  |  | 0 | 0.0 |  | 0 | 0 |  | 0 | 0 | 0 | 0 |  |  | 0 | 0 | 0 |  | 0 | [5 empty] | 0 |  |  | 0 | [13 empty] | Nos | 1.0 | [10 empty] | Ringlus Electro Controls & Automation PVT LTD | [18 empty] | CGST - RNG | 9.0
[121 empty] | SGST - RNG | 9.0
| 500A 70kA Triple Pole DN3 TMR MCCB L&T CM94002OOS1OG | 500A 70kA Triple Pole DN3 TMR MCCB L&T CM94002OOS1OG | LTDN3MCCB | Nos |  | 500A 70kA Triple Pole DN3 TMR MCCB L&T CM94002OOS1OG |  | 0 | 0 | 1 | 1 | 1 | 0.0 | 0.0 | 0.0 | 0 |  |  | 0.0 | Electrical Components | 500A 70kA Triple Pole DN3 TMR MCCB L&T CM94002OOS1OG | 0 | 31-12-2099 | Material Transfer | Moving Average |  | 0.0 |  | 0 | 0 |  | 0 | 0 | 0 | 0 |  | 0 | Item Attribute | 1 | Nos | 0.0 | 0.0 | 0 | 0.0 | 0 | L&T | CM94002OOS1OG | India |  |  | 0 | 0.0 |  | 0 | 0 |  | 0 | 0 | 0 | 0 |  |  | 0 | 0 | 0 |  | 0 | [5 empty] | 0 |  |  | 0 | [13 empty] | Nos | 1.0 | [10 empty] | Ringlus Electro Controls & Automation PVT LTD | [18 empty] | CGST - RNG | 9.0
[121 empty] | SGST - RNG | 9.0
| 630A 70kA Triple Pole DN3 TMR MCCB L&T CM94002OOT1OG | 630A 70kA Triple Pole DN3 TMR MCCB L&T CM94002OOT1OG | LTDN3MCCB | Nos |  | 630A 70kA Triple Pole DN3 TMR MCCB L&T CM94002OOT1OG |  | 0 | 0 | 1 | 1 | 1 | 0.0 | 0.0 | 0.0 | 0 |  |  | 0.0 | Electrical Components | 630A 70kA Triple Pole DN3 TMR MCCB L&T CM94002OOT1OG | 0 | 31-12-2099 | Material Transfer | Moving Average |  | 0.0 |  | 0 | 0 |  | 0 | 0 | 0 | 0 |  | 0 | Item Attribute | 1 | Nos | 0.0 | 0.0 | 0 | 0.0 | 0 | L&T | CM94002OOT1OG | India |  |  | 0 | 0.0 |  | 0 | 0 |  | 0 | 0 | 0 | 0 |  |  | 0 | 0 | 0 |  | 0 | [5 empty] | 0 |  |  | 0 | [13 empty] | Nos | 1.0 | [10 empty] | Ringlus Electro Controls & Automation PVT LTD | [18 empty] | CGST - RNG | 9.0
[121 empty] | SGST - RNG | 9.0
| 125A 70kA Four Pole DN2 TMR MCCB L&T CM92102OOL1OG | 125A 70kA Four Pole DN2 TMR MCCB L&T CM92102OOL1OG | LTDN2MCCB | Nos |  | 125A 70kA Four Pole DN2 TMR MCCB L&T CM92102OOL1OG |  | 0 | 0 | 1 | 1 | 1 | 0.0 | 0.0 | 0.0 | 0 |  |  | 0.0 | Electrical Components | 125A 70kA Four Pole DN2 TMR MCCB L&T CM92102OOL1OG | 0 | 31-12-2099 | Material Transfer | Moving Average |  | 0.0 |  | 0 | 0 |  | 0 | 0 | 0 | 0 |  | 0 | Item Attribute | 1 | Nos | 0.0 | 0.0 | 0 | 0.0 | 0 | L&T | CM92102OOL1OG | India |  |  | 0 | 0.0 |  | 0 | 0 |  | 0 | 0 | 0 | 0 |  |  | 0 | 0 | 0 |  | 0 | [5 empty] | 0 |  |  | 0 | [13 empty] | Nos | 1.0 | [10 empty] | Ringlus Electro Controls & Automation PVT LTD | [18 empty] | CGST - RNG | 9.0
[121 empty] | SGST - RNG | 9.0
| 160A 70kA Four Pole DN2 TMR MCCB L&T CM92102OOM1OG | 160A 70kA Four Pole DN2 TMR MCCB L&T CM92102OOM1OG | LTDN2MCCB | Nos |  | 160A 70kA Four Pole DN2 TMR MCCB L&T CM92102OOM1OG |  | 0 | 0 | 1 | 1 | 1 | 0.0 | 0.0 | 0.0 | 0 |  |  | 0.0 | Electrical Components | 160A 70kA Four Pole DN2 TMR MCCB L&T CM92102OOM1OG | 0 | 31-12-2099 | Material Transfer | Moving Average |  | 0.0 |  | 0 | 0 |  | 0 | 0 | 0 | 0 |  | 0 | Item Attribute | 1 | Nos | 0.0 | 0.0 | 0 | 0.0 | 0 | L&T | CM92102OOM1OG | India |  |  | 0 | 0.0 |  | 0 | 0 |  | 0 | 0 | 0 | 0 |  |  | 0 | 0 | 0 |  | 0 | [5 empty] | 0 |  |  | 0 | [13 empty] | Nos | 1.0 | [10 empty] | Ringlus Electro Controls & Automation PVT LTD | [18 empty] | CGST - RNG | 9.0
[121 empty] | SGST - RNG | 9.0
| 200A 70kA Four Pole DN2 TMR MCCB L&T CM92103OON1OG | 200A 70kA Four Pole DN2 TMR MCCB L&T CM92103OON1OG | LTDN2MCCB | Nos |  | 200A 70kA Four Pole DN2 TMR MCCB L&T CM92103OON1OG |  | 0 | 0 | 1 | 1 | 1 | 0.0 | 0.0 | 0.0 | 0 |  |  | 0.0 | Electrical Components | 200A 70kA Four Pole DN2 TMR MCCB L&T CM92103OON1OG | 0 | 31-12-2099 | Material Transfer | Moving Average |  | 0.0 |  | 0 | 0 |  | 0 | 0 | 0 | 0 |  | 0 | Item Attribute | 1 | Nos | 0.0 | 0.0 | 0 | 0.0 | 0 | L&T | CM92103OON1OG | India |  |  | 0 | 0.0 |  | 0 | 0 |  | 0 | 0 | 0 | 0 |  |  | 0 | 0 | 0 |  | 0 | [5 empty] | 0 |  |  | 0 | [13 empty] | Nos | 1.0 | [10 empty] | Ringlus Electro Controls & Automation PVT LTD | [18 empty] | CGST - RNG | 9.0
[121 empty] | SGST - RNG | 9.0
| 250A 70kA Four Pole DN2 TMR MCCB L&T CM92103OOP1OG | 250A 70kA Four Pole DN2 TMR MCCB L&T CM92103OOP1OG | LTDN2MCCB | Nos |  | 250A 70kA Four Pole DN2 TMR MCCB L&T CM92103OOP1OG |  | 0 | 0 | 1 | 1 | 1 | 0.0 | 0.0 | 0.0 | 0 |  |  | 0.0 | Electrical Components | 250A 70kA Four Pole DN2 TMR MCCB L&T CM92103OOP1OG | 0 | 31-12-2099 | Material Transfer | Moving Average |  | 0.0 |  | 0 | 0 |  | 0 | 0 | 0 | 0 |  | 0 | Item Attribute | 1 | Nos | 0.0 | 0.0 | 0 | 0.0 | 0 | L&T | CM92103OOP1OG | India |  |  | 0 | 0.0 |  | 0 | 0 |  | 0 | 0 | 0 | 0 |  |  | 0 | 0 | 0 |  | 0 | [5 empty] | 0 |  |  | 0 | [13 empty] | Nos | 1.0 | [10 empty] | Ringlus Electro Controls & Automation PVT LTD | [18 empty] | CGST - RNG | 9.0
[121 empty] | SGST - RNG | 9.0
| 320A 70kA Four Pole DN3 TMR MCCB L&T CM94101OOQ1OG | 320A 70kA Four Pole DN3 TMR MCCB L&T CM94101OOQ1OG | LTDN3MCCB | Nos |  | 320A 70kA Four Pole DN3 TMR MCCB L&T CM94101OOQ1OG |  | 0 | 0 | 1 | 1 | 1 | 0.0 | 0.0 | 0.0 | 0 |  |  | 0.0 | Electrical Components | 320A 70kA Four Pole DN3 TMR MCCB L&T CM94101OOQ1OG | 0 | 31-12-2099 | Material Transfer | Moving Average |  | 0.0 |  | 0 | 0 |  | 0 | 0 | 0 | 0 |  | 0 | Item Attribute | 1 | Nos | 0.0 | 0.0 | 0 | 0.0 | 0 | L&T | CM94101OOQ1OG | India |  |  | 0 | 0.0 |  | 0 | 0 |  | 0 | 0 | 0 | 0 |  |  | 0 | 0 | 0 |  | 0 | [5 empty] | 0 |  |  | 0 | [13 empty] | Nos | 1.0 | [10 empty] | Ringlus Electro Controls & Automation PVT LTD | [18 empty] | CGST - RNG | 9.0
[121 empty] | SGST - RNG | 9.0
| 400A 70kA Four Pole DN3 TMR MCCB L&T CM94101OOR1OG | 400A 70kA Four Pole DN3 TMR MCCB L&T CM94101OOR1OG | LTDN3MCCB | Nos |  | 400A 70kA Four Pole DN3 TMR MCCB L&T CM94101OOR1OG |  | 0 | 0 | 1 | 1 | 1 | 0.0 | 0.0 | 0.0 | 0 |  |  | 0.0 | Electrical Components | 400A 70kA Four Pole DN3 TMR MCCB L&T CM94101OOR1OG | 0 | 31-12-2099 | Material Transfer | Moving Average |  | 0.0 |  | 0 | 0 |  | 0 | 0 | 0 | 0 |  | 0 | Item Attribute | 1 | Nos | 0.0 | 0.0 | 0 | 0.0 | 0 | L&T | CM94101OOR1OG | India |  |  | 0 | 0.0 |  | 0 | 0 |  | 0 | 0 | 0 | 0 |  |  | 0 | 0 | 0 |  | 0 | [5 empty] | 0 |  |  | 0 | [13 empty] | Nos | 1.0 | [10 empty] | Ringlus Electro Controls & Automation PVT LTD | [18 empty] | CGST - RNG | 9.0
[121 empty] | SGST - RNG | 9.0
| 500A 70kA Four Pole DN3 TMR MCCB L&T CM94102OOS1OG | 500A 70kA Four Pole DN3 TMR MCCB L&T CM94102OOS1OG | LTDN3MCCB | Nos |  | 500A 70kA Four Pole DN3 TMR MCCB L&T CM94102OOS1OG |  | 0 | 0 | 1 | 1 | 1 | 0.0 | 0.0 | 0.0 | 0 |  |  | 0.0 | Electrical Components | 500A 70kA Four Pole DN3 TMR MCCB L&T CM94102OOS1OG | 0 | 31-12-2099 | Material Transfer | Moving Average |  | 0.0 |  | 0 | 0 |  | 0 | 0 | 0 | 0 |  | 0 | Item Attribute | 1 | Nos | 0.0 | 0.0 | 0 | 0.0 | 0 | L&T | CM94102OOS1OG | India |  |  | 0 | 0.0 |  | 0 | 0 |  | 0 | 0 | 0 | 0 |  |  | 0 | 0 | 0 |  | 0 | [5 empty] | 0 |  |  | 0 | [13 empty] | Nos | 1.0 | [10 empty] | Ringlus Electro Controls & Automation PVT LTD | [18 empty] | CGST - RNG | 9.0
[121 empty] | SGST - RNG | 9.0
| 630A 70kA Four Pole DN3 TMR MCCB L&T CM94102OOT1OG | 630A 70kA Four Pole DN3 TMR MCCB L&T CM94102OOT1OG | LTDN3MCCB | Nos |  | 630A 70kA Four Pole DN3 TMR MCCB L&T CM94102OOT1OG |  | 0 | 0 | 1 | 1 | 1 | 0.0 | 0.0 | 0.0 | 0 |  |  | 0.0 | Electrical Components | 630A 70kA Four Pole DN3 TMR MCCB L&T CM94102OOT1OG | 0 | 31-12-2099 | Material Transfer | Moving Average |  | 0.0 |  | 0 | 0 |  | 0 | 0 | 0 | 0 |  | 0 | Item Attribute | 1 | Nos | 0.0 | 0.0 | 0 | 0.0 | 0 | L&T | CM94102OOT1OG | India |  |  | 0 | 0.0 |  | 0 | 0 |  | 0 | 0 | 0 | 0 |  |  | 0 | 0 | 0 |  | 0 | [5 empty] | 0 |  |  | 0 | [13 empty] | Nos | 1.0 | [10 empty] | Ringlus Electro Controls & Automation PVT LTD | [18 empty] | CGST - RNG | 9.0
[121 empty] | SGST - RNG | 9.0
| 40A 36kA Triple Pole DN2 MPR MTX1.0 MCCB L&T CM92063OOOOX1 | 40A 36kA Triple Pole DN2 MPR MTX1.0 MCCB L&T CM92063OOOOX1 | LTDN2MCCB | Nos |  | 40A 36kA Triple Pole DN2 MPR MTX1.0 MCCB L&T CM92063OOOOX1 |  | 0 | 0 | 1 | 1 | 1 | 0.0 | 0.0 | 0.0 | 0 |  |  | 0.0 | Electrical Components | 40A 36kA Triple Pole DN2 MPR MTX1.0 MCCB L&T CM92063OOOOX1 | 0 | 31-12-2099 | Material Transfer | Moving Average |  | 0.0 |  | 0 | 0 |  | 0 | 0 | 0 | 0 |  | 0 | Item Attribute | 1 | Nos | 0.0 | 0.0 | 0 | 0.0 | 0 | L&T | CM92063OOOOX1 | India |  |  | 0 | 0.0 |  | 0 | 0 |  | 0 | 0 | 0 | 0 |  |  | 0 | 0 | 0 |  | 0 | [5 empty] | 0 |  |  | 0 | [13 empty] | Nos | 1.0 | [10 empty] | Ringlus Electro Controls & Automation PVT LTD | [18 empty] | CGST - RNG | 9.0
[121 empty] | SGST - RNG | 9.0
| 63A 36kA Triple Pole DN2 MPR MTX1.0 MCCB L&T CM92071OOOOX1 | 63A 36kA Triple Pole DN2 MPR MTX1.0 MCCB L&T CM92071OOOOX1 | LTDN2MCCB | Nos |  | 63A 36kA Triple Pole DN2 MPR MTX1.0 MCCB L&T CM92071OOOOX1 |  | 0 | 0 | 1 | 1 | 1 | 0.0 | 0.0 | 0.0 | 0 |  |  | 0.0 | Electrical Components | 63A 36kA Triple Pole DN2 MPR MTX1.0 MCCB L&T CM92071OOOOX1 | 0 | 31-12-2099 | Material Transfer | Moving Average |  | 0.0 |  | 0 | 0 |  | 0 | 0 | 0 | 0 |  | 0 | Item Attribute | 1 | Nos | 0.0 | 0.0 | 0 | 0.0 | 0 | L&T | CM92071OOOOX1 | India |  |  | 0 | 0.0 |  | 0 | 0 |  | 0 | 0 | 0 | 0 |  |  | 0 | 0 | 0 |  | 0 | [5 empty] | 0 |  |  | 0 | [13 empty] | Nos | 1.0 | [10 empty] | Ringlus Electro Controls & Automation PVT LTD | [18 empty] | CGST - RNG | 9.0
[121 empty] | SGST - RNG | 9.0
| 100A 36kA Triple Pole DN2 MPR MTX1.0 MCCB L&TCM92051OOOOX1 | 100A 36kA Triple Pole DN2 MPR MTX1.0 MCCB L&TCM92051OOOOX1 | LTDN2MCCB | Nos |  | 100A 36kA Triple Pole DN2 MPR MTX1.0 MCCB L&TCM92051OOOOX1 |  | 0 | 0 | 1 | 1 | 1 | 0.0 | 0.0 | 0.0 | 0 |  |  | 0.0 | Electrical Components | 100A 36kA Triple Pole DN2 MPR MTX1.0 MCCB L&TCM92051OOOOX1 | 0 | 31-12-2099 | Material Transfer | Moving Average |  | 0.0 |  | 0 | 0 |  | 0 | 0 | 0 | 0 |  | 0 | Item Attribute | 1 | Nos | 0.0 | 0.0 | 0 | 0.0 | 0 | L&T | CM92051OOOOX1 | India |  |  | 0 | 0.0 |  | 0 | 0 |  | 0 | 0 | 0 | 0 |  |  | 0 | 0 | 0 |  | 0 | [5 empty] | 0 |  |  | 0 | [13 empty] | Nos | 1.0 | [10 empty] | Ringlus Electro Controls & Automation PVT LTD | [18 empty] | CGST - RNG | 9.0
[121 empty] | SGST - RNG | 9.0
| 160A 36kA Triple Pole DN2 MPR MTX1.0 MCCB L&T CM92074OOOOX1 | 160A 36kA Triple Pole DN2 MPR MTX1.0 MCCB L&T CM92074OOOOX1 | LTDN2MCCB | Nos |  | 160A 36kA Triple Pole DN2 MPR MTX1.0 MCCB L&T CM92074OOOOX1 |  | 0 | 0 | 1 | 1 | 1 | 0.0 | 0.0 | 0.0 | 0 |  |  | 0.0 | Electrical Components | 160A 36kA Triple Pole DN2 MPR MTX1.0 MCCB L&T CM92074OOOOX1 | 0 | 31-12-2099 | Material Transfer | Moving Average |  | 0.0 |  | 0 | 0 |  | 0 | 0 | 0 | 0 |  | 0 | Item Attribute | 1 | Nos | 0.0 | 0.0 | 0 | 0.0 | 0 | L&T | CM92074OOOOX1 | India |  |  | 0 | 0.0 |  | 0 | 0 |  | 0 | 0 | 0 | 0 |  |  | 0 | 0 | 0 |  | 0 | [5 empty] | 0 |  |  | 0 | [13 empty] | Nos | 1.0 | [10 empty] | Ringlus Electro Controls & Automation PVT LTD | [18 empty] | CGST - RNG | 9.0
[121 empty] | SGST - RNG | 9.0
| 250A 36kA Triple Pole DN2 MPR MTX1.0 MCCB L&T CM92054OOOOX1 | 250A 36kA Triple Pole DN2 MPR MTX1.0 MCCB L&T CM92054OOOOX1 | LTDN2MCCB | Nos |  | 250A 36kA Triple Pole DN2 MPR MTX1.0 MCCB L&T CM92054OOOOX1 |  | 0 | 0 | 1 | 1 | 1 | 0.0 | 0.0 | 0.0 | 0 |  |  | 0.0 | Electrical Components | 250A 36kA Triple Pole DN2 MPR MTX1.0 MCCB L&T CM92054OOOOX1 | 0 | 31-12-2099 | Material Transfer | Moving Average |  | 0.0 |  | 0 | 0 |  | 0 | 0 | 0 | 0 |  | 0 | Item Attribute | 1 | Nos | 0.0 | 0.0 | 0 | 0.0 | 0 | L&T | CM92054OOOOX1 | India |  |  | 0 | 0.0 |  | 0 | 0 |  | 0 | 0 | 0 | 0 |  |  | 0 | 0 | 0 |  | 0 | [5 empty] | 0 |  |  | 0 | [13 empty] | Nos | 1.0 | [10 empty] | Ringlus Electro Controls & Automation PVT LTD | [18 empty] | CGST - RNG | 9.0
[121 empty] | SGST - RNG | 9.0
| 400A 36kA Triple Pole DN3 MPR MTX1.0 MCCB L&T CM93001OOOOX1 | 400A 36kA Triple Pole DN3 MPR MTX1.0 MCCB L&T CM93001OOOOX1 | LTDN3MCCB | Nos |  | 400A 36kA Triple Pole DN3 MPR MTX1.0 MCCB L&T CM93001OOOOX1 |  | 0 | 0 | 1 | 1 | 1 | 0.0 | 0.0 | 0.0 | 0 |  |  | 0.0 | Electrical Components | 400A 36kA Triple Pole DN3 MPR MTX1.0 MCCB L&T CM93001OOOOX1 | 0 | 31-12-2099 | Material Transfer | Moving Average |  | 0.0 |  | 0 | 0 |  | 0 | 0 | 0 | 0 |  | 0 | Item Attribute | 1 | Nos | 0.0 | 0.0 | 0 | 0.0 | 0 | L&T | CM93001OOOOX1 | India |  |  | 0 | 0.0 |  | 0 | 0 |  | 0 | 0 | 0 | 0 |  |  | 0 | 0 | 0 |  | 0 | [5 empty] | 0 |  |  | 0 | [13 empty] | Nos | 1.0 | [10 empty] | Ringlus Electro Controls & Automation PVT LTD | [18 empty] | CGST - RNG | 9.0
[121 empty] | SGST - RNG | 9.0
| 630A 36kA Triple Pole DN3 MPR MTX1.0 MCCB L&T CM93005OOOOX1 | 630A 36kA Triple Pole DN3 MPR MTX1.0 MCCB L&T CM93005OOOOX1 | LTDN3MCCB | Nos |  | 630A 36kA Triple Pole DN3 MPR MTX1.0 MCCB L&T CM93005OOOOX1 |  | 0 | 0 | 1 | 1 | 1 | 0.0 | 0.0 | 0.0 | 0 |  |  | 0.0 | Electrical Components | 630A 36kA Triple Pole DN3 MPR MTX1.0 MCCB L&T CM93005OOOOX1 | 0 | 31-12-2099 | Material Transfer | Moving Average |  | 0.0 |  | 0 | 0 |  | 0 | 0 | 0 | 0 |  | 0 | Item Attribute | 1 | Nos | 0.0 | 0.0 | 0 | 0.0 | 0 | L&T | CM93005OOOOX1 | India |  |  | 0 | 0.0 |  | 0 | 0 |  | 0 | 0 | 0 | 0 |  |  | 0 | 0 | 0 |  | 0 | [5 empty] | 0 |  |  | 0 | [13 empty] | Nos | 1.0 | [10 empty] | Ringlus Electro Controls & Automation PVT LTD | [18 empty] | CGST - RNG | 9.0
[121 empty] | SGST - RNG | 9.0
| 40A 36kA Four Pole DN2 MPR MTX1.0 MCCB L&T CM92155OOOOX1 | 40A 36kA Four Pole DN2 MPR MTX1.0 MCCB L&T CM92155OOOOX1 | LTDN2MCCB | Nos |  | 40A 36kA Four Pole DN2 MPR MTX1.0 MCCB L&T CM92155OOOOX1 |  | 0 | 0 | 1 | 1 | 1 | 0.0 | 0.0 | 0.0 | 0 |  |  | 0.0 | Electrical Components | 40A 36kA Four Pole DN2 MPR MTX1.0 MCCB L&T CM92155OOOOX1 | 0 | 31-12-2099 | Material Transfer | Moving Average |  | 0.0 |  | 0 | 0 |  | 0 | 0 | 0 | 0 |  | 0 | Item Attribute | 1 | Nos | 0.0 | 0.0 | 0 | 0.0 | 0 | L&T | CM92155OOOOX1 | India |  |  | 0 | 0.0 |  | 0 | 0 |  | 0 | 0 | 0 | 0 |  |  | 0 | 0 | 0 |  | 0 | [5 empty] | 0 |  |  | 0 | [13 empty] | Nos | 1.0 | [10 empty] | Ringlus Electro Controls & Automation PVT LTD | [18 empty] | CGST - RNG | 9.0
[121 empty] | SGST - RNG | 9.0
| 63A 36kA Four Pole DN2 MPR MTX1.0 MCCB L&T CM92154OOOOX1 | 63A 36kA Four Pole DN2 MPR MTX1.0 MCCB L&T CM92154OOOOX1 | LTDN2MCCB | Nos |  | 63A 36kA Four Pole DN2 MPR MTX1.0 MCCB L&T CM92154OOOOX1 |  | 0 | 0 | 1 | 1 | 1 | 0.0 | 0.0 | 0.0 | 0 |  |  | 0.0 | Electrical Components | 63A 36kA Four Pole DN2 MPR MTX1.0 MCCB L&T CM92154OOOOX1 | 0 | 31-12-2099 | Material Transfer | Moving Average |  | 0.0 |  | 0 | 0 |  | 0 | 0 | 0 | 0 |  | 0 | Item Attribute | 1 | Nos | 0.0 | 0.0 | 0 | 0.0 | 0 | L&T | CM92154OOOOX1 | India |  |  | 0 | 0.0 |  | 0 | 0 |  | 0 | 0 | 0 | 0 |  |  | 0 | 0 | 0 |  | 0 | [5 empty] | 0 |  |  | 0 | [13 empty] | Nos | 1.0 | [10 empty] | Ringlus Electro Controls & Automation PVT LTD | [18 empty] | CGST - RNG | 9.0
[121 empty] | SGST - RNG | 9.0
| 100A 36kA Four Pole DN2 MPR MTX1.0 MCCB L&TCM92153OOOOX1 | 100A 36kA Four Pole DN2 MPR MTX1.0 MCCB L&TCM92153OOOOX1 | LTDN2MCCB | Nos |  | 100A 36kA Four Pole DN2 MPR MTX1.0 MCCB L&TCM92153OOOOX1 |  | 0 | 0 | 1 | 1 | 1 | 0.0 | 0.0 | 0.0 | 0 |  |  | 0.0 | Electrical Components | 100A 36kA Four Pole DN2 MPR MTX1.0 MCCB L&TCM92153OOOOX1 | 0 | 31-12-2099 | Material Transfer | Moving Average |  | 0.0 |  | 0 | 0 |  | 0 | 0 | 0 | 0 |  | 0 | Item Attribute | 1 | Nos | 0.0 | 0.0 | 0 | 0.0 | 0 | L&T | CM92153OOOOX1 | India |  |  | 0 | 0.0 |  | 0 | 0 |  | 0 | 0 | 0 | 0 |  |  | 0 | 0 | 0 |  | 0 | [5 empty] | 0 |  |  | 0 | [13 empty] | Nos | 1.0 | [10 empty] | Ringlus Electro Controls & Automation PVT LTD | [18 empty] | CGST - RNG | 9.0
[121 empty] | SGST - RNG | 9.0
| 160A 36kA Four Pole DN2 MPR MTX1.0 MCCB L&T CM92152OOOOX1 | 160A 36kA Four Pole DN2 MPR MTX1.0 MCCB L&T CM92152OOOOX1 | LTDN2MCCB | Nos |  | 160A 36kA Four Pole DN2 MPR MTX1.0 MCCB L&T CM92152OOOOX1 |  | 0 | 0 | 1 | 1 | 1 | 0.0 | 0.0 | 0.0 | 0 |  |  | 0.0 | Electrical Components | 160A 36kA Four Pole DN2 MPR MTX1.0 MCCB L&T CM92152OOOOX1 | 0 | 31-12-2099 | Material Transfer | Moving Average |  | 0.0 |  | 0 | 0 |  | 0 | 0 | 0 | 0 |  | 0 | Item Attribute | 1 | Nos | 0.0 | 0.0 | 0 | 0.0 | 0 | L&T | CM92152OOOOX1 | India |  |  | 0 | 0.0 |  | 0 | 0 |  | 0 | 0 | 0 | 0 |  |  | 0 | 0 | 0 |  | 0 | [5 empty] | 0 |  |  | 0 | [13 empty] | Nos | 1.0 | [10 empty] | Ringlus Electro Controls & Automation PVT LTD | [18 empty] | CGST - RNG | 9.0
[121 empty] | SGST - RNG | 9.0
| 250A 36kA Four Pole DN2 MPR MTX1.0 MCCB L&T CM92151OOOOX1 | 250A 36kA Four Pole DN2 MPR MTX1.0 MCCB L&T CM92151OOOOX1 | LTDN2MCCB | Nos |  | 250A 36kA Four Pole DN2 MPR MTX1.0 MCCB L&T CM92151OOOOX1 |  | 0 | 0 | 1 | 1 | 1 | 0.0 | 0.0 | 0.0 | 0 |  |  | 0.0 | Electrical Components | 250A 36kA Four Pole DN2 MPR MTX1.0 MCCB L&T CM92151OOOOX1 | 0 | 31-12-2099 | Material Transfer | Moving Average |  | 0.0 |  | 0 | 0 |  | 0 | 0 | 0 | 0 |  | 0 | Item Attribute | 1 | Nos | 0.0 | 0.0 | 0 | 0.0 | 0 | L&T | CM92151OOOOX1 | India |  |  | 0 | 0.0 |  | 0 | 0 |  | 0 | 0 | 0 | 0 |  |  | 0 | 0 | 0 |  | 0 | [5 empty] | 0 |  |  | 0 | [13 empty] | Nos | 1.0 | [10 empty] | Ringlus Electro Controls & Automation PVT LTD | [18 empty] | CGST - RNG | 9.0
[121 empty] | SGST - RNG | 9.0
| 400A 36kA Four Pole DN3 MPR MTX1.0 MCCB L&T CM93003OOOOX1 | 400A 36kA Four Pole DN3 MPR MTX1.0 MCCB L&T CM93003OOOOX1 | LTDN3MCCB | Nos |  | 400A 36kA Four Pole DN3 MPR MTX1.0 MCCB L&T CM93003OOOOX1 |  | 0 | 0 | 1 | 1 | 1 | 0.0 | 0.0 | 0.0 | 0 |  |  | 0.0 | Electrical Components | 400A 36kA Four Pole DN3 MPR MTX1.0 MCCB L&T CM93003OOOOX1 | 0 | 31-12-2099 | Material Transfer | Moving Average |  | 0.0 |  | 0 | 0 |  | 0 | 0 | 0 | 0 |  | 0 | Item Attribute | 1 | Nos | 0.0 | 0.0 | 0 | 0.0 | 0 | L&T | CM93003OOOOX1 | India |  |  | 0 | 0.0 |  | 0 | 0 |  | 0 | 0 | 0 | 0 |  |  | 0 | 0 | 0 |  | 0 | [5 empty] | 0 |  |  | 0 | [13 empty] | Nos | 1.0 | [10 empty] | Ringlus Electro Controls & Automation PVT LTD | [18 empty] | CGST - RNG | 9.0
[121 empty] | SGST - RNG | 9.0
| 630A 36kA Four Pole DN3 MPR MTX1.0 MCCB L&T CM93007OOOOX1 | 630A 36kA Four Pole DN3 MPR MTX1.0 MCCB L&T CM93007OOOOX1 | LTDN3MCCB | Nos |  | 630A 36kA Four Pole DN3 MPR MTX1.0 MCCB L&T CM93007OOOOX1 |  | 0 | 0 | 1 | 1 | 1 | 0.0 | 0.0 | 0.0 | 0 |  |  | 0.0 | Electrical Components | 630A 36kA Four Pole DN3 MPR MTX1.0 MCCB L&T CM93007OOOOX1 | 0 | 31-12-2099 | Material Transfer | Moving Average |  | 0.0 |  | 0 | 0 |  | 0 | 0 | 0 | 0 |  | 0 | Item Attribute | 1 | Nos | 0.0 | 0.0 | 0 | 0.0 | 0 | L&T | CM93007OOOOX1 | India |  |  | 0 | 0.0 |  | 0 | 0 |  | 0 | 0 | 0 | 0 |  |  | 0 | 0 | 0 |  | 0 | [5 empty] | 0 |  |  | 0 | [13 empty] | Nos | 1.0 | [10 empty] | Ringlus Electro Controls & Automation PVT LTD | [18 empty] | CGST - RNG | 9.0
[121 empty] | SGST - RNG | 9.0
| 40A 50kA Triple Pole DN2 MPR MTX1.0 MCCB L&T CM92064OOOOX1 | 40A 50kA Triple Pole DN2 MPR MTX1.0 MCCB L&T CM92064OOOOX1 | LTDN2MCCB | Nos |  | 40A 50kA Triple Pole DN2 MPR MTX1.0 MCCB L&T CM92064OOOOX1 |  | 0 | 0 | 1 | 1 | 1 | 0.0 | 0.0 | 0.0 | 0 |  |  | 0.0 | Electrical Components | 40A 50kA Triple Pole DN2 MPR MTX1.0 MCCB L&T CM92064OOOOX1 | 0 | 31-12-2099 | Material Transfer | Moving Average |  | 0.0 |  | 0 | 0 |  | 0 | 0 | 0 | 0 |  | 0 | Item Attribute | 1 | Nos | 0.0 | 0.0 | 0 | 0.0 | 0 | L&T | CM92064OOOOX1 | India |  |  | 0 | 0.0 |  | 0 | 0 |  | 0 | 0 | 0 | 0 |  |  | 0 | 0 | 0 |  | 0 | [5 empty] | 0 |  |  | 0 | [13 empty] | Nos | 1.0 | [10 empty] | Ringlus Electro Controls & Automation PVT LTD | [18 empty] | CGST - RNG | 9.0
[121 empty] | SGST - RNG | 9.0
| 63A 50kA Triple Pole DN2 MPR MTX1.0 MCCB L&T CM92072OOOOX1 | 63A 50kA Triple Pole DN2 MPR MTX1.0 MCCB L&T CM92072OOOOX1 | LTDN2MCCB | Nos |  | 63A 50kA Triple Pole DN2 MPR MTX1.0 MCCB L&T CM92072OOOOX1 |  | 0 | 0 | 1 | 1 | 1 | 0.0 | 0.0 | 0.0 | 0 |  |  | 0.0 | Electrical Components | 63A 50kA Triple Pole DN2 MPR MTX1.0 MCCB L&T CM92072OOOOX1 | 0 | 31-12-2099 | Material Transfer | Moving Average |  | 0.0 |  | 0 | 0 |  | 0 | 0 | 0 | 0 |  | 0 | Item Attribute | 1 | Nos | 0.0 | 0.0 | 0 | 0.0 | 0 | L&T | CM92072OOOOX1 | India |  |  | 0 | 0.0 |  | 0 | 0 |  | 0 | 0 | 0 | 0 |  |  | 0 | 0 | 0 |  | 0 | [5 empty] | 0 |  |  | 0 | [13 empty] | Nos | 1.0 | [10 empty] | Ringlus Electro Controls & Automation PVT LTD | [18 empty] | CGST - RNG | 9.0
[121 empty] | SGST - RNG | 9.0
| 100A 50kA Triple Pole DN2 MPR MTX1.0 MCCB L&TCM92052OOOOX1 | 100A 50kA Triple Pole DN2 MPR MTX1.0 MCCB L&TCM92052OOOOX1 | LTDN2MCCB | Nos |  | 100A 50kA Triple Pole DN2 MPR MTX1.0 MCCB L&TCM92052OOOOX1 |  | 0 | 0 | 1 | 1 | 1 | 0.0 | 0.0 | 0.0 | 0 |  |  | 0.0 | Electrical Components | 100A 50kA Triple Pole DN2 MPR MTX1.0 MCCB L&TCM92052OOOOX1 | 0 | 31-12-2099 | Material Transfer | Moving Average |  | 0.0 |  | 0 | 0 |  | 0 | 0 | 0 | 0 |  | 0 | Item Attribute | 1 | Nos | 0.0 | 0.0 | 0 | 0.0 | 0 | L&T | CM92052OOOOX1 | India |  |  | 0 | 0.0 |  | 0 | 0 |  | 0 | 0 | 0 | 0 |  |  | 0 | 0 | 0 |  | 0 | [5 empty] | 0 |  |  | 0 | [13 empty] | Nos | 1.0 | [10 empty] | Ringlus Electro Controls & Automation PVT LTD | [18 empty] | CGST - RNG | 9.0
[121 empty] | SGST - RNG | 9.0
| 160A 50kA Triple Pole DN2 MPR MTX1.0 MCCB L&T CM92075OOOOX1 | 160A 50kA Triple Pole DN2 MPR MTX1.0 MCCB L&T CM92075OOOOX1 | LTDN2MCCB | Nos |  | 160A 50kA Triple Pole DN2 MPR MTX1.0 MCCB L&T CM92075OOOOX1 |  | 0 | 0 | 1 | 1 | 1 | 0.0 | 0.0 | 0.0 | 0 |  |  | 0.0 | Electrical Components | 160A 50kA Triple Pole DN2 MPR MTX1.0 MCCB L&T CM92075OOOOX1 | 0 | 31-12-2099 | Material Transfer | Moving Average |  | 0.0 |  | 0 | 0 |  | 0 | 0 | 0 | 0 |  | 0 | Item Attribute | 1 | Nos | 0.0 | 0.0 | 0 | 0.0 | 0 | L&T | CM92075OOOOX1 | India |  |  | 0 | 0.0 |  | 0 | 0 |  | 0 | 0 | 0 | 0 |  |  | 0 | 0 | 0 |  | 0 | [5 empty] | 0 |  |  | 0 | [13 empty] | Nos | 1.0 | [10 empty] | Ringlus Electro Controls & Automation PVT LTD | [18 empty] | CGST - RNG | 9.0
[121 empty] | SGST - RNG | 9.0
| 250A 50kA Triple Pole DN2 MPR MTX1.0 MCCB L&T CM92055OOOOX1 | 250A 50kA Triple Pole DN2 MPR MTX1.0 MCCB L&T CM92055OOOOX1 | LTDN2MCCB | Nos |  | 250A 50kA Triple Pole DN2 MPR MTX1.0 MCCB L&T CM92055OOOOX1 |  | 0 | 0 | 1 | 1 | 1 | 0.0 | 0.0 | 0.0 | 0 |  |  | 0.0 | Electrical Components | 250A 50kA Triple Pole DN2 MPR MTX1.0 MCCB L&T CM92055OOOOX1 | 0 | 31-12-2099 | Material Transfer | Moving Average |  | 0.0 |  | 0 | 0 |  | 0 | 0 | 0 | 0 |  | 0 | Item Attribute | 1 | Nos | 0.0 | 0.0 | 0 | 0.0 | 0 | L&T | CM92055OOOOX1 | India |  |  | 0 | 0.0 |  | 0 | 0 |  | 0 | 0 | 0 | 0 |  |  | 0 | 0 | 0 |  | 0 | [5 empty] | 0 |  |  | 0 | [13 empty] | Nos | 1.0 | [10 empty] | Ringlus Electro Controls & Automation PVT LTD | [18 empty] | CGST - RNG | 9.0
[121 empty] | SGST - RNG | 9.0
| 400A 50kA Triple Pole DN3 MPR MTX1.0 MCCB L&T CM93002OOOOX1 | 400A 50kA Triple Pole DN3 MPR MTX1.0 MCCB L&T CM93002OOOOX1 | LTDN3MCCB | Nos |  | 400A 50kA Triple Pole DN3 MPR MTX1.0 MCCB L&T CM93002OOOOX1 |  | 0 | 0 | 1 | 1 | 1 | 0.0 | 0.0 | 0.0 | 0 |  |  | 0.0 | Electrical Components | 400A 50kA Triple Pole DN3 MPR MTX1.0 MCCB L&T CM93002OOOOX1 | 0 | 31-12-2099 | Material Transfer | Moving Average |  | 0.0 |  | 0 | 0 |  | 0 | 0 | 0 | 0 |  | 0 | Item Attribute | 1 | Nos | 0.0 | 0.0 | 0 | 0.0 | 0 | L&T | CM93002OOOOX1 | India |  |  | 0 | 0.0 |  | 0 | 0 |  | 0 | 0 | 0 | 0 |  |  | 0 | 0 | 0 |  | 0 | [5 empty] | 0 |  |  | 0 | [13 empty] | Nos | 1.0 | [10 empty] | Ringlus Electro Controls & Automation PVT LTD | [18 empty] | CGST - RNG | 9.0
[121 empty] | SGST - RNG | 9.0
| 630A 50kA Triple Pole DN3 MPR MTX1.0 MCCB L&T CM93006OOOOX1 | 630A 50kA Triple Pole DN3 MPR MTX1.0 MCCB L&T CM93006OOOOX1 | LTDN3MCCB | Nos |  | 630A 50kA Triple Pole DN3 MPR MTX1.0 MCCB L&T CM93006OOOOX1 |  | 0 | 0 | 1 | 1 | 1 | 0.0 | 0.0 | 0.0 | 0 |  |  | 0.0 | Electrical Components | 630A 50kA Triple Pole DN3 MPR MTX1.0 MCCB L&T CM93006OOOOX1 | 0 | 31-12-2099 | Material Transfer | Moving Average |  | 0.0 |  | 0 | 0 |  | 0 | 0 | 0 | 0 |  | 0 | Item Attribute | 1 | Nos | 0.0 | 0.0 | 0 | 0.0 | 0 | L&T | CM93006OOOOX1 | India |  |  | 0 | 0.0 |  | 0 | 0 |  | 0 | 0 | 0 | 0 |  |  | 0 | 0 | 0 |  | 0 | [5 empty] | 0 |  |  | 0 | [13 empty] | Nos | 1.0 | [10 empty] | Ringlus Electro Controls & Automation PVT LTD | [18 empty] | CGST - RNG | 9.0
[121 empty] | SGST - RNG | 9.0
| 800A 50kA Triple Pole DN4 MPR MTX1.0 MCCB L&T CM96021OOOOX1 | 800A 50kA Triple Pole DN4 MPR MTX1.0 MCCB L&T CM96021OOOOX1 | LTDN4MCCB | Nos |  | 800A 50kA Triple Pole DN4 MPR MTX1.0 MCCB L&T CM96021OOOOX1 |  | 0 | 0 | 1 | 1 | 1 | 0.0 | 0.0 | 0.0 | 0 |  |  | 0.0 | Electrical Components | 800A 50kA Triple Pole DN4 MPR MTX1.0 MCCB L&T CM96021OOOOX1 | 0 | 31-12-2099 | Material Transfer | Moving Average |  | 0.0 |  | 0 | 0 |  | 0 | 0 | 0 | 0 |  | 0 | Item Attribute | 1 | Nos | 0.0 | 0.0 | 0 | 0.0 | 0 | L&T | CM96021OOOOX1 | India |  |  | 0 | 0.0 |  | 0 | 0 |  | 0 | 0 | 0 | 0 |  |  | 0 | 0 | 0 |  | 0 | [5 empty] | 0 |  |  | 0 | [13 empty] | Nos | 1.0 | [10 empty] | Ringlus Electro Controls & Automation PVT LTD | [18 empty] | CGST - RNG | 9.0
[121 empty] | SGST - RNG | 9.0
| 1000A 50kA Triple Pole DN4 MPR MTX1.0 MCCB L&T CM96022OOOOX1 | 1000A 50kA Triple Pole DN4 MPR MTX1.0 MCCB L&T CM96022OOOOX1 | LTDN4MCCB | Nos |  | 1000A 50kA Triple Pole DN4 MPR MTX1.0 MCCB L&T CM96022OOOOX1 |  | 0 | 0 | 1 | 1 | 1 | 0.0 | 0.0 | 0.0 | 0 |  |  | 0.0 | Electrical Components | 1000A 50kA Triple Pole DN4 MPR MTX1.0 MCCB L&T CM96022OOOOX1 | 0 | 31-12-2099 | Material Transfer | Moving Average |  | 0.0 |  | 0 | 0 |  | 0 | 0 | 0 | 0 |  | 0 | Item Attribute | 1 | Nos | 0.0 | 0.0 | 0 | 0.0 | 0 | L&T | CM96022OOOOX1 | India |  |  | 0 | 0.0 |  | 0 | 0 |  | 0 | 0 | 0 | 0 |  |  | 0 | 0 | 0 |  | 0 | [5 empty] | 0 |  |  | 0 | [13 empty] | Nos | 1.0 | [10 empty] | Ringlus Electro Controls & Automation PVT LTD | [18 empty] | CGST - RNG | 9.0
[121 empty] | SGST - RNG | 9.0
| 1250A 50kA Triple Pole DN4 MPR MTX1.0 MCCB L&T CM96023OOOOX1 | 1250A 50kA Triple Pole DN4 MPR MTX1.0 MCCB L&T CM96023OOOOX1 | LTDN4MCCB | Nos |  | 1250A 50kA Triple Pole DN4 MPR MTX1.0 MCCB L&T CM96023OOOOX1 |  | 0 | 0 | 1 | 1 | 1 | 0.0 | 0.0 | 0.0 | 0 |  |  | 0.0 | Electrical Components | 1250A 50kA Triple Pole DN4 MPR MTX1.0 MCCB L&T CM96023OOOOX1 | 0 | 31-12-2099 | Material Transfer | Moving Average |  | 0.0 |  | 0 | 0 |  | 0 | 0 | 0 | 0 |  | 0 | Item Attribute | 1 | Nos | 0.0 | 0.0 | 0 | 0.0 | 0 | L&T | CM96023OOOOX1 | India |  |  | 0 | 0.0 |  | 0 | 0 |  | 0 | 0 | 0 | 0 |  |  | 0 | 0 | 0 |  | 0 | [5 empty] | 0 |  |  | 0 | [13 empty] | Nos | 1.0 | [10 empty] | Ringlus Electro Controls & Automation PVT LTD | [18 empty] | CGST - RNG | 9.0
[121 empty] | SGST - RNG | 9.0
| 40A 50kA Four Pole DN2 MPR MTX1.0 MCCB L&T CM92160OOOOX1 | 40A 50kA Four Pole DN2 MPR MTX1.0 MCCB L&T CM92160OOOOX1 | LTDN2MCCB | Nos |  | 40A 50kA Four Pole DN2 MPR MTX1.0 MCCB L&T CM92160OOOOX1 |  | 0 | 0 | 1 | 1 | 1 | 0.0 | 0.0 | 0.0 | 0 |  |  | 0.0 | Electrical Components | 40A 50kA Four Pole DN2 MPR MTX1.0 MCCB L&T CM92160OOOOX1 | 0 | 31-12-2099 | Material Transfer | Moving Average |  | 0.0 |  | 0 | 0 |  | 0 | 0 | 0 | 0 |  | 0 | Item Attribute | 1 | Nos | 0.0 | 0.0 | 0 | 0.0 | 0 | L&T | CM92160OOOOX1 | India |  |  | 0 | 0.0 |  | 0 | 0 |  | 0 | 0 | 0 | 0 |  |  | 0 | 0 | 0 |  | 0 | [5 empty] | 0 |  |  | 0 | [13 empty] | Nos | 1.0 | [10 empty] | Ringlus Electro Controls & Automation PVT LTD | [18 empty] | CGST - RNG | 9.0
[121 empty] | SGST - RNG | 9.0
| 63A 50kA Four Pole DN2 MPR MTX1.0 MCCB L&T CM92159OOOOX1 | 63A 50kA Four Pole DN2 MPR MTX1.0 MCCB L&T CM92159OOOOX1 | LTDN2MCCB | Nos |  | 63A 50kA Four Pole DN2 MPR MTX1.0 MCCB L&T CM92159OOOOX1 |  | 0 | 0 | 1 | 1 | 1 | 0.0 | 0.0 | 0.0 | 0 |  |  | 0.0 | Electrical Components | 63A 50kA Four Pole DN2 MPR MTX1.0 MCCB L&T CM92159OOOOX1 | 0 | 31-12-2099 | Material Transfer | Moving Average |  | 0.0 |  | 0 | 0 |  | 0 | 0 | 0 | 0 |  | 0 | Item Attribute | 1 | Nos | 0.0 | 0.0 | 0 | 0.0 | 0 | L&T | CM92159OOOOX1 | India |  |  | 0 | 0.0 |  | 0 | 0 |  | 0 | 0 | 0 | 0 |  |  | 0 | 0 | 0 |  | 0 | [5 empty] | 0 |  |  | 0 | [13 empty] | Nos | 1.0 | [10 empty] | Ringlus Electro Controls & Automation PVT LTD | [18 empty] | CGST - RNG | 9.0
[121 empty] | SGST - RNG | 9.0
| 100A 50kA Four Pole DN2 MPR MTX1.0 MCCB L&TCM92158OOOOX1 | 100A 50kA Four Pole DN2 MPR MTX1.0 MCCB L&TCM92158OOOOX1 | LTDN2MCCB | Nos |  | 100A 50kA Four Pole DN2 MPR MTX1.0 MCCB L&TCM92158OOOOX1 |  | 0 | 0 | 1 | 1 | 1 | 0.0 | 0.0 | 0.0 | 0 |  |  | 0.0 | Electrical Components | 100A 50kA Four Pole DN2 MPR MTX1.0 MCCB L&TCM92158OOOOX1 | 0 | 31-12-2099 | Material Transfer | Moving Average |  | 0.0 |  | 0 | 0 |  | 0 | 0 | 0 | 0 |  | 0 | Item Attribute | 1 | Nos | 0.0 | 0.0 | 0 | 0.0 | 0 | L&T | CM92158OOOOX1 | India |  |  | 0 | 0.0 |  | 0 | 0 |  | 0 | 0 | 0 | 0 |  |  | 0 | 0 | 0 |  | 0 | [5 empty] | 0 |  |  | 0 | [13 empty] | Nos | 1.0 | [10 empty] | Ringlus Electro Controls & Automation PVT LTD | [18 empty] | CGST - RNG | 9.0
[121 empty] | SGST - RNG | 9.0
| 160A 50kA Four Pole DN2 MPR MTX1.0 MCCB L&T CM92157OOOOX1 | 160A 50kA Four Pole DN2 MPR MTX1.0 MCCB L&T CM92157OOOOX1 | LTDN2MCCB | Nos |  | 160A 50kA Four Pole DN2 MPR MTX1.0 MCCB L&T CM92157OOOOX1 |  | 0 | 0 | 1 | 1 | 1 | 0.0 | 0.0 | 0.0 | 0 |  |  | 0.0 | Electrical Components | 160A 50kA Four Pole DN2 MPR MTX1.0 MCCB L&T CM92157OOOOX1 | 0 | 31-12-2099 | Material Transfer | Moving Average |  | 0.0 |  | 0 | 0 |  | 0 | 0 | 0 | 0 |  | 0 | Item Attribute | 1 | Nos | 0.0 | 0.0 | 0 | 0.0 | 0 | L&T | CM92157OOOOX1 | India |  |  | 0 | 0.0 |  | 0 | 0 |  | 0 | 0 | 0 | 0 |  |  | 0 | 0 | 0 |  | 0 | [5 empty] | 0 |  |  | 0 | [13 empty] | Nos | 1.0 | [10 empty] | Ringlus Electro Controls & Automation PVT LTD | [18 empty] | CGST - RNG | 9.0
[121 empty] | SGST - RNG | 9.0
| 250A 50kA Four Pole DN2 MPR MTX1.0 MCCB L&T CM92156OOOOX1 | 250A 50kA Four Pole DN2 MPR MTX1.0 MCCB L&T CM92156OOOOX1 | LTDN2MCCB | Nos |  | 250A 50kA Four Pole DN2 MPR MTX1.0 MCCB L&T CM92156OOOOX1 |  | 0 | 0 | 1 | 1 | 1 | 0.0 | 0.0 | 0.0 | 0 |  |  | 0.0 | Electrical Components | 250A 50kA Four Pole DN2 MPR MTX1.0 MCCB L&T CM92156OOOOX1 | 0 | 31-12-2099 | Material Transfer | Moving Average |  | 0.0 |  | 0 | 0 |  | 0 | 0 | 0 | 0 |  | 0 | Item Attribute | 1 | Nos | 0.0 | 0.0 | 0 | 0.0 | 0 | L&T | CM92156OOOOX1 | India |  |  | 0 | 0.0 |  | 0 | 0 |  | 0 | 0 | 0 | 0 |  |  | 0 | 0 | 0 |  | 0 | [5 empty] | 0 |  |  | 0 | [13 empty] | Nos | 1.0 | [10 empty] | Ringlus Electro Controls & Automation PVT LTD | [18 empty] | CGST - RNG | 9.0
[121 empty] | SGST - RNG | 9.0
| 400A 50kA Four Pole DN3 MPR MTX1.0 MCCB L&T CM93004OOOOX1 | 400A 50kA Four Pole DN3 MPR MTX1.0 MCCB L&T CM93004OOOOX1 | LTDN3MCCB | Nos |  | 400A 50kA Four Pole DN3 MPR MTX1.0 MCCB L&T CM93004OOOOX1 |  | 0 | 0 | 1 | 1 | 1 | 0.0 | 0.0 | 0.0 | 0 |  |  | 0.0 | Electrical Components | 400A 50kA Four Pole DN3 MPR MTX1.0 MCCB L&T CM93004OOOOX1 | 0 | 31-12-2099 | Material Transfer | Moving Average |  | 0.0 |  | 0 | 0 |  | 0 | 0 | 0 | 0 |  | 0 | Item Attribute | 1 | Nos | 0.0 | 0.0 | 0 | 0.0 | 0 | L&T | CM93004OOOOX1 | India |  |  | 0 | 0.0 |  | 0 | 0 |  | 0 | 0 | 0 | 0 |  |  | 0 | 0 | 0 |  | 0 | [5 empty] | 0 |  |  | 0 | [13 empty] | Nos | 1.0 | [10 empty] | Ringlus Electro Controls & Automation PVT LTD | [18 empty] | CGST - RNG | 9.0
[121 empty] | SGST - RNG | 9.0
| 630A 50kA Four Pole DN3 MPR MTX1.0 MCCB L&T CM93008OOOOX1 | 630A 50kA Four Pole DN3 MPR MTX1.0 MCCB L&T CM93008OOOOX1 | LTDN3MCCB | Nos |  | 630A 50kA Four Pole DN3 MPR MTX1.0 MCCB L&T CM93008OOOOX1 |  | 0 | 0 | 1 | 1 | 1 | 0.0 | 0.0 | 0.0 | 0 |  |  | 0.0 | Electrical Components | 630A 50kA Four Pole DN3 MPR MTX1.0 MCCB L&T CM93008OOOOX1 | 0 | 31-12-2099 | Material Transfer | Moving Average |  | 0.0 |  | 0 | 0 |  | 0 | 0 | 0 | 0 |  | 0 | Item Attribute | 1 | Nos | 0.0 | 0.0 | 0 | 0.0 | 0 | L&T | CM93008OOOOX1 | India |  |  | 0 | 0.0 |  | 0 | 0 |  | 0 | 0 | 0 | 0 |  |  | 0 | 0 | 0 |  | 0 | [5 empty] | 0 |  |  | 0 | [13 empty] | Nos | 1.0 | [10 empty] | Ringlus Electro Controls & Automation PVT LTD | [18 empty] | CGST - RNG | 9.0
[121 empty] | SGST - RNG | 9.0
| 800A 50kA Four Pole DN4 MPR MTX1.0 MCCB L&T CM96111OOOOX1 | 800A 50kA Four Pole DN4 MPR MTX1.0 MCCB L&T CM96111OOOOX1 | LTDN4MCCB | Nos |  | 800A 50kA Four Pole DN4 MPR MTX1.0 MCCB L&T CM96111OOOOX1 |  | 0 | 0 | 1 | 1 | 1 | 0.0 | 0.0 | 0.0 | 0 |  |  | 0.0 | Electrical Components | 800A 50kA Four Pole DN4 MPR MTX1.0 MCCB L&T CM96111OOOOX1 | 0 | 31-12-2099 | Material Transfer | Moving Average |  | 0.0 |  | 0 | 0 |  | 0 | 0 | 0 | 0 |  | 0 | Item Attribute | 1 | Nos | 0.0 | 0.0 | 0 | 0.0 | 0 | L&T | CM96111OOOOX1 | India |  |  | 0 | 0.0 |  | 0 | 0 |  | 0 | 0 | 0 | 0 |  |  | 0 | 0 | 0 |  | 0 | [5 empty] | 0 |  |  | 0 | [13 empty] | Nos | 1.0 | [10 empty] | Ringlus Electro Controls & Automation PVT LTD | [18 empty] | CGST - RNG | 9.0
[121 empty] | SGST - RNG | 9.0
| 1000A 50kA Four Pole DN4 MPR MTX1.0 MCCB L&T CM96112OOOOX1 | 1000A 50kA Four Pole DN4 MPR MTX1.0 MCCB L&T CM96112OOOOX1 | LTDN4MCCB | Nos |  | 1000A 50kA Four Pole DN4 MPR MTX1.0 MCCB L&T CM96112OOOOX1 |  | 0 | 0 | 1 | 1 | 1 | 0.0 | 0.0 | 0.0 | 0 |  |  | 0.0 | Electrical Components | 1000A 50kA Four Pole DN4 MPR MTX1.0 MCCB L&T CM96112OOOOX1 | 0 | 31-12-2099 | Material Transfer | Moving Average |  | 0.0 |  | 0 | 0 |  | 0 | 0 | 0 | 0 |  | 0 | Item Attribute | 1 | Nos | 0.0 | 0.0 | 0 | 0.0 | 0 | L&T | CM96112OOOOX1 | India |  |  | 0 | 0.0 |  | 0 | 0 |  | 0 | 0 | 0 | 0 |  |  | 0 | 0 | 0 |  | 0 | [5 empty] | 0 |  |  | 0 | [13 empty] | Nos | 1.0 | [10 empty] | Ringlus Electro Controls & Automation PVT LTD | [18 empty] | CGST - RNG | 9.0
[121 empty] | SGST - RNG | 9.0
| 1250A 50kA Four Pole DN4 MPR MTX1.0 MCCB L&T CM96113OOOOX1 | 1250A 50kA Four Pole DN4 MPR MTX1.0 MCCB L&T CM96113OOOOX1 | LTDN4MCCB | Nos |  | 1250A 50kA Four Pole DN4 MPR MTX1.0 MCCB L&T CM96113OOOOX1 |  | 0 | 0 | 1 | 1 | 1 | 0.0 | 0.0 | 0.0 | 0 |  |  | 0.0 | Electrical Components | 1250A 50kA Four Pole DN4 MPR MTX1.0 MCCB L&T CM96113OOOOX1 | 0 | 31-12-2099 | Material Transfer | Moving Average |  | 0.0 |  | 0 | 0 |  | 0 | 0 | 0 | 0 |  | 0 | Item Attribute | 1 | Nos | 0.0 | 0.0 | 0 | 0.0 | 0 | L&T | CM96113OOOOX1 | India |  |  | 0 | 0.0 |  | 0 | 0 |  | 0 | 0 | 0 | 0 |  |  | 0 | 0 | 0 |  | 0 | [5 empty] | 0 |  |  | 0 | [13 empty] | Nos | 1.0 | [10 empty] | Ringlus Electro Controls & Automation PVT LTD | [18 empty] | CGST - RNG | 9.0
[121 empty] | SGST - RNG | 9.0
| 40A 70kA Triple Pole DN2 MPR MTX1.0 MCCB L&T CM92065OOOOX1 | 40A 70kA Triple Pole DN2 MPR MTX1.0 MCCB L&T CM92065OOOOX1 | LTDN2MCCB | Nos |  | 40A 70kA Triple Pole DN2 MPR MTX1.0 MCCB L&T CM92065OOOOX1 |  | 0 | 0 | 1 | 1 | 1 | 0.0 | 0.0 | 0.0 | 0 |  |  | 0.0 | Electrical Components | 40A 70kA Triple Pole DN2 MPR MTX1.0 MCCB L&T CM92065OOOOX1 | 0 | 31-12-2099 | Material Transfer | Moving Average |  | 0.0 |  | 0 | 0 |  | 0 | 0 | 0 | 0 |  | 0 | Item Attribute | 1 | Nos | 0.0 | 0.0 | 0 | 0.0 | 0 | L&T | CM92065OOOOX1 | India |  |  | 0 | 0.0 |  | 0 | 0 |  | 0 | 0 | 0 | 0 |  |  | 0 | 0 | 0 |  | 0 | [5 empty] | 0 |  |  | 0 | [13 empty] | Nos | 1.0 | [10 empty] | Ringlus Electro Controls & Automation PVT LTD | [18 empty] | CGST - RNG | 9.0
[121 empty] | SGST - RNG | 9.0
| 63A 70kA Triple Pole DN2 MPR MTX1.0 MCCB L&T CM92073OOOOX1 | 63A 70kA Triple Pole DN2 MPR MTX1.0 MCCB L&T CM92073OOOOX1 | LTDN2MCCB | Nos |  | 63A 70kA Triple Pole DN2 MPR MTX1.0 MCCB L&T CM92073OOOOX1 |  | 0 | 0 | 1 | 1 | 1 | 0.0 | 0.0 | 0.0 | 0 |  |  | 0.0 | Electrical Components | 63A 70kA Triple Pole DN2 MPR MTX1.0 MCCB L&T CM92073OOOOX1 | 0 | 31-12-2099 | Material Transfer | Moving Average |  | 0.0 |  | 0 | 0 |  | 0 | 0 | 0 | 0 |  | 0 | Item Attribute | 1 | Nos | 0.0 | 0.0 | 0 | 0.0 | 0 | L&T | CM92073OOOOX1 | India |  |  | 0 | 0.0 |  | 0 | 0 |  | 0 | 0 | 0 | 0 |  |  | 0 | 0 | 0 |  | 0 | [5 empty] | 0 |  |  | 0 | [13 empty] | Nos | 1.0 | [10 empty] | Ringlus Electro Controls & Automation PVT LTD | [18 empty] | CGST - RNG | 9.0
[121 empty] | SGST - RNG | 9.0
| 100A 70kA Triple Pole DN2 MPR MTX1.0 MCCB L&TCM92059OOOOX1 | 100A 70kA Triple Pole DN2 MPR MTX1.0 MCCB L&TCM92059OOOOX1 | LTDN2MCCB | Nos |  | 100A 70kA Triple Pole DN2 MPR MTX1.0 MCCB L&TCM92059OOOOX1 |  | 0 | 0 | 1 | 1 | 1 | 0.0 | 0.0 | 0.0 | 0 |  |  | 0.0 | Electrical Components | 100A 70kA Triple Pole DN2 MPR MTX1.0 MCCB L&TCM92059OOOOX1 | 0 | 31-12-2099 | Material Transfer | Moving Average |  | 0.0 |  | 0 | 0 |  | 0 | 0 | 0 | 0 |  | 0 | Item Attribute | 1 | Nos | 0.0 | 0.0 | 0 | 0.0 | 0 | L&T | CM92059OOOOX1 | India |  |  | 0 | 0.0 |  | 0 | 0 |  | 0 | 0 | 0 | 0 |  |  | 0 | 0 | 0 |  | 0 | [5 empty] | 0 |  |  | 0 | [13 empty] | Nos | 1.0 | [10 empty] | Ringlus Electro Controls & Automation PVT LTD | [18 empty] | CGST - RNG | 9.0
[121 empty] | SGST - RNG | 9.0
| 160A 70kA Triple Pole DN2 MPR MTX1.0 MCCB L&T CM92076OOOOX1 | 160A 70kA Triple Pole DN2 MPR MTX1.0 MCCB L&T CM92076OOOOX1 | LTDN2MCCB | Nos |  | 160A 70kA Triple Pole DN2 MPR MTX1.0 MCCB L&T CM92076OOOOX1 |  | 0 | 0 | 1 | 1 | 1 | 0.0 | 0.0 | 0.0 | 0 |  |  | 0.0 | Electrical Components | 160A 70kA Triple Pole DN2 MPR MTX1.0 MCCB L&T CM92076OOOOX1 | 0 | 31-12-2099 | Material Transfer | Moving Average |  | 0.0 |  | 0 | 0 |  | 0 | 0 | 0 | 0 |  | 0 | Item Attribute | 1 | Nos | 0.0 | 0.0 | 0 | 0.0 | 0 | L&T | CM92076OOOOX1 | India |  |  | 0 | 0.0 |  | 0 | 0 |  | 0 | 0 | 0 | 0 |  |  | 0 | 0 | 0 |  | 0 | [5 empty] | 0 |  |  | 0 | [13 empty] | Nos | 1.0 | [10 empty] | Ringlus Electro Controls & Automation PVT LTD | [18 empty] | CGST - RNG | 9.0
[121 empty] | SGST - RNG | 9.0
| 250A 70kA Triple Pole DN2 MPR MTX1.0 MCCB L&T CM92056OOOOX1 | 250A 70kA Triple Pole DN2 MPR MTX1.0 MCCB L&T CM92056OOOOX1 | LTDN2MCCB | Nos |  | 250A 70kA Triple Pole DN2 MPR MTX1.0 MCCB L&T CM92056OOOOX1 |  | 0 | 0 | 1 | 1 | 1 | 0.0 | 0.0 | 0.0 | 0 |  |  | 0.0 | Electrical Components | 250A 70kA Triple Pole DN2 MPR MTX1.0 MCCB L&T CM92056OOOOX1 | 0 | 31-12-2099 | Material Transfer | Moving Average |  | 0.0 |  | 0 | 0 |  | 0 | 0 | 0 | 0 |  | 0 | Item Attribute | 1 | Nos | 0.0 | 0.0 | 0 | 0.0 | 0 | L&T | CM92056OOOOX1 | India |  |  | 0 | 0.0 |  | 0 | 0 |  | 0 | 0 | 0 | 0 |  |  | 0 | 0 | 0 |  | 0 | [5 empty] | 0 |  |  | 0 | [13 empty] | Nos | 1.0 | [10 empty] | Ringlus Electro Controls & Automation PVT LTD | [18 empty] | CGST - RNG | 9.0
[121 empty] | SGST - RNG | 9.0
| 400A 70kA Triple Pole DN3 MPR MTX1.0 MCCB L&T CM94053OOOOX1 | 400A 70kA Triple Pole DN3 MPR MTX1.0 MCCB L&T CM94053OOOOX1 | LTDN3MCCB | Nos |  | 400A 70kA Triple Pole DN3 MPR MTX1.0 MCCB L&T CM94053OOOOX1 |  | 0 | 0 | 1 | 1 | 1 | 0.0 | 0.0 | 0.0 | 0 |  |  | 0.0 | Electrical Components | 400A 70kA Triple Pole DN3 MPR MTX1.0 MCCB L&T CM94053OOOOX1 | 0 | 31-12-2099 | Material Transfer | Moving Average |  | 0.0 |  | 0 | 0 |  | 0 | 0 | 0 | 0 |  | 0 | Item Attribute | 1 | Nos | 0.0 | 0.0 | 0 | 0.0 | 0 | L&T | CM94053OOOOX1 | India |  |  | 0 | 0.0 |  | 0 | 0 |  | 0 | 0 | 0 | 0 |  |  | 0 | 0 | 0 |  | 0 | [5 empty] | 0 |  |  | 0 | [13 empty] | Nos | 1.0 | [10 empty] | Ringlus Electro Controls & Automation PVT LTD | [18 empty] | CGST - RNG | 9.0
[121 empty] | SGST - RNG | 9.0
| 630A 70kA Triple Pole DN3 MPR MTX1.0 MCCB L&T CM94079OOOOX1 | 630A 70kA Triple Pole DN3 MPR MTX1.0 MCCB L&T CM94079OOOOX1 | LTDN3MCCB | Nos |  | 630A 70kA Triple Pole DN3 MPR MTX1.0 MCCB L&T CM94079OOOOX1 |  | 0 | 0 | 1 | 1 | 1 | 0.0 | 0.0 | 0.0 | 0 |  |  | 0.0 | Electrical Components | 630A 70kA Triple Pole DN3 MPR MTX1.0 MCCB L&T CM94079OOOOX1 | 0 | 31-12-2099 | Material Transfer | Moving Average |  | 0.0 |  | 0 | 0 |  | 0 | 0 | 0 | 0 |  | 0 | Item Attribute | 1 | Nos | 0.0 | 0.0 | 0 | 0.0 | 0 | L&T | CM94079OOOOX1 | India |  |  | 0 | 0.0 |  | 0 | 0 |  | 0 | 0 | 0 | 0 |  |  | 0 | 0 | 0 |  | 0 | [5 empty] | 0 |  |  | 0 | [13 empty] | Nos | 1.0 | [10 empty] | Ringlus Electro Controls & Automation PVT LTD | [18 empty] | CGST - RNG | 9.0
[121 empty] | SGST - RNG | 9.0
| 800A 70kA Triple Pole DN4 MPR MTX1.0 MCCB L&T CM96025OOOOX1 | 800A 70kA Triple Pole DN4 MPR MTX1.0 MCCB L&T CM96025OOOOX1 | LTDN4MCCB | Nos |  | 800A 70kA Triple Pole DN4 MPR MTX1.0 MCCB L&T CM96025OOOOX1 |  | 0 | 0 | 1 | 1 | 1 | 0.0 | 0.0 | 0.0 | 0 |  |  | 0.0 | Electrical Components | 800A 70kA Triple Pole DN4 MPR MTX1.0 MCCB L&T CM96025OOOOX1 | 0 | 31-12-2099 | Material Transfer | Moving Average |  | 0.0 |  | 0 | 0 |  | 0 | 0 | 0 | 0 |  | 0 | Item Attribute | 1 | Nos | 0.0 | 0.0 | 0 | 0.0 | 0 | L&T | CM96025OOOOX1 | India |  |  | 0 | 0.0 |  | 0 | 0 |  | 0 | 0 | 0 | 0 |  |  | 0 | 0 | 0 |  | 0 | [5 empty] | 0 |  |  | 0 | [13 empty] | Nos | 1.0 | [10 empty] | Ringlus Electro Controls & Automation PVT LTD | [18 empty] | CGST - RNG | 9.0
[121 empty] | SGST - RNG | 9.0
| 1000A 70kA Triple Pole DN4 MPR MTX1.0 MCCB L&T CM96026OOOOX1 | 1000A 70kA Triple Pole DN4 MPR MTX1.0 MCCB L&T CM96026OOOOX1 | LTDN4MCCB | Nos |  | 1000A 70kA Triple Pole DN4 MPR MTX1.0 MCCB L&T CM96026OOOOX1 |  | 0 | 0 | 1 | 1 | 1 | 0.0 | 0.0 | 0.0 | 0 |  |  | 0.0 | Electrical Components | 1000A 70kA Triple Pole DN4 MPR MTX1.0 MCCB L&T CM96026OOOOX1 | 0 | 31-12-2099 | Material Transfer | Moving Average |  | 0.0 |  | 0 | 0 |  | 0 | 0 | 0 | 0 |  | 0 | Item Attribute | 1 | Nos | 0.0 | 0.0 | 0 | 0.0 | 0 | L&T | CM96026OOOOX1 | India |  |  | 0 | 0.0 |  | 0 | 0 |  | 0 | 0 | 0 | 0 |  |  | 0 | 0 | 0 |  | 0 | [5 empty] | 0 |  |  | 0 | [13 empty] | Nos | 1.0 | [10 empty] | Ringlus Electro Controls & Automation PVT LTD | [18 empty] | CGST - RNG | 9.0
[121 empty] | SGST - RNG | 9.0
| 1250A 70kA Triple Pole DN4 MPR MTX1.0 MCCB L&T CM96027OOOOX1 | 1250A 70kA Triple Pole DN4 MPR MTX1.0 MCCB L&T CM96027OOOOX1 | LTDN4MCCB | Nos |  | 1250A 70kA Triple Pole DN4 MPR MTX1.0 MCCB L&T CM96027OOOOX1 |  | 0 | 0 | 1 | 1 | 1 | 0.0 | 0.0 | 0.0 | 0 |  |  | 0.0 | Electrical Components | 1250A 70kA Triple Pole DN4 MPR MTX1.0 MCCB L&T CM96027OOOOX1 | 0 | 31-12-2099 | Material Transfer | Moving Average |  | 0.0 |  | 0 | 0 |  | 0 | 0 | 0 | 0 |  | 0 | Item Attribute | 1 | Nos | 0.0 | 0.0 | 0 | 0.0 | 0 | L&T | CM96027OOOOX1 | India |  |  | 0 | 0.0 |  | 0 | 0 |  | 0 | 0 | 0 | 0 |  |  | 0 | 0 | 0 |  | 0 | [5 empty] | 0 |  |  | 0 | [13 empty] | Nos | 1.0 | [10 empty] | Ringlus Electro Controls & Automation PVT LTD | [18 empty] | CGST - RNG | 9.0
[121 empty] | SGST - RNG | 9.0
| 40A 70kA Four Pole DN2 MPR MTX1.0 MCCB L&T CM92165OOOOX1 | 40A 70kA Four Pole DN2 MPR MTX1.0 MCCB L&T CM92165OOOOX1 | LTDN2MCCB | Nos |  | 40A 70kA Four Pole DN2 MPR MTX1.0 MCCB L&T CM92165OOOOX1 |  | 0 | 0 | 1 | 1 | 1 | 0.0 | 0.0 | 0.0 | 0 |  |  | 0.0 | Electrical Components | 40A 70kA Four Pole DN2 MPR MTX1.0 MCCB L&T CM92165OOOOX1 | 0 | 31-12-2099 | Material Transfer | Moving Average |  | 0.0 |  | 0 | 0 |  | 0 | 0 | 0 | 0 |  | 0 | Item Attribute | 1 | Nos | 0.0 | 0.0 | 0 | 0.0 | 0 | L&T | CM92165OOOOX1 | India |  |  | 0 | 0.0 |  | 0 | 0 |  | 0 | 0 | 0 | 0 |  |  | 0 | 0 | 0 |  | 0 | [5 empty] | 0 |  |  | 0 | [13 empty] | Nos | 1.0 | [10 empty] | Ringlus Electro Controls & Automation PVT LTD | [18 empty] | CGST - RNG | 9.0
[121 empty] | SGST - RNG | 9.0
| 63A 70kA Four Pole DN2 MPR MTX1.0 MCCB L&T CM92164OOOOX1 | 63A 70kA Four Pole DN2 MPR MTX1.0 MCCB L&T CM92164OOOOX1 | LTDN2MCCB | Nos |  | 63A 70kA Four Pole DN2 MPR MTX1.0 MCCB L&T CM92164OOOOX1 |  | 0 | 0 | 1 | 1 | 1 | 0.0 | 0.0 | 0.0 | 0 |  |  | 0.0 | Electrical Components | 63A 70kA Four Pole DN2 MPR MTX1.0 MCCB L&T CM92164OOOOX1 | 0 | 31-12-2099 | Material Transfer | Moving Average |  | 0.0 |  | 0 | 0 |  | 0 | 0 | 0 | 0 |  | 0 | Item Attribute | 1 | Nos | 0.0 | 0.0 | 0 | 0.0 | 0 | L&T | CM92164OOOOX1 | India |  |  | 0 | 0.0 |  | 0 | 0 |  | 0 | 0 | 0 | 0 |  |  | 0 | 0 | 0 |  | 0 | [5 empty] | 0 |  |  | 0 | [13 empty] | Nos | 1.0 | [10 empty] | Ringlus Electro Controls & Automation PVT LTD | [18 empty] | CGST - RNG | 9.0
[121 empty] | SGST - RNG | 9.0
| 100A 70kA Four Pole DN2 MPR MTX1.0 MCCB L&TCM92163OOOOX1 | 100A 70kA Four Pole DN2 MPR MTX1.0 MCCB L&TCM92163OOOOX1 | LTDN2MCCB | Nos |  | 100A 70kA Four Pole DN2 MPR MTX1.0 MCCB L&TCM92163OOOOX1 |  | 0 | 0 | 1 | 1 | 1 | 0.0 | 0.0 | 0.0 | 0 |  |  | 0.0 | Electrical Components | 100A 70kA Four Pole DN2 MPR MTX1.0 MCCB L&TCM92163OOOOX1 | 0 | 31-12-2099 | Material Transfer | Moving Average |  | 0.0 |  | 0 | 0 |  | 0 | 0 | 0 | 0 |  | 0 | Item Attribute | 1 | Nos | 0.0 | 0.0 | 0 | 0.0 | 0 | L&T | CM92163OOOOX1 | India |  |  | 0 | 0.0 |  | 0 | 0 |  | 0 | 0 | 0 | 0 |  |  | 0 | 0 | 0 |  | 0 | [5 empty] | 0 |  |  | 0 | [13 empty] | Nos | 1.0 | [10 empty] | Ringlus Electro Controls & Automation PVT LTD | [18 empty] | CGST - RNG | 9.0
[121 empty] | SGST - RNG | 9.0
| 160A 70kA Four Pole DN2 MPR MTX1.0 MCCB L&T CM92162OOOOX1 | 160A 70kA Four Pole DN2 MPR MTX1.0 MCCB L&T CM92162OOOOX1 | LTDN2MCCB | Nos |  | 160A 70kA Four Pole DN2 MPR MTX1.0 MCCB L&T CM92162OOOOX1 |  | 0 | 0 | 1 | 1 | 1 | 0.0 | 0.0 | 0.0 | 0 |  |  | 0.0 | Electrical Components | 160A 70kA Four Pole DN2 MPR MTX1.0 MCCB L&T CM92162OOOOX1 | 0 | 31-12-2099 | Material Transfer | Moving Average |  | 0.0 |  | 0 | 0 |  | 0 | 0 | 0 | 0 |  | 0 | Item Attribute | 1 | Nos | 0.0 | 0.0 | 0 | 0.0 | 0 | L&T | CM92162OOOOX1 | India |  |  | 0 | 0.0 |  | 0 | 0 |  | 0 | 0 | 0 | 0 |  |  | 0 | 0 | 0 |  | 0 | [5 empty] | 0 |  |  | 0 | [13 empty] | Nos | 1.0 | [10 empty] | Ringlus Electro Controls & Automation PVT LTD | [18 empty] | CGST - RNG | 9.0
[121 empty] | SGST - RNG | 9.0
| 250A 70kA Four Pole DN2 MPR MTX1.0 MCCB L&T CM92161OOOOX1 | 250A 70kA Four Pole DN2 MPR MTX1.0 MCCB L&T CM92161OOOOX1 | LTDN2MCCB | Nos |  | 250A 70kA Four Pole DN2 MPR MTX1.0 MCCB L&T CM92161OOOOX1 |  | 0 | 0 | 1 | 1 | 1 | 0.0 | 0.0 | 0.0 | 0 |  |  | 0.0 | Electrical Components | 250A 70kA Four Pole DN2 MPR MTX1.0 MCCB L&T CM92161OOOOX1 | 0 | 31-12-2099 | Material Transfer | Moving Average |  | 0.0 |  | 0 | 0 |  | 0 | 0 | 0 | 0 |  | 0 | Item Attribute | 1 | Nos | 0.0 | 0.0 | 0 | 0.0 | 0 | L&T | CM92161OOOOX1 | India |  |  | 0 | 0.0 |  | 0 | 0 |  | 0 | 0 | 0 | 0 |  |  | 0 | 0 | 0 |  | 0 | [5 empty] | 0 |  |  | 0 | [13 empty] | Nos | 1.0 | [10 empty] | Ringlus Electro Controls & Automation PVT LTD | [18 empty] | CGST - RNG | 9.0
[121 empty] | SGST - RNG | 9.0
| 400A 70kA Four Pole DN3 MPR MTX1.0 MCCB L&T CM94153OOOOX1 | 400A 70kA Four Pole DN3 MPR MTX1.0 MCCB L&T CM94153OOOOX1 | LTDN3MCCB | Nos |  | 400A 70kA Four Pole DN3 MPR MTX1.0 MCCB L&T CM94153OOOOX1 |  | 0 | 0 | 1 | 1 | 1 | 0.0 | 0.0 | 0.0 | 0 |  |  | 0.0 | Electrical Components | 400A 70kA Four Pole DN3 MPR MTX1.0 MCCB L&T CM94153OOOOX1 | 0 | 31-12-2099 | Material Transfer | Moving Average |  | 0.0 |  | 0 | 0 |  | 0 | 0 | 0 | 0 |  | 0 | Item Attribute | 1 | Nos | 0.0 | 0.0 | 0 | 0.0 | 0 | L&T | CM94153OOOOX1 | India |  |  | 0 | 0.0 |  | 0 | 0 |  | 0 | 0 | 0 | 0 |  |  | 0 | 0 | 0 |  | 0 | [5 empty] | 0 |  |  | 0 | [13 empty] | Nos | 1.0 | [10 empty] | Ringlus Electro Controls & Automation PVT LTD | [18 empty] | CGST - RNG | 9.0
[121 empty] | SGST - RNG | 9.0
| 630A 70kA Four Pole DN3 MPR MTX1.0 MCCB L&T CM94179OOOOX1 | 630A 70kA Four Pole DN3 MPR MTX1.0 MCCB L&T CM94179OOOOX1 | LTDN3MCCB | Nos |  | 630A 70kA Four Pole DN3 MPR MTX1.0 MCCB L&T CM94179OOOOX1 |  | 0 | 0 | 1 | 1 | 1 | 0.0 | 0.0 | 0.0 | 0 |  |  | 0.0 | Electrical Components | 630A 70kA Four Pole DN3 MPR MTX1.0 MCCB L&T CM94179OOOOX1 | 0 | 31-12-2099 | Material Transfer | Moving Average |  | 0.0 |  | 0 | 0 |  | 0 | 0 | 0 | 0 |  | 0 | Item Attribute | 1 | Nos | 0.0 | 0.0 | 0 | 0.0 | 0 | L&T | CM94179OOOOX1 | India |  |  | 0 | 0.0 |  | 0 | 0 |  | 0 | 0 | 0 | 0 |  |  | 0 | 0 | 0 |  | 0 | [5 empty] | 0 |  |  | 0 | [13 empty] | Nos | 1.0 | [10 empty] | Ringlus Electro Controls & Automation PVT LTD | [18 empty] | CGST - RNG | 9.0
[121 empty] | SGST - RNG | 9.0
| 800A 70kA Four Pole DN4 MPR MTX1.0 MCCB L&T CM961150OOOOX1 | 800A 70kA Four Pole DN4 MPR MTX1.0 MCCB L&T CM961150OOOOX1 | LTDN4MCCB | Nos |  | 800A 70kA Four Pole DN4 MPR MTX1.0 MCCB L&T CM961150OOOOX1 |  | 0 | 0 | 1 | 1 | 1 | 0.0 | 0.0 | 0.0 | 0 |  |  | 0.0 | Electrical Components | 800A 70kA Four Pole DN4 MPR MTX1.0 MCCB L&T CM961150OOOOX1 | 0 | 31-12-2099 | Material Transfer | Moving Average |  | 0.0 |  | 0 | 0 |  | 0 | 0 | 0 | 0 |  | 0 | Item Attribute | 1 | Nos | 0.0 | 0.0 | 0 | 0.0 | 0 | L&T | CM961150OOOOX1 | India |  |  | 0 | 0.0 |  | 0 | 0 |  | 0 | 0 | 0 | 0 |  |  | 0 | 0 | 0 |  | 0 | [5 empty] | 0 |  |  | 0 | [13 empty] | Nos | 1.0 | [10 empty] | Ringlus Electro Controls & Automation PVT LTD | [18 empty] | CGST - RNG | 9.0
[121 empty] | SGST - RNG | 9.0
| 1000A 70kA Four Pole DN4 MPR MTX1.0 MCCB L&T CM96116OOOOX1 | 1000A 70kA Four Pole DN4 MPR MTX1.0 MCCB L&T CM96116OOOOX1 | LTDN4MCCB | Nos |  | 1000A 70kA Four Pole DN4 MPR MTX1.0 MCCB L&T CM96116OOOOX1 |  | 0 | 0 | 1 | 1 | 1 | 0.0 | 0.0 | 0.0 | 0 |  |  | 0.0 | Electrical Components | 1000A 70kA Four Pole DN4 MPR MTX1.0 MCCB L&T CM96116OOOOX1 | 0 | 31-12-2099 | Material Transfer | Moving Average |  | 0.0 |  | 0 | 0 |  | 0 | 0 | 0 | 0 |  | 0 | Item Attribute | 1 | Nos | 0.0 | 0.0 | 0 | 0.0 | 0 | L&T | CM96116OOOOX1 | India |  |  | 0 | 0.0 |  | 0 | 0 |  | 0 | 0 | 0 | 0 |  |  | 0 | 0 | 0 |  | 0 | [5 empty] | 0 |  |  | 0 | [13 empty] | Nos | 1.0 | [10 empty] | Ringlus Electro Controls & Automation PVT LTD | [18 empty] | CGST - RNG | 9.0
[121 empty] | SGST - RNG | 9.0
| 1250A 70kA Four Pole DN4 MPR MTX1.0 MCCB L&T CM96117OOOOX1 | 1250A 70kA Four Pole DN4 MPR MTX1.0 MCCB L&T CM96117OOOOX1 | LTDN4MCCB | Nos |  | 1250A 70kA Four Pole DN4 MPR MTX1.0 MCCB L&T CM96117OOOOX1 |  | 0 | 0 | 1 | 1 | 1 | 0.0 | 0.0 | 0.0 | 0 |  |  | 0.0 | Electrical Components | 1250A 70kA Four Pole DN4 MPR MTX1.0 MCCB L&T CM96117OOOOX1 | 0 | 31-12-2099 | Material Transfer | Moving Average |  | 0.0 |  | 0 | 0 |  | 0 | 0 | 0 | 0 |  | 0 | Item Attribute | 1 | Nos | 0.0 | 0.0 | 0 | 0.0 | 0 | L&T | CM96117OOOOX1 | India |  |  | 0 | 0.0 |  | 0 | 0 |  | 0 | 0 | 0 | 0 |  |  | 0 | 0 | 0 |  | 0 | [5 empty] | 0 |  |  | 0 | [13 empty] | Nos | 1.0 | [10 empty] | Ringlus Electro Controls & Automation PVT LTD | [18 empty] | CGST - RNG | 9.0
[121 empty] | SGST - RNG | 9.0
| 40A 36kA Triple Pole DN2 MPR MTX2.0 MCCB L&T CM92063OOOOAG | 40A 36kA Triple Pole DN2 MPR MTX2.0 MCCB L&T CM92063OOOOAG | LTDN2MCCB | Nos |  | 40A 36kA Triple Pole DN2 MPR MTX2.0 MCCB L&T CM92063OOOOAG |  | 0 | 0 | 1 | 1 | 1 | 0.0 | 0.0 | 0.0 | 0 |  |  | 0.0 | Electrical Components | 40A 36kA Triple Pole DN2 MPR MTX2.0 MCCB L&T CM92063OOOOAG | 0 | 31-12-2099 | Material Transfer | Moving Average |  | 0.0 |  | 0 | 0 |  | 0 | 0 | 0 | 0 |  | 0 | Item Attribute | 1 | Nos | 0.0 | 0.0 | 0 | 0.0 | 0 | L&T | CM92063OOOOAG | India |  |  | 0 | 0.0 |  | 0 | 0 |  | 0 | 0 | 0 | 0 |  |  | 0 | 0 | 0 |  | 0 | [5 empty] | 0 |  |  | 0 | [13 empty] | Nos | 1.0 | [10 empty] | Ringlus Electro Controls & Automation PVT LTD | [18 empty] | CGST - RNG | 9.0
[121 empty] | SGST - RNG | 9.0
| 63A 36kA Triple Pole DN2 MPR MTX2.0 MCCB L&T CM92071OOOOAG | 63A 36kA Triple Pole DN2 MPR MTX2.0 MCCB L&T CM92071OOOOAG | LTDN2MCCB | Nos |  | 63A 36kA Triple Pole DN2 MPR MTX2.0 MCCB L&T CM92071OOOOAG |  | 0 | 0 | 1 | 1 | 1 | 0.0 | 0.0 | 0.0 | 0 |  |  | 0.0 | Electrical Components | 63A 36kA Triple Pole DN2 MPR MTX2.0 MCCB L&T CM92071OOOOAG | 0 | 31-12-2099 | Material Transfer | Moving Average |  | 0.0 |  | 0 | 0 |  | 0 | 0 | 0 | 0 |  | 0 | Item Attribute | 1 | Nos | 0.0 | 0.0 | 0 | 0.0 | 0 | L&T | CM92071OOOOAG | India |  |  | 0 | 0.0 |  | 0 | 0 |  | 0 | 0 | 0 | 0 |  |  | 0 | 0 | 0 |  | 0 | [5 empty] | 0 |  |  | 0 | [13 empty] | Nos | 1.0 | [10 empty] | Ringlus Electro Controls & Automation PVT LTD | [18 empty] | CGST - RNG | 9.0
[121 empty] | SGST - RNG | 9.0
| 100A 36kA Triple Pole DN2 MPR MTX2.0 MCCB L&TCM92051OOOOAG | 100A 36kA Triple Pole DN2 MPR MTX2.0 MCCB L&TCM92051OOOOAG | LTDN2MCCB | Nos |  | 100A 36kA Triple Pole DN2 MPR MTX2.0 MCCB L&TCM92051OOOOAG |  | 0 | 0 | 1 | 1 | 1 | 0.0 | 0.0 | 0.0 | 0 |  |  | 0.0 | Electrical Components | 100A 36kA Triple Pole DN2 MPR MTX2.0 MCCB L&TCM92051OOOOAG | 0 | 31-12-2099 | Material Transfer | Moving Average |  | 0.0 |  | 0 | 0 |  | 0 | 0 | 0 | 0 |  | 0 | Item Attribute | 1 | Nos | 0.0 | 0.0 | 0 | 0.0 | 0 | L&T | CM92051OOOOAG | India |  |  | 0 | 0.0 |  | 0 | 0 |  | 0 | 0 | 0 | 0 |  |  | 0 | 0 | 0 |  | 0 | [5 empty] | 0 |  |  | 0 | [13 empty] | Nos | 1.0 | [10 empty] | Ringlus Electro Controls & Automation PVT LTD | [18 empty] | CGST - RNG | 9.0
[121 empty] | SGST - RNG | 9.0
| 160A 36kA Triple Pole DN2 MPR MTX2.0 MCCB L&T CM92074OOOOAG | 160A 36kA Triple Pole DN2 MPR MTX2.0 MCCB L&T CM92074OOOOAG | LTDN2MCCB | Nos |  | 160A 36kA Triple Pole DN2 MPR MTX2.0 MCCB L&T CM92074OOOOAG |  | 0 | 0 | 1 | 1 | 1 | 0.0 | 0.0 | 0.0 | 0 |  |  | 0.0 | Electrical Components | 160A 36kA Triple Pole DN2 MPR MTX2.0 MCCB L&T CM92074OOOOAG | 0 | 31-12-2099 | Material Transfer | Moving Average |  | 0.0 |  | 0 | 0 |  | 0 | 0 | 0 | 0 |  | 0 | Item Attribute | 1 | Nos | 0.0 | 0.0 | 0 | 0.0 | 0 | L&T | CM92074OOOOAG | India |  |  | 0 | 0.0 |  | 0 | 0 |  | 0 | 0 | 0 | 0 |  |  | 0 | 0 | 0 |  | 0 | [5 empty] | 0 |  |  | 0 | [13 empty] | Nos | 1.0 | [10 empty] | Ringlus Electro Controls & Automation PVT LTD | [18 empty] | CGST - RNG | 9.0
[121 empty] | SGST - RNG | 9.0
| 250A 36kA Triple Pole DN2 MPR MTX2.0 MCCB L&T CM92054OOOOAG | 250A 36kA Triple Pole DN2 MPR MTX2.0 MCCB L&T CM92054OOOOAG | LTDN2MCCB | Nos |  | 250A 36kA Triple Pole DN2 MPR MTX2.0 MCCB L&T CM92054OOOOAG |  | 0 | 0 | 1 | 1 | 1 | 0.0 | 0.0 | 0.0 | 0 |  |  | 0.0 | Electrical Components | 250A 36kA Triple Pole DN2 MPR MTX2.0 MCCB L&T CM92054OOOOAG | 0 | 31-12-2099 | Material Transfer | Moving Average |  | 0.0 |  | 0 | 0 |  | 0 | 0 | 0 | 0 |  | 0 | Item Attribute | 1 | Nos | 0.0 | 0.0 | 0 | 0.0 | 0 | L&T | CM92054OOOOAG | India |  |  | 0 | 0.0 |  | 0 | 0 |  | 0 | 0 | 0 | 0 |  |  | 0 | 0 | 0 |  | 0 | [5 empty] | 0 |  |  | 0 | [13 empty] | Nos | 1.0 | [10 empty] | Ringlus Electro Controls & Automation PVT LTD | [18 empty] | CGST - RNG | 9.0
[121 empty] | SGST - RNG | 9.0
| 400A 36kA Triple Pole DN3 MPR MTX2.0 MCCB L&T CM93001OOOOAG | 400A 36kA Triple Pole DN3 MPR MTX2.0 MCCB L&T CM93001OOOOAG | LTDN3MCCB | Nos |  | 400A 36kA Triple Pole DN3 MPR MTX2.0 MCCB L&T CM93001OOOOAG |  | 0 | 0 | 1 | 1 | 1 | 0.0 | 0.0 | 0.0 | 0 |  |  | 0.0 | Electrical Components | 400A 36kA Triple Pole DN3 MPR MTX2.0 MCCB L&T CM93001OOOOAG | 0 | 31-12-2099 | Material Transfer | Moving Average |  | 0.0 |  | 0 | 0 |  | 0 | 0 | 0 | 0 |  | 0 | Item Attribute | 1 | Nos | 0.0 | 0.0 | 0 | 0.0 | 0 | L&T | CM93001OOOOAG | India |  |  | 0 | 0.0 |  | 0 | 0 |  | 0 | 0 | 0 | 0 |  |  | 0 | 0 | 0 |  | 0 | [5 empty] | 0 |  |  | 0 | [13 empty] | Nos | 1.0 | [10 empty] | Ringlus Electro Controls & Automation PVT LTD | [18 empty] | CGST - RNG | 9.0
[121 empty] | SGST - RNG | 9.0
| 630A 36kA Triple Pole DN3 MPR MTX2.0 MCCB L&T CM93005OOOOAG | 630A 36kA Triple Pole DN3 MPR MTX2.0 MCCB L&T CM93005OOOOAG | LTDN3MCCB | Nos |  | 630A 36kA Triple Pole DN3 MPR MTX2.0 MCCB L&T CM93005OOOOAG |  | 0 | 0 | 1 | 1 | 1 | 0.0 | 0.0 | 0.0 | 0 |  |  | 0.0 | Electrical Components | 630A 36kA Triple Pole DN3 MPR MTX2.0 MCCB L&T CM93005OOOOAG | 0 | 31-12-2099 | Material Transfer | Moving Average |  | 0.0 |  | 0 | 0 |  | 0 | 0 | 0 | 0 |  | 0 | Item Attribute | 1 | Nos | 0.0 | 0.0 | 0 | 0.0 | 0 | L&T | CM93005OOOOAG | India |  |  | 0 | 0.0 |  | 0 | 0 |  | 0 | 0 | 0 | 0 |  |  | 0 | 0 | 0 |  | 0 | [5 empty] | 0 |  |  | 0 | [13 empty] | Nos | 1.0 | [10 empty] | Ringlus Electro Controls & Automation PVT LTD | [18 empty] | CGST - RNG | 9.0
[121 empty] | SGST - RNG | 9.0
| 40A 36kA Four Pole DN2 MPR MTX2.0 MCCB L&T CM92155OOOOAG | 40A 36kA Four Pole DN2 MPR MTX2.0 MCCB L&T CM92155OOOOAG | LTDN2MCCB | Nos |  | 40A 36kA Four Pole DN2 MPR MTX2.0 MCCB L&T CM92155OOOOAG |  | 0 | 0 | 1 | 1 | 1 | 0.0 | 0.0 | 0.0 | 0 |  |  | 0.0 | Electrical Components | 40A 36kA Four Pole DN2 MPR MTX2.0 MCCB L&T CM92155OOOOAG | 0 | 31-12-2099 | Material Transfer | Moving Average |  | 0.0 |  | 0 | 0 |  | 0 | 0 | 0 | 0 |  | 0 | Item Attribute | 1 | Nos | 0.0 | 0.0 | 0 | 0.0 | 0 | L&T | CM92155OOOOAG | India |  |  | 0 | 0.0 |  | 0 | 0 |  | 0 | 0 | 0 | 0 |  |  | 0 | 0 | 0 |  | 0 | [5 empty] | 0 |  |  | 0 | [13 empty] | Nos | 1.0 | [10 empty] | Ringlus Electro Controls & Automation PVT LTD | [18 empty] | CGST - RNG | 9.0
[121 empty] | SGST - RNG | 9.0
| 63A 36kA Four Pole DN2 MPR MTX2.0 MCCB L&T CM92154OOOOAG | 63A 36kA Four Pole DN2 MPR MTX2.0 MCCB L&T CM92154OOOOAG | LTDN2MCCB | Nos |  | 63A 36kA Four Pole DN2 MPR MTX2.0 MCCB L&T CM92154OOOOAG |  | 0 | 0 | 1 | 1 | 1 | 0.0 | 0.0 | 0.0 | 0 |  |  | 0.0 | Electrical Components | 63A 36kA Four Pole DN2 MPR MTX2.0 MCCB L&T CM92154OOOOAG | 0 | 31-12-2099 | Material Transfer | Moving Average |  | 0.0 |  | 0 | 0 |  | 0 | 0 | 0 | 0 |  | 0 | Item Attribute | 1 | Nos | 0.0 | 0.0 | 0 | 0.0 | 0 | L&T | CM92154OOOOAG | India |  |  | 0 | 0.0 |  | 0 | 0 |  | 0 | 0 | 0 | 0 |  |  | 0 | 0 | 0 |  | 0 | [5 empty] | 0 |  |  | 0 | [13 empty] | Nos | 1.0 | [10 empty] | Ringlus Electro Controls & Automation PVT LTD | [18 empty] | CGST - RNG | 9.0
[121 empty] | SGST - RNG | 9.0
| 100A 36kA Four Pole DN2 MPR MTX2.0 MCCB L&TCM92153OOOOAG | 100A 36kA Four Pole DN2 MPR MTX2.0 MCCB L&TCM92153OOOOAG | LTDN2MCCB | Nos |  | 100A 36kA Four Pole DN2 MPR MTX2.0 MCCB L&TCM92153OOOOAG |  | 0 | 0 | 1 | 1 | 1 | 0.0 | 0.0 | 0.0 | 0 |  |  | 0.0 | Electrical Components | 100A 36kA Four Pole DN2 MPR MTX2.0 MCCB L&TCM92153OOOOAG | 0 | 31-12-2099 | Material Transfer | Moving Average |  | 0.0 |  | 0 | 0 |  | 0 | 0 | 0 | 0 |  | 0 | Item Attribute | 1 | Nos | 0.0 | 0.0 | 0 | 0.0 | 0 | L&T | CM92153OOOOAG | India |  |  | 0 | 0.0 |  | 0 | 0 |  | 0 | 0 | 0 | 0 |  |  | 0 | 0 | 0 |  | 0 | [5 empty] | 0 |  |  | 0 | [13 empty] | Nos | 1.0 | [10 empty] | Ringlus Electro Controls & Automation PVT LTD | [18 empty] | CGST - RNG | 9.0
[121 empty] | SGST - RNG | 9.0
| 160A 36kA Four Pole DN2 MPR MTX2.0 MCCB L&T CM92152OOOOAG | 160A 36kA Four Pole DN2 MPR MTX2.0 MCCB L&T CM92152OOOOAG | LTDN2MCCB | Nos |  | 160A 36kA Four Pole DN2 MPR MTX2.0 MCCB L&T CM92152OOOOAG |  | 0 | 0 | 1 | 1 | 1 | 0.0 | 0.0 | 0.0 | 0 |  |  | 0.0 | Electrical Components | 160A 36kA Four Pole DN2 MPR MTX2.0 MCCB L&T CM92152OOOOAG | 0 | 31-12-2099 | Material Transfer | Moving Average |  | 0.0 |  | 0 | 0 |  | 0 | 0 | 0 | 0 |  | 0 | Item Attribute | 1 | Nos | 0.0 | 0.0 | 0 | 0.0 | 0 | L&T | CM92152OOOOAG | India |  |  | 0 | 0.0 |  | 0 | 0 |  | 0 | 0 | 0 | 0 |  |  | 0 | 0 | 0 |  | 0 | [5 empty] | 0 |  |  | 0 | [13 empty] | Nos | 1.0 | [10 empty] | Ringlus Electro Controls & Automation PVT LTD | [18 empty] | CGST - RNG | 9.0
[121 empty] | SGST - RNG | 9.0
| 250A 36kA Four Pole DN2 MPR MTX2.0 MCCB L&T CM92151OOOOAG | 250A 36kA Four Pole DN2 MPR MTX2.0 MCCB L&T CM92151OOOOAG | LTDN2MCCB | Nos |  | 250A 36kA Four Pole DN2 MPR MTX2.0 MCCB L&T CM92151OOOOAG |  | 0 | 0 | 1 | 1 | 1 | 0.0 | 0.0 | 0.0 | 0 |  |  | 0.0 | Electrical Components | 250A 36kA Four Pole DN2 MPR MTX2.0 MCCB L&T CM92151OOOOAG | 0 | 31-12-2099 | Material Transfer | Moving Average |  | 0.0 |  | 0 | 0 |  | 0 | 0 | 0 | 0 |  | 0 | Item Attribute | 1 | Nos | 0.0 | 0.0 | 0 | 0.0 | 0 | L&T | CM92151OOOOAG | India |  |  | 0 | 0.0 |  | 0 | 0 |  | 0 | 0 | 0 | 0 |  |  | 0 | 0 | 0 |  | 0 | [5 empty] | 0 |  |  | 0 | [13 empty] | Nos | 1.0 | [10 empty] | Ringlus Electro Controls & Automation PVT LTD | [18 empty] | CGST - RNG | 9.0
[121 empty] | SGST - RNG | 9.0
| 400A 36kA Four Pole DN3 MPR MTX2.0 MCCB L&T CM93003OOOOAG | 400A 36kA Four Pole DN3 MPR MTX2.0 MCCB L&T CM93003OOOOAG | LTDN3MCCB | Nos |  | 400A 36kA Four Pole DN3 MPR MTX2.0 MCCB L&T CM93003OOOOAG |  | 0 | 0 | 1 | 1 | 1 | 0.0 | 0.0 | 0.0 | 0 |  |  | 0.0 | Electrical Components | 400A 36kA Four Pole DN3 MPR MTX2.0 MCCB L&T CM93003OOOOAG | 0 | 31-12-2099 | Material Transfer | Moving Average |  | 0.0 |  | 0 | 0 |  | 0 | 0 | 0 | 0 |  | 0 | Item Attribute | 1 | Nos | 0.0 | 0.0 | 0 | 0.0 | 0 | L&T | CM93003OOOOAG | India |  |  | 0 | 0.0 |  | 0 | 0 |  | 0 | 0 | 0 | 0 |  |  | 0 | 0 | 0 |  | 0 | [5 empty] | 0 |  |  | 0 | [13 empty] | Nos | 1.0 | [10 empty] | Ringlus Electro Controls & Automation PVT LTD | [18 empty] | CGST - RNG | 9.0
[121 empty] | SGST - RNG | 9.0
| 630A 36kA Four Pole DN3 MPR MTX2.0 MCCB L&T CM93007OOOOAG | 630A 36kA Four Pole DN3 MPR MTX2.0 MCCB L&T CM93007OOOOAG | LTDN3MCCB | Nos |  | 630A 36kA Four Pole DN3 MPR MTX2.0 MCCB L&T CM93007OOOOAG |  | 0 | 0 | 1 | 1 | 1 | 0.0 | 0.0 | 0.0 | 0 |  |  | 0.0 | Electrical Components | 630A 36kA Four Pole DN3 MPR MTX2.0 MCCB L&T CM93007OOOOAG | 0 | 31-12-2099 | Material Transfer | Moving Average |  | 0.0 |  | 0 | 0 |  | 0 | 0 | 0 | 0 |  | 0 | Item Attribute | 1 | Nos | 0.0 | 0.0 | 0 | 0.0 | 0 | L&T | CM93007OOOOAG | India |  |  | 0 | 0.0 |  | 0 | 0 |  | 0 | 0 | 0 | 0 |  |  | 0 | 0 | 0 |  | 0 | [5 empty] | 0 |  |  | 0 | [13 empty] | Nos | 1.0 | [10 empty] | Ringlus Electro Controls & Automation PVT LTD | [18 empty] | CGST - RNG | 9.0
[121 empty] | SGST - RNG | 9.0
| 40A 50kA Triple Pole DN2 MPR MTX2.0 MCCB L&T CM92064OOOOAG | 40A 50kA Triple Pole DN2 MPR MTX2.0 MCCB L&T CM92064OOOOAG | LTDN2MCCB | Nos |  | 40A 50kA Triple Pole DN2 MPR MTX2.0 MCCB L&T CM92064OOOOAG |  | 0 | 0 | 1 | 1 | 1 | 0.0 | 0.0 | 0.0 | 0 |  |  | 0.0 | Electrical Components | 40A 50kA Triple Pole DN2 MPR MTX2.0 MCCB L&T CM92064OOOOAG | 0 | 31-12-2099 | Material Transfer | Moving Average |  | 0.0 |  | 0 | 0 |  | 0 | 0 | 0 | 0 |  | 0 | Item Attribute | 1 | Nos | 0.0 | 0.0 | 0 | 0.0 | 0 | L&T | CM92063OOOOAG | India |  |  | 0 | 0.0 |  | 0 | 0 |  | 0 | 0 | 0 | 0 |  |  | 0 | 0 | 0 |  | 0 | [5 empty] | 0 |  |  | 0 | [13 empty] | Nos | 1.0 | [10 empty] | Ringlus Electro Controls & Automation PVT LTD | [18 empty] | CGST - RNG | 9.0
[121 empty] | SGST - RNG | 9.0
| 63A 50kA Triple Pole DN2 MPR MTX2.0 MCCB L&T CM92072OOOOAG | 63A 50kA Triple Pole DN2 MPR MTX2.0 MCCB L&T CM92072OOOOAG | LTDN2MCCB | Nos |  | 63A 50kA Triple Pole DN2 MPR MTX2.0 MCCB L&T CM92072OOOOAG |  | 0 | 0 | 1 | 1 | 1 | 0.0 | 0.0 | 0.0 | 0 |  |  | 0.0 | Electrical Components | 63A 50kA Triple Pole DN2 MPR MTX2.0 MCCB L&T CM92072OOOOAG | 0 | 31-12-2099 | Material Transfer | Moving Average |  | 0.0 |  | 0 | 0 |  | 0 | 0 | 0 | 0 |  | 0 | Item Attribute | 1 | Nos | 0.0 | 0.0 | 0 | 0.0 | 0 | L&T | CM92072OOOOAG | India |  |  | 0 | 0.0 |  | 0 | 0 |  | 0 | 0 | 0 | 0 |  |  | 0 | 0 | 0 |  | 0 | [5 empty] | 0 |  |  | 0 | [13 empty] | Nos | 1.0 | [10 empty] | Ringlus Electro Controls & Automation PVT LTD | [18 empty] | CGST - RNG | 9.0
[121 empty] | SGST - RNG | 9.0
| 100A 50kA Triple Pole DN2 MPR MTX2.0 MCCB L&TCM92052OOOOAG | 100A 50kA Triple Pole DN2 MPR MTX2.0 MCCB L&TCM92052OOOOAG | LTDN2MCCB | Nos |  | 100A 50kA Triple Pole DN2 MPR MTX2.0 MCCB L&TCM92052OOOOAG |  | 0 | 0 | 1 | 1 | 1 | 0.0 | 0.0 | 0.0 | 0 |  |  | 0.0 | Electrical Components | 100A 50kA Triple Pole DN2 MPR MTX2.0 MCCB L&TCM92052OOOOAG | 0 | 31-12-2099 | Material Transfer | Moving Average |  | 0.0 |  | 0 | 0 |  | 0 | 0 | 0 | 0 |  | 0 | Item Attribute | 1 | Nos | 0.0 | 0.0 | 0 | 0.0 | 0 | L&T | CM92052OOOOAG | India |  |  | 0 | 0.0 |  | 0 | 0 |  | 0 | 0 | 0 | 0 |  |  | 0 | 0 | 0 |  | 0 | [5 empty] | 0 |  |  | 0 | [13 empty] | Nos | 1.0 | [10 empty] | Ringlus Electro Controls & Automation PVT LTD | [18 empty] | CGST - RNG | 9.0
[121 empty] | SGST - RNG | 9.0
| 160A 50kA Triple Pole DN2 MPR MTX2.0 MCCB L&T CM92075OOOOAG | 160A 50kA Triple Pole DN2 MPR MTX2.0 MCCB L&T CM92075OOOOAG | LTDN2MCCB | Nos |  | 160A 50kA Triple Pole DN2 MPR MTX2.0 MCCB L&T CM92075OOOOAG |  | 0 | 0 | 1 | 1 | 1 | 0.0 | 0.0 | 0.0 | 0 |  |  | 0.0 | Electrical Components | 160A 50kA Triple Pole DN2 MPR MTX2.0 MCCB L&T CM92075OOOOAG | 0 | 31-12-2099 | Material Transfer | Moving Average |  | 0.0 |  | 0 | 0 |  | 0 | 0 | 0 | 0 |  | 0 | Item Attribute | 1 | Nos | 0.0 | 0.0 | 0 | 0.0 | 0 | L&T | CM92075OOOOAG | India |  |  | 0 | 0.0 |  | 0 | 0 |  | 0 | 0 | 0 | 0 |  |  | 0 | 0 | 0 |  | 0 | [5 empty] | 0 |  |  | 0 | [13 empty] | Nos | 1.0 | [10 empty] | Ringlus Electro Controls & Automation PVT LTD | [18 empty] | CGST - RNG | 9.0
[121 empty] | SGST - RNG | 9.0
| 250A 50kA Triple Pole DN2 MPR MTX2.0 MCCB L&T CM92055OOOOAG | 250A 50kA Triple Pole DN2 MPR MTX2.0 MCCB L&T CM92055OOOOAG | LTDN2MCCB | Nos |  | 250A 50kA Triple Pole DN2 MPR MTX2.0 MCCB L&T CM92055OOOOAG |  | 0 | 0 | 1 | 1 | 1 | 0.0 | 0.0 | 0.0 | 0 |  |  | 0.0 | Electrical Components | 250A 50kA Triple Pole DN2 MPR MTX2.0 MCCB L&T CM92055OOOOAG | 0 | 31-12-2099 | Material Transfer | Moving Average |  | 0.0 |  | 0 | 0 |  | 0 | 0 | 0 | 0 |  | 0 | Item Attribute | 1 | Nos | 0.0 | 0.0 | 0 | 0.0 | 0 | L&T | CM92055OOOOAG | India |  |  | 0 | 0.0 |  | 0 | 0 |  | 0 | 0 | 0 | 0 |  |  | 0 | 0 | 0 |  | 0 | [5 empty] | 0 |  |  | 0 | [13 empty] | Nos | 1.0 | [10 empty] | Ringlus Electro Controls & Automation PVT LTD | [18 empty] | CGST - RNG | 9.0
[121 empty] | SGST - RNG | 9.0
| 400A 50kA Triple Pole DN3 MPR MTX2.0 MCCB L&T CM93002OOOOAG | 400A 50kA Triple Pole DN3 MPR MTX2.0 MCCB L&T CM93002OOOOAG | LTDN3MCCB | Nos |  | 400A 50kA Triple Pole DN3 MPR MTX2.0 MCCB L&T CM93002OOOOAG |  | 0 | 0 | 1 | 1 | 1 | 0.0 | 0.0 | 0.0 | 0 |  |  | 0.0 | Electrical Components | 400A 50kA Triple Pole DN3 MPR MTX2.0 MCCB L&T CM93002OOOOAG | 0 | 31-12-2099 | Material Transfer | Moving Average |  | 0.0 |  | 0 | 0 |  | 0 | 0 | 0 | 0 |  | 0 | Item Attribute | 1 | Nos | 0.0 | 0.0 | 0 | 0.0 | 0 | L&T | CM93002OOOOAG | India |  |  | 0 | 0.0 |  | 0 | 0 |  | 0 | 0 | 0 | 0 |  |  | 0 | 0 | 0 |  | 0 | [5 empty] | 0 |  |  | 0 | [13 empty] | Nos | 1.0 | [10 empty] | Ringlus Electro Controls & Automation PVT LTD | [18 empty] | CGST - RNG | 9.0
[121 empty] | SGST - RNG | 9.0
| 630A 50kA Triple Pole DN3 MPR MTX2.0 MCCB L&T CM93006OOOOAG | 630A 50kA Triple Pole DN3 MPR MTX2.0 MCCB L&T CM93006OOOOAG | LTDN3MCCB | Nos |  | 630A 50kA Triple Pole DN3 MPR MTX2.0 MCCB L&T CM93006OOOOAG |  | 0 | 0 | 1 | 1 | 1 | 0.0 | 0.0 | 0.0 | 0 |  |  | 0.0 | Electrical Components | 630A 50kA Triple Pole DN3 MPR MTX2.0 MCCB L&T CM93006OOOOAG | 0 | 31-12-2099 | Material Transfer | Moving Average |  | 0.0 |  | 0 | 0 |  | 0 | 0 | 0 | 0 |  | 0 | Item Attribute | 1 | Nos | 0.0 | 0.0 | 0 | 0.0 | 0 | L&T | CM93006OOOOAG | India |  |  | 0 | 0.0 |  | 0 | 0 |  | 0 | 0 | 0 | 0 |  |  | 0 | 0 | 0 |  | 0 | [5 empty] | 0 |  |  | 0 | [13 empty] | Nos | 1.0 | [10 empty] | Ringlus Electro Controls & Automation PVT LTD | [18 empty] | CGST - RNG | 9.0
[121 empty] | SGST - RNG | 9.0
| 800A 50kA Triple Pole DN4MPR MTX2.0 MCCB L&T CM96021OOOOAG | 800A 50kA Triple Pole DN4MPR MTX2.0 MCCB L&T CM96021OOOOAG | LTDN4MCCB | Nos |  | 800A 50kA Triple Pole DN4MPR MTX2.0 MCCB L&T CM96021OOOOAG |  | 0 | 0 | 1 | 1 | 1 | 0.0 | 0.0 | 0.0 | 0 |  |  | 0.0 | Electrical Components | 800A 50kA Triple Pole DN4MPR MTX2.0 MCCB L&T CM96021OOOOAG | 0 | 31-12-2099 | Material Transfer | Moving Average |  | 0.0 |  | 0 | 0 |  | 0 | 0 | 0 | 0 |  | 0 | Item Attribute | 1 | Nos | 0.0 | 0.0 | 0 | 0.0 | 0 | L&T | CM96021OOOOAG | India |  |  | 0 | 0.0 |  | 0 | 0 |  | 0 | 0 | 0 | 0 |  |  | 0 | 0 | 0 |  | 0 | [5 empty] | 0 |  |  | 0 | [13 empty] | Nos | 1.0 | [10 empty] | Ringlus Electro Controls & Automation PVT LTD | [18 empty] | CGST - RNG | 9.0
[121 empty] | SGST - RNG | 9.0
| 1000A 50kA Triple Pole DN4 MPR MTX2.0 MCCB L&T CM96022OOOOAG | 1000A 50kA Triple Pole DN4 MPR MTX2.0 MCCB L&T CM96022OOOOAG | LTDN4MCCB | Nos |  | 1000A 50kA Triple Pole DN4 MPR MTX2.0 MCCB L&T CM96022OOOOAG |  | 0 | 0 | 1 | 1 | 1 | 0.0 | 0.0 | 0.0 | 0 |  |  | 0.0 | Electrical Components | 1000A 50kA Triple Pole DN4 MPR MTX2.0 MCCB L&T CM96022OOOOAG | 0 | 31-12-2099 | Material Transfer | Moving Average |  | 0.0 |  | 0 | 0 |  | 0 | 0 | 0 | 0 |  | 0 | Item Attribute | 1 | Nos | 0.0 | 0.0 | 0 | 0.0 | 0 | L&T | CM96022OOOOAG | India |  |  | 0 | 0.0 |  | 0 | 0 |  | 0 | 0 | 0 | 0 |  |  | 0 | 0 | 0 |  | 0 | [5 empty] | 0 |  |  | 0 | [13 empty] | Nos | 1.0 | [10 empty] | Ringlus Electro Controls & Automation PVT LTD | [18 empty] | CGST - RNG | 9.0
[121 empty] | SGST - RNG | 9.0
| 1250A 50kA Triple Pole DN4 MPR MTX2.0 MCCB L&T CM96023OOOOAG | 1250A 50kA Triple Pole DN4 MPR MTX2.0 MCCB L&T CM96023OOOOAG | LTDN4MCCB | Nos |  | 1250A 50kA Triple Pole DN4 MPR MTX2.0 MCCB L&T CM96023OOOOAG |  | 0 | 0 | 1 | 1 | 1 | 0.0 | 0.0 | 0.0 | 0 |  |  | 0.0 | Electrical Components | 1250A 50kA Triple Pole DN4 MPR MTX2.0 MCCB L&T CM96023OOOOAG | 0 | 31-12-2099 | Material Transfer | Moving Average |  | 0.0 |  | 0 | 0 |  | 0 | 0 | 0 | 0 |  | 0 | Item Attribute | 1 | Nos | 0.0 | 0.0 | 0 | 0.0 | 0 | L&T | CM96023OOOOAG | India |  |  | 0 | 0.0 |  | 0 | 0 |  | 0 | 0 | 0 | 0 |  |  | 0 | 0 | 0 |  | 0 | [5 empty] | 0 |  |  | 0 | [13 empty] | Nos | 1.0 | [10 empty] | Ringlus Electro Controls & Automation PVT LTD | [18 empty] | CGST - RNG | 9.0
[121 empty] | SGST - RNG | 9.0
| 40A 50kA Four Pole DN2 MPR MTX2.0 MCCB L&T CM92160OOOOAG | 40A 50kA Four Pole DN2 MPR MTX2.0 MCCB L&T CM92160OOOOAG | LTDN2MCCB | Nos |  | 40A 50kA Four Pole DN2 MPR MTX2.0 MCCB L&T CM92160OOOOAG |  | 0 | 0 | 1 | 1 | 1 | 0.0 | 0.0 | 0.0 | 0 |  |  | 0.0 | Electrical Components | 40A 50kA Four Pole DN2 MPR MTX2.0 MCCB L&T CM92160OOOOAG | 0 | 31-12-2099 | Material Transfer | Moving Average |  | 0.0 |  | 0 | 0 |  | 0 | 0 | 0 | 0 |  | 0 | Item Attribute | 1 | Nos | 0.0 | 0.0 | 0 | 0.0 | 0 | L&T | CM92160OOOOAG | India |  |  | 0 | 0.0 |  | 0 | 0 |  | 0 | 0 | 0 | 0 |  |  | 0 | 0 | 0 |  | 0 | [5 empty] | 0 |  |  | 0 | [13 empty] | Nos | 1.0 | [10 empty] | Ringlus Electro Controls & Automation PVT LTD | [18 empty] | CGST - RNG | 9.0
[121 empty] | SGST - RNG | 9.0
| 63A 50kA Four Pole DN2 MPR MTX2.0 MCCB L&T CM92159OOOOAG | 63A 50kA Four Pole DN2 MPR MTX2.0 MCCB L&T CM92159OOOOAG | LTDN2MCCB | Nos |  | 63A 50kA Four Pole DN2 MPR MTX2.0 MCCB L&T CM92159OOOOAG |  | 0 | 0 | 1 | 1 | 1 | 0.0 | 0.0 | 0.0 | 0 |  |  | 0.0 | Electrical Components | 63A 50kA Four Pole DN2 MPR MTX2.0 MCCB L&T CM92159OOOOAG | 0 | 31-12-2099 | Material Transfer | Moving Average |  | 0.0 |  | 0 | 0 |  | 0 | 0 | 0 | 0 |  | 0 | Item Attribute | 1 | Nos | 0.0 | 0.0 | 0 | 0.0 | 0 | L&T | CM92159OOOOAG | India |  |  | 0 | 0.0 |  | 0 | 0 |  | 0 | 0 | 0 | 0 |  |  | 0 | 0 | 0 |  | 0 | [5 empty] | 0 |  |  | 0 | [13 empty] | Nos | 1.0 | [10 empty] | Ringlus Electro Controls & Automation PVT LTD | [18 empty] | CGST - RNG | 9.0
[121 empty] | SGST - RNG | 9.0
| 100A 50kA Four Pole DN2 MPR MTX2.0 MCCB L&TCM92158OOOOAG | 100A 50kA Four Pole DN2 MPR MTX2.0 MCCB L&TCM92158OOOOAG | LTDN2MCCB | Nos |  | 100A 50kA Four Pole DN2 MPR MTX2.0 MCCB L&TCM92158OOOOAG |  | 0 | 0 | 1 | 1 | 1 | 0.0 | 0.0 | 0.0 | 0 |  |  | 0.0 | Electrical Components | 100A 50kA Four Pole DN2 MPR MTX2.0 MCCB L&TCM92158OOOOAG | 0 | 31-12-2099 | Material Transfer | Moving Average |  | 0.0 |  | 0 | 0 |  | 0 | 0 | 0 | 0 |  | 0 | Item Attribute | 1 | Nos | 0.0 | 0.0 | 0 | 0.0 | 0 | L&T | CM92158OOOOAG | India |  |  | 0 | 0.0 |  | 0 | 0 |  | 0 | 0 | 0 | 0 |  |  | 0 | 0 | 0 |  | 0 | [5 empty] | 0 |  |  | 0 | [13 empty] | Nos | 1.0 | [10 empty] | Ringlus Electro Controls & Automation PVT LTD | [18 empty] | CGST - RNG | 9.0
[121 empty] | SGST - RNG | 9.0
| 160A 50kA Four Pole DN2 MPR MTX2.0 MCCB L&T CM92157OOOOAG | 160A 50kA Four Pole DN2 MPR MTX2.0 MCCB L&T CM92157OOOOAG | LTDN2MCCB | Nos |  | 160A 50kA Four Pole DN2 MPR MTX2.0 MCCB L&T CM92157OOOOAG |  | 0 | 0 | 1 | 1 | 1 | 0.0 | 0.0 | 0.0 | 0 |  |  | 0.0 | Electrical Components | 160A 50kA Four Pole DN2 MPR MTX2.0 MCCB L&T CM92157OOOOAG | 0 | 31-12-2099 | Material Transfer | Moving Average |  | 0.0 |  | 0 | 0 |  | 0 | 0 | 0 | 0 |  | 0 | Item Attribute | 1 | Nos | 0.0 | 0.0 | 0 | 0.0 | 0 | L&T | CM92157OOOOAG | India |  |  | 0 | 0.0 |  | 0 | 0 |  | 0 | 0 | 0 | 0 |  |  | 0 | 0 | 0 |  | 0 | [5 empty] | 0 |  |  | 0 | [13 empty] | Nos | 1.0 | [10 empty] | Ringlus Electro Controls & Automation PVT LTD | [18 empty] | CGST - RNG | 9.0
[121 empty] | SGST - RNG | 9.0
| 250A 50kA Four Pole DN2 MPR MTX2.0 MCCB L&T CM92156OOOOAG | 250A 50kA Four Pole DN2 MPR MTX2.0 MCCB L&T CM92156OOOOAG | LTDN2MCCB | Nos |  | 250A 50kA Four Pole DN2 MPR MTX2.0 MCCB L&T CM92156OOOOAG |  | 0 | 0 | 1 | 1 | 1 | 0.0 | 0.0 | 0.0 | 0 |  |  | 0.0 | Electrical Components | 250A 50kA Four Pole DN2 MPR MTX2.0 MCCB L&T CM92156OOOOAG | 0 | 31-12-2099 | Material Transfer | Moving Average |  | 0.0 |  | 0 | 0 |  | 0 | 0 | 0 | 0 |  | 0 | Item Attribute | 1 | Nos | 0.0 | 0.0 | 0 | 0.0 | 0 | L&T | CM92156OOOOAG | India |  |  | 0 | 0.0 |  | 0 | 0 |  | 0 | 0 | 0 | 0 |  |  | 0 | 0 | 0 |  | 0 | [5 empty] | 0 |  |  | 0 | [13 empty] | Nos | 1.0 | [10 empty] | Ringlus Electro Controls & Automation PVT LTD | [18 empty] | CGST - RNG | 9.0
[121 empty] | SGST - RNG | 9.0
| 400A 50kA Four Pole DN3 MPR MTX2.0 MCCB L&T CM93004OOOOAG | 400A 50kA Four Pole DN3 MPR MTX2.0 MCCB L&T CM93004OOOOAG | LTDN3MCCB | Nos |  | 400A 50kA Four Pole DN3 MPR MTX2.0 MCCB L&T CM93004OOOOAG |  | 0 | 0 | 1 | 1 | 1 | 0.0 | 0.0 | 0.0 | 0 |  |  | 0.0 | Electrical Components | 400A 50kA Four Pole DN3 MPR MTX2.0 MCCB L&T CM93004OOOOAG | 0 | 31-12-2099 | Material Transfer | Moving Average |  | 0.0 |  | 0 | 0 |  | 0 | 0 | 0 | 0 |  | 0 | Item Attribute | 1 | Nos | 0.0 | 0.0 | 0 | 0.0 | 0 | L&T | CM93004OOOOAG | India |  |  | 0 | 0.0 |  | 0 | 0 |  | 0 | 0 | 0 | 0 |  |  | 0 | 0 | 0 |  | 0 | [5 empty] | 0 |  |  | 0 | [13 empty] | Nos | 1.0 | [10 empty] | Ringlus Electro Controls & Automation PVT LTD | [18 empty] | CGST - RNG | 9.0
[121 empty] | SGST - RNG | 9.0
| 630A 50kA Four Pole DN3 MPR MTX2.0 MCCB L&T CM93008OOOOAG | 630A 50kA Four Pole DN3 MPR MTX2.0 MCCB L&T CM93008OOOOAG | LTDN3MCCB | Nos |  | 630A 50kA Four Pole DN3 MPR MTX2.0 MCCB L&T CM93008OOOOAG |  | 0 | 0 | 1 | 1 | 1 | 0.0 | 0.0 | 0.0 | 0 |  |  | 0.0 | Electrical Components | 630A 50kA Four Pole DN3 MPR MTX2.0 MCCB L&T CM93008OOOOAG | 0 | 31-12-2099 | Material Transfer | Moving Average |  | 0.0 |  | 0 | 0 |  | 0 | 0 | 0 | 0 |  | 0 | Item Attribute | 1 | Nos | 0.0 | 0.0 | 0 | 0.0 | 0 | L&T | CM93008OOOOAG | India |  |  | 0 | 0.0 |  | 0 | 0 |  | 0 | 0 | 0 | 0 |  |  | 0 | 0 | 0 |  | 0 | [5 empty] | 0 |  |  | 0 | [13 empty] | Nos | 1.0 | [10 empty] | Ringlus Electro Controls & Automation PVT LTD | [18 empty] | CGST - RNG | 9.0
[121 empty] | SGST - RNG | 9.0
| 800A 50kA Four Pole DN4 MPR MTX2.0 MCCB L&T CM96111OOOOAG | 800A 50kA Four Pole DN4 MPR MTX2.0 MCCB L&T CM96111OOOOAG | LTDN4MCCB | Nos |  | 800A 50kA Four Pole DN4 MPR MTX2.0 MCCB L&T CM96111OOOOAG |  | 0 | 0 | 1 | 1 | 1 | 0.0 | 0.0 | 0.0 | 0 |  |  | 0.0 | Electrical Components | 800A 50kA Four Pole DN4 MPR MTX2.0 MCCB L&T CM96111OOOOAG | 0 | 31-12-2099 | Material Transfer | Moving Average |  | 0.0 |  | 0 | 0 |  | 0 | 0 | 0 | 0 |  | 0 | Item Attribute | 1 | Nos | 0.0 | 0.0 | 0 | 0.0 | 0 | L&T | CM96111OOOOAG | India |  |  | 0 | 0.0 |  | 0 | 0 |  | 0 | 0 | 0 | 0 |  |  | 0 | 0 | 0 |  | 0 | [5 empty] | 0 |  |  | 0 | [13 empty] | Nos | 1.0 | [10 empty] | Ringlus Electro Controls & Automation PVT LTD | [18 empty] | CGST - RNG | 9.0
[121 empty] | SGST - RNG | 9.0
| 1000A 50kA Four Pole DN4 MPR MTX2.0 MCCB L&T CM96112OOOOAG | 1000A 50kA Four Pole DN4 MPR MTX2.0 MCCB L&T CM96112OOOOAG | LTDN4MCCB | Nos |  | 1000A 50kA Four Pole DN4 MPR MTX2.0 MCCB L&T CM96112OOOOAG |  | 0 | 0 | 1 | 1 | 1 | 0.0 | 0.0 | 0.0 | 0 |  |  | 0.0 | Electrical Components | 1000A 50kA Four Pole DN4 MPR MTX2.0 MCCB L&T CM96112OOOOAG | 0 | 31-12-2099 | Material Transfer | Moving Average |  | 0.0 |  | 0 | 0 |  | 0 | 0 | 0 | 0 |  | 0 | Item Attribute | 1 | Nos | 0.0 | 0.0 | 0 | 0.0 | 0 | L&T | CM96112OOOOAG | India |  |  | 0 | 0.0 |  | 0 | 0 |  | 0 | 0 | 0 | 0 |  |  | 0 | 0 | 0 |  | 0 | [5 empty] | 0 |  |  | 0 | [13 empty] | Nos | 1.0 | [10 empty] | Ringlus Electro Controls & Automation PVT LTD | [18 empty] | CGST - RNG | 9.0
[121 empty] | SGST - RNG | 9.0
| 1250A 50kA Four Pole DN4 MPR MTX2.0 MCCB L&T CM96113OOOOAG | 1250A 50kA Four Pole DN4 MPR MTX2.0 MCCB L&T CM96113OOOOAG | LTDN4MCCB | Nos |  | 1250A 50kA Four Pole DN4 MPR MTX2.0 MCCB L&T CM96113OOOOAG |  | 0 | 0 | 1 | 1 | 1 | 0.0 | 0.0 | 0.0 | 0 |  |  | 0.0 | Electrical Components | 1250A 50kA Four Pole DN4 MPR MTX2.0 MCCB L&T CM96113OOOOAG | 0 | 31-12-2099 | Material Transfer | Moving Average |  | 0.0 |  | 0 | 0 |  | 0 | 0 | 0 | 0 |  | 0 | Item Attribute | 1 | Nos | 0.0 | 0.0 | 0 | 0.0 | 0 | L&T | CM96113OOOOAG | India |  |  | 0 | 0.0 |  | 0 | 0 |  | 0 | 0 | 0 | 0 |  |  | 0 | 0 | 0 |  | 0 | [5 empty] | 0 |  |  | 0 | [13 empty] | Nos | 1.0 | [10 empty] | Ringlus Electro Controls & Automation PVT LTD | [18 empty] | CGST - RNG | 9.0
[121 empty] | SGST - RNG | 9.0
| 40A 70kA Triple Pole DN2 MPR MTX2.0 MCCB L&T CM92065OOOOAG | 40A 70kA Triple Pole DN2 MPR MTX2.0 MCCB L&T CM92065OOOOAG | LTDN2MCCB | Nos |  | 40A 70kA Triple Pole DN2 MPR MTX2.0 MCCB L&T CM92065OOOOAG |  | 0 | 0 | 1 | 1 | 1 | 0.0 | 0.0 | 0.0 | 0 |  |  | 0.0 | Electrical Components | 40A 70kA Triple Pole DN2 MPR MTX2.0 MCCB L&T CM92065OOOOAG | 0 | 31-12-2099 | Material Transfer | Moving Average |  | 0.0 |  | 0 | 0 |  | 0 | 0 | 0 | 0 |  | 0 | Item Attribute | 1 | Nos | 0.0 | 0.0 | 0 | 0.0 | 0 | L&T | CM92065OOOOAG | India |  |  | 0 | 0.0 |  | 0 | 0 |  | 0 | 0 | 0 | 0 |  |  | 0 | 0 | 0 |  | 0 | [5 empty] | 0 |  |  | 0 | [13 empty] | Nos | 1.0 | [10 empty] | Ringlus Electro Controls & Automation PVT LTD | [18 empty] | CGST - RNG | 9.0
[121 empty] | SGST - RNG | 9.0
| 63A 70kA Triple Pole DN2 MPR MTX2.0 MCCB L&T CM92073OOOOAG | 63A 70kA Triple Pole DN2 MPR MTX2.0 MCCB L&T CM92073OOOOAG | LTDN2MCCB | Nos |  | 63A 70kA Triple Pole DN2 MPR MTX2.0 MCCB L&T CM92073OOOOAG |  | 0 | 0 | 1 | 1 | 1 | 0.0 | 0.0 | 0.0 | 0 |  |  | 0.0 | Electrical Components | 63A 70kA Triple Pole DN2 MPR MTX2.0 MCCB L&T CM92073OOOOAG | 0 | 31-12-2099 | Material Transfer | Moving Average |  | 0.0 |  | 0 | 0 |  | 0 | 0 | 0 | 0 |  | 0 | Item Attribute | 1 | Nos | 0.0 | 0.0 | 0 | 0.0 | 0 | L&T | CM92073OOOOAG | India |  |  | 0 | 0.0 |  | 0 | 0 |  | 0 | 0 | 0 | 0 |  |  | 0 | 0 | 0 |  | 0 | [5 empty] | 0 |  |  | 0 | [13 empty] | Nos | 1.0 | [10 empty] | Ringlus Electro Controls & Automation PVT LTD | [18 empty] | CGST - RNG | 9.0
[121 empty] | SGST - RNG | 9.0
| 100A 70kA Triple Pole DN2 MPR MTX2.0 MCCB L&TCM92059OOOOAG | 100A 70kA Triple Pole DN2 MPR MTX2.0 MCCB L&TCM92059OOOOAG | LTDN2MCCB | Nos |  | 100A 70kA Triple Pole DN2 MPR MTX2.0 MCCB L&TCM92059OOOOAG |  | 0 | 0 | 1 | 1 | 1 | 0.0 | 0.0 | 0.0 | 0 |  |  | 0.0 | Electrical Components | 100A 70kA Triple Pole DN2 MPR MTX2.0 MCCB L&TCM92059OOOOAG | 0 | 31-12-2099 | Material Transfer | Moving Average |  | 0.0 |  | 0 | 0 |  | 0 | 0 | 0 | 0 |  | 0 | Item Attribute | 1 | Nos | 0.0 | 0.0 | 0 | 0.0 | 0 | L&T | CM92059OOOOAG | India |  |  | 0 | 0.0 |  | 0 | 0 |  | 0 | 0 | 0 | 0 |  |  | 0 | 0 | 0 |  | 0 | [5 empty] | 0 |  |  | 0 | [13 empty] | Nos | 1.0 | [10 empty] | Ringlus Electro Controls & Automation PVT LTD | [18 empty] | CGST - RNG | 9.0
[121 empty] | SGST - RNG | 9.0
| 160A 70kA Triple Pole DN2 MPR MTX2.0 MCCB L&T CM92076OOOOAG | 160A 70kA Triple Pole DN2 MPR MTX2.0 MCCB L&T CM92076OOOOAG | LTDN2MCCB | Nos |  | 160A 70kA Triple Pole DN2 MPR MTX2.0 MCCB L&T CM92076OOOOAG |  | 0 | 0 | 1 | 1 | 1 | 0.0 | 0.0 | 0.0 | 0 |  |  | 0.0 | Electrical Components | 160A 70kA Triple Pole DN2 MPR MTX2.0 MCCB L&T CM92076OOOOAG | 0 | 31-12-2099 | Material Transfer | Moving Average |  | 0.0 |  | 0 | 0 |  | 0 | 0 | 0 | 0 |  | 0 | Item Attribute | 1 | Nos | 0.0 | 0.0 | 0 | 0.0 | 0 | L&T | CM92076OOOOAG | India |  |  | 0 | 0.0 |  | 0 | 0 |  | 0 | 0 | 0 | 0 |  |  | 0 | 0 | 0 |  | 0 | [5 empty] | 0 |  |  | 0 | [13 empty] | Nos | 1.0 | [10 empty] | Ringlus Electro Controls & Automation PVT LTD | [18 empty] | CGST - RNG | 9.0
[121 empty] | SGST - RNG | 9.0
| 250A 70kA Triple Pole DN2 MPR MTX2.0 MCCB L&T CM92056OOOOAG | 250A 70kA Triple Pole DN2 MPR MTX2.0 MCCB L&T CM92056OOOOAG | LTDN2MCCB | Nos |  | 250A 70kA Triple Pole DN2 MPR MTX2.0 MCCB L&T CM92056OOOOAG |  | 0 | 0 | 1 | 1 | 1 | 0.0 | 0.0 | 0.0 | 0 |  |  | 0.0 | Electrical Components | 250A 70kA Triple Pole DN2 MPR MTX2.0 MCCB L&T CM92056OOOOAG | 0 | 31-12-2099 | Material Transfer | Moving Average |  | 0.0 |  | 0 | 0 |  | 0 | 0 | 0 | 0 |  | 0 | Item Attribute | 1 | Nos | 0.0 | 0.0 | 0 | 0.0 | 0 | L&T | CM92056OOOOAG | India |  |  | 0 | 0.0 |  | 0 | 0 |  | 0 | 0 | 0 | 0 |  |  | 0 | 0 | 0 |  | 0 | [5 empty] | 0 |  |  | 0 | [13 empty] | Nos | 1.0 | [10 empty] | Ringlus Electro Controls & Automation PVT LTD | [18 empty] | CGST - RNG | 9.0
[121 empty] | SGST - RNG | 9.0
| 400A 70kA Triple Pole DN3 MPR MTX2.0 MCCB L&T CM94053OOOOAG | 400A 70kA Triple Pole DN3 MPR MTX2.0 MCCB L&T CM94053OOOOAG | LTDN3MCCB | Nos |  | 400A 70kA Triple Pole DN3 MPR MTX2.0 MCCB L&T CM94053OOOOAG |  | 0 | 0 | 1 | 1 | 1 | 0.0 | 0.0 | 0.0 | 0 |  |  | 0.0 | Electrical Components | 400A 70kA Triple Pole DN3 MPR MTX2.0 MCCB L&T CM94053OOOOAG | 0 | 31-12-2099 | Material Transfer | Moving Average |  | 0.0 |  | 0 | 0 |  | 0 | 0 | 0 | 0 |  | 0 | Item Attribute | 1 | Nos | 0.0 | 0.0 | 0 | 0.0 | 0 | L&T | CM94053OOOOAG | India |  |  | 0 | 0.0 |  | 0 | 0 |  | 0 | 0 | 0 | 0 |  |  | 0 | 0 | 0 |  | 0 | [5 empty] | 0 |  |  | 0 | [13 empty] | Nos | 1.0 | [10 empty] | Ringlus Electro Controls & Automation PVT LTD | [18 empty] | CGST - RNG | 9.0
[121 empty] | SGST - RNG | 9.0
| 630A 70kA Triple Pole DN3 MPR MTX2.0 MCCB L&T CM94079OOOOAG | 630A 70kA Triple Pole DN3 MPR MTX2.0 MCCB L&T CM94079OOOOAG | LTDN3MCCB | Nos |  | 630A 70kA Triple Pole DN3 MPR MTX2.0 MCCB L&T CM94079OOOOAG |  | 0 | 0 | 1 | 1 | 1 | 0.0 | 0.0 | 0.0 | 0 |  |  | 0.0 | Electrical Components | 630A 70kA Triple Pole DN3 MPR MTX2.0 MCCB L&T CM94079OOOOAG | 0 | 31-12-2099 | Material Transfer | Moving Average |  | 0.0 |  | 0 | 0 |  | 0 | 0 | 0 | 0 |  | 0 | Item Attribute | 1 | Nos | 0.0 | 0.0 | 0 | 0.0 | 0 | L&T | CM94079OOOOAG | India |  |  | 0 | 0.0 |  | 0 | 0 |  | 0 | 0 | 0 | 0 |  |  | 0 | 0 | 0 |  | 0 | [5 empty] | 0 |  |  | 0 | [13 empty] | Nos | 1.0 | [10 empty] | Ringlus Electro Controls & Automation PVT LTD | [18 empty] | CGST - RNG | 9.0
[121 empty] | SGST - RNG | 9.0
| 800A 70kA Triple Pole DN4 MPR MTX2.0 MCCB L&T CM96025OOOOAG | 800A 70kA Triple Pole DN4 MPR MTX2.0 MCCB L&T CM96025OOOOAG | LTDN4MCCB | Nos |  | 800A 70kA Triple Pole DN4 MPR MTX2.0 MCCB L&T CM96025OOOOAG |  | 0 | 0 | 1 | 1 | 1 | 0.0 | 0.0 | 0.0 | 0 |  |  | 0.0 | Electrical Components | 800A 70kA Triple Pole DN4 MPR MTX2.0 MCCB L&T CM96025OOOOAG | 0 | 31-12-2099 | Material Transfer | Moving Average |  | 0.0 |  | 0 | 0 |  | 0 | 0 | 0 | 0 |  | 0 | Item Attribute | 1 | Nos | 0.0 | 0.0 | 0 | 0.0 | 0 | L&T | CM96025OOOOAG | India |  |  | 0 | 0.0 |  | 0 | 0 |  | 0 | 0 | 0 | 0 |  |  | 0 | 0 | 0 |  | 0 | [5 empty] | 0 |  |  | 0 | [13 empty] | Nos | 1.0 | [10 empty] | Ringlus Electro Controls & Automation PVT LTD | [18 empty] | CGST - RNG | 9.0
[121 empty] | SGST - RNG | 9.0
| 1000A 70kA Triple Pole DN4 MPR MTX2.0 MCCB L&T CM96026OOOOAG | 1000A 70kA Triple Pole DN4 MPR MTX2.0 MCCB L&T CM96026OOOOAG | LTDN4MCCB | Nos |  | 1000A 70kA Triple Pole DN4 MPR MTX2.0 MCCB L&T CM96026OOOOAG |  | 0 | 0 | 1 | 1 | 1 | 0.0 | 0.0 | 0.0 | 0 |  |  | 0.0 | Electrical Components | 1000A 70kA Triple Pole DN4 MPR MTX2.0 MCCB L&T CM96026OOOOAG | 0 | 31-12-2099 | Material Transfer | Moving Average |  | 0.0 |  | 0 | 0 |  | 0 | 0 | 0 | 0 |  | 0 | Item Attribute | 1 | Nos | 0.0 | 0.0 | 0 | 0.0 | 0 | L&T | CM96026OOOOAG | India |  |  | 0 | 0.0 |  | 0 | 0 |  | 0 | 0 | 0 | 0 |  |  | 0 | 0 | 0 |  | 0 | [5 empty] | 0 |  |  | 0 | [13 empty] | Nos | 1.0 | [10 empty] | Ringlus Electro Controls & Automation PVT LTD | [18 empty] | CGST - RNG | 9.0
[121 empty] | SGST - RNG | 9.0
| 1250A 70kA Triple Pole DN4 MPR MTX2.0 MCCB L&T CM96027OOOOAG | 1250A 70kA Triple Pole DN4 MPR MTX2.0 MCCB L&T CM96027OOOOAG | LTDN4MCCB | Nos |  | 1250A 70kA Triple Pole DN4 MPR MTX2.0 MCCB L&T CM96027OOOOAG |  | 0 | 0 | 1 | 1 | 1 | 0.0 | 0.0 | 0.0 | 0 |  |  | 0.0 | Electrical Components | 1250A 70kA Triple Pole DN4 MPR MTX2.0 MCCB L&T CM96027OOOOAG | 0 | 31-12-2099 | Material Transfer | Moving Average |  | 0.0 |  | 0 | 0 |  | 0 | 0 | 0 | 0 |  | 0 | Item Attribute | 1 | Nos | 0.0 | 0.0 | 0 | 0.0 | 0 | L&T | CM96027OOOOAG | India |  |  | 0 | 0.0 |  | 0 | 0 |  | 0 | 0 | 0 | 0 |  |  | 0 | 0 | 0 |  | 0 | [5 empty] | 0 |  |  | 0 | [13 empty] | Nos | 1.0 | [10 empty] | Ringlus Electro Controls & Automation PVT LTD | [18 empty] | CGST - RNG | 9.0
[121 empty] | SGST - RNG | 9.0
| 40A 70kA Four Pole DN2 MPR MTX2.0 MCCB L&T CM92165OOOOAG | 40A 70kA Four Pole DN2 MPR MTX2.0 MCCB L&T CM92165OOOOAG | LTDN2MCCB | Nos |  | 40A 70kA Four Pole DN2 MPR MTX2.0 MCCB L&T CM92165OOOOAG |  | 0 | 0 | 1 | 1 | 1 | 0.0 | 0.0 | 0.0 | 0 |  |  | 0.0 | Electrical Components | 40A 70kA Four Pole DN2 MPR MTX2.0 MCCB L&T CM92165OOOOAG | 0 | 31-12-2099 | Material Transfer | Moving Average |  | 0.0 |  | 0 | 0 |  | 0 | 0 | 0 | 0 |  | 0 | Item Attribute | 1 | Nos | 0.0 | 0.0 | 0 | 0.0 | 0 | L&T | CM92165OOOOAG | India |  |  | 0 | 0.0 |  | 0 | 0 |  | 0 | 0 | 0 | 0 |  |  | 0 | 0 | 0 |  | 0 | [5 empty] | 0 |  |  | 0 | [13 empty] | Nos | 1.0 | [10 empty] | Ringlus Electro Controls & Automation PVT LTD | [18 empty] | CGST - RNG | 9.0
[121 empty] | SGST - RNG | 9.0
| 63A 70kA Four Pole DN2 MPR MTX2.0 MCCB L&T CM92164OOOOAG | 63A 70kA Four Pole DN2 MPR MTX2.0 MCCB L&T CM92164OOOOAG | LTDN2MCCB | Nos |  | 63A 70kA Four Pole DN2 MPR MTX2.0 MCCB L&T CM92164OOOOAG |  | 0 | 0 | 1 | 1 | 1 | 0.0 | 0.0 | 0.0 | 0 |  |  | 0.0 | Electrical Components | 63A 70kA Four Pole DN2 MPR MTX2.0 MCCB L&T CM92164OOOOAG | 0 | 31-12-2099 | Material Transfer | Moving Average |  | 0.0 |  | 0 | 0 |  | 0 | 0 | 0 | 0 |  | 0 | Item Attribute | 1 | Nos | 0.0 | 0.0 | 0 | 0.0 | 0 | L&T | CM92164OOOOAG | India |  |  | 0 | 0.0 |  | 0 | 0 |  | 0 | 0 | 0 | 0 |  |  | 0 | 0 | 0 |  | 0 | [5 empty] | 0 |  |  | 0 | [13 empty] | Nos | 1.0 | [10 empty] | Ringlus Electro Controls & Automation PVT LTD | [18 empty] | CGST - RNG | 9.0
[121 empty] | SGST - RNG | 9.0
| 100A 70kA Four Pole DN2 MPR MTX2.0 MCCB L&TCM92163OOOOAG | 100A 70kA Four Pole DN2 MPR MTX2.0 MCCB L&TCM92163OOOOAG | LTDN2MCCB | Nos |  | 100A 70kA Four Pole DN2 MPR MTX2.0 MCCB L&TCM92163OOOOAG |  | 0 | 0 | 1 | 1 | 1 | 0.0 | 0.0 | 0.0 | 0 |  |  | 0.0 | Electrical Components | 100A 70kA Four Pole DN2 MPR MTX2.0 MCCB L&TCM92163OOOOAG | 0 | 31-12-2099 | Material Transfer | Moving Average |  | 0.0 |  | 0 | 0 |  | 0 | 0 | 0 | 0 |  | 0 | Item Attribute | 1 | Nos | 0.0 | 0.0 | 0 | 0.0 | 0 | L&T | CM92163OOOOAG | India |  |  | 0 | 0.0 |  | 0 | 0 |  | 0 | 0 | 0 | 0 |  |  | 0 | 0 | 0 |  | 0 | [5 empty] | 0 |  |  | 0 | [13 empty] | Nos | 1.0 | [10 empty] | Ringlus Electro Controls & Automation PVT LTD | [18 empty] | CGST - RNG | 9.0
[121 empty] | SGST - RNG | 9.0
| 160A 70kA Four Pole DN2 MPR MTX2.0 MCCB L&T CM92162OOOOAG | 160A 70kA Four Pole DN2 MPR MTX2.0 MCCB L&T CM92162OOOOAG | LTDN2MCCB | Nos |  | 160A 70kA Four Pole DN2 MPR MTX2.0 MCCB L&T CM92162OOOOAG |  | 0 | 0 | 1 | 1 | 1 | 0.0 | 0.0 | 0.0 | 0 |  |  | 0.0 | Electrical Components | 160A 70kA Four Pole DN2 MPR MTX2.0 MCCB L&T CM92162OOOOAG | 0 | 31-12-2099 | Material Transfer | Moving Average |  | 0.0 |  | 0 | 0 |  | 0 | 0 | 0 | 0 |  | 0 | Item Attribute | 1 | Nos | 0.0 | 0.0 | 0 | 0.0 | 0 | L&T | CM92162OOOOAG | India |  |  | 0 | 0.0 |  | 0 | 0 |  | 0 | 0 | 0 | 0 |  |  | 0 | 0 | 0 |  | 0 | [5 empty] | 0 |  |  | 0 | [13 empty] | Nos | 1.0 | [10 empty] | Ringlus Electro Controls & Automation PVT LTD | [18 empty] | CGST - RNG | 9.0
[121 empty] | SGST - RNG | 9.0
| 250A 70kA Four Pole DN2 MPR MTX2.0 MCCB L&T CM92161OOOOAG | 250A 70kA Four Pole DN2 MPR MTX2.0 MCCB L&T CM92161OOOOAG | LTDN2MCCB | Nos |  | 250A 70kA Four Pole DN2 MPR MTX2.0 MCCB L&T CM92161OOOOAG |  | 0 | 0 | 1 | 1 | 1 | 0.0 | 0.0 | 0.0 | 0 |  |  | 0.0 | Electrical Components | 250A 70kA Four Pole DN2 MPR MTX2.0 MCCB L&T CM92161OOOOAG | 0 | 31-12-2099 | Material Transfer | Moving Average |  | 0.0 |  | 0 | 0 |  | 0 | 0 | 0 | 0 |  | 0 | Item Attribute | 1 | Nos | 0.0 | 0.0 | 0 | 0.0 | 0 | L&T | CM92161OOOOAG | India |  |  | 0 | 0.0 |  | 0 | 0 |  | 0 | 0 | 0 | 0 |  |  | 0 | 0 | 0 |  | 0 | [5 empty] | 0 |  |  | 0 | [13 empty] | Nos | 1.0 | [10 empty] | Ringlus Electro Controls & Automation PVT LTD | [18 empty] | CGST - RNG | 9.0
[121 empty] | SGST - RNG | 9.0
| 400A 70kA Four Pole DN3 MPR MTX2.0 MCCB L&T CM94153OOOOAG | 400A 70kA Four Pole DN3 MPR MTX2.0 MCCB L&T CM94153OOOOAG | LTDN3MCCB | Nos |  | 400A 70kA Four Pole DN3 MPR MTX2.0 MCCB L&T CM94153OOOOAG |  | 0 | 0 | 1 | 1 | 1 | 0.0 | 0.0 | 0.0 | 0 |  |  | 0.0 | Electrical Components | 400A 70kA Four Pole DN3 MPR MTX2.0 MCCB L&T CM94153OOOOAG | 0 | 31-12-2099 | Material Transfer | Moving Average |  | 0.0 |  | 0 | 0 |  | 0 | 0 | 0 | 0 |  | 0 | Item Attribute | 1 | Nos | 0.0 | 0.0 | 0 | 0.0 | 0 | L&T | CM94153OOOOAG | India |  |  | 0 | 0.0 |  | 0 | 0 |  | 0 | 0 | 0 | 0 |  |  | 0 | 0 | 0 |  | 0 | [5 empty] | 0 |  |  | 0 | [13 empty] | Nos | 1.0 | [10 empty] | Ringlus Electro Controls & Automation PVT LTD | [18 empty] | CGST - RNG | 9.0
[121 empty] | SGST - RNG | 9.0
| 630A 70kA Four Pole DN3 MPR MTX2.0 MCCB L&T CM94179OOOOAG | 630A 70kA Four Pole DN3 MPR MTX2.0 MCCB L&T CM94179OOOOAG | LTDN3MCCB | Nos |  | 630A 70kA Four Pole DN3 MPR MTX2.0 MCCB L&T CM94179OOOOAG |  | 0 | 0 | 1 | 1 | 1 | 0.0 | 0.0 | 0.0 | 0 |  |  | 0.0 | Electrical Components | 630A 70kA Four Pole DN3 MPR MTX2.0 MCCB L&T CM94179OOOOAG | 0 | 31-12-2099 | Material Transfer | Moving Average |  | 0.0 |  | 0 | 0 |  | 0 | 0 | 0 | 0 |  | 0 | Item Attribute | 1 | Nos | 0.0 | 0.0 | 0 | 0.0 | 0 | L&T | CM94179OOOOAG | India |  |  | 0 | 0.0 |  | 0 | 0 |  | 0 | 0 | 0 | 0 |  |  | 0 | 0 | 0 |  | 0 | [5 empty] | 0 |  |  | 0 | [13 empty] | Nos | 1.0 | [10 empty] | Ringlus Electro Controls & Automation PVT LTD | [18 empty] | CGST - RNG | 9.0
[121 empty] | SGST - RNG | 9.0
| 800A 70kA Four Pole DN4 MPR MTX2.0 MCCB L&T CM96115OOOOAG | 800A 70kA Four Pole DN4 MPR MTX2.0 MCCB L&T CM96115OOOOAG | LTDN4MCCB | Nos |  | 800A 70kA Four Pole DN4 MPR MTX2.0 MCCB L&T CM96115OOOOAG |  | 0 | 0 | 1 | 1 | 1 | 0.0 | 0.0 | 0.0 | 0 |  |  | 0.0 | Electrical Components | 800A 70kA Four Pole DN4 MPR MTX2.0 MCCB L&T CM96115OOOOAG | 0 | 31-12-2099 | Material Transfer | Moving Average |  | 0.0 |  | 0 | 0 |  | 0 | 0 | 0 | 0 |  | 0 | Item Attribute | 1 | Nos | 0.0 | 0.0 | 0 | 0.0 | 0 | L&T | CM96115OOOOAG | India |  |  | 0 | 0.0 |  | 0 | 0 |  | 0 | 0 | 0 | 0 |  |  | 0 | 0 | 0 |  | 0 | [5 empty] | 0 |  |  | 0 | [13 empty] | Nos | 1.0 | [10 empty] | Ringlus Electro Controls & Automation PVT LTD | [18 empty] | CGST - RNG | 9.0
[121 empty] | SGST - RNG | 9.0
| 1000A 70kA Four Pole DN4 MPR MTX2.0 MCCB L&T CM96116OOOOAG | 1000A 70kA Four Pole DN4 MPR MTX2.0 MCCB L&T CM96116OOOOAG | LTDN4MCCB | Nos |  | 1000A 70kA Four Pole DN4 MPR MTX2.0 MCCB L&T CM96116OOOOAG |  | 0 | 0 | 1 | 1 | 1 | 0.0 | 0.0 | 0.0 | 0 |  |  | 0.0 | Electrical Components | 1000A 70kA Four Pole DN4 MPR MTX2.0 MCCB L&T CM96116OOOOAG | 0 | 31-12-2099 | Material Transfer | Moving Average |  | 0.0 |  | 0 | 0 |  | 0 | 0 | 0 | 0 |  | 0 | Item Attribute | 1 | Nos | 0.0 | 0.0 | 0 | 0.0 | 0 | L&T | CM96116OOOOAG | India |  |  | 0 | 0.0 |  | 0 | 0 |  | 0 | 0 | 0 | 0 |  |  | 0 | 0 | 0 |  | 0 | [5 empty] | 0 |  |  | 0 | [13 empty] | Nos | 1.0 | [10 empty] | Ringlus Electro Controls & Automation PVT LTD | [18 empty] | CGST - RNG | 9.0
[121 empty] | SGST - RNG | 9.0
| 1250A 70kA Four Pole DN4 MPR MTX2.0 MCCB L&T CM96117OOOOAG | 1250A 70kA Four Pole DN4 MPR MTX2.0 MCCB L&T CM96117OOOOAG | LTDN4MCCB | Nos |  | 1250A 70kA Four Pole DN4 MPR MTX2.0 MCCB L&T CM96117OOOOAG |  | 0 | 0 | 1 | 1 | 1 | 0.0 | 0.0 | 0.0 | 0 |  |  | 0.0 | Electrical Components | 1250A 70kA Four Pole DN4 MPR MTX2.0 MCCB L&T CM96117OOOOAG | 0 | 31-12-2099 | Material Transfer | Moving Average |  | 0.0 |  | 0 | 0 |  | 0 | 0 | 0 | 0 |  | 0 | Item Attribute | 1 | Nos | 0.0 | 0.0 | 0 | 0.0 | 0 | L&T | CM96117OOOOAG | India |  |  | 0 | 0.0 |  | 0 | 0 |  | 0 | 0 | 0 | 0 |  |  | 0 | 0 | 0 |  | 0 | [5 empty] | 0 |  |  | 0 | [13 empty] | Nos | 1.0 | [10 empty] | Ringlus Electro Controls & Automation PVT LTD | [18 empty] | CGST - RNG | 9.0
[121 empty] | SGST - RNG | 9.0
| Extended Rotary Handle DN0 L&T CM97896OOOO | Extended Rotary Handle DN0 L&T CM97896OOOO | LTDN0MCCB | Nos |  | Extended Rotary Handle DN0 L&T CM97896OOOO |  | 0 | 0 | 1 | 1 | 1 | 0.0 | 0.0 | 0.0 | 0 |  |  | 0.0 | Electrical Components | Extended Rotary Handle DN0 L&T CM97896OOOO | 0 | 31-12-2099 | Material Transfer | Moving Average |  | 0.0 |  | 0 | 0 |  | 0 | 0 | 0 | 0 |  | 0 | Item Attribute | 1 | Nos | 0.0 | 0.0 | 0 | 0.0 | 0 | L&T | CM97896OOOO | India |  |  | 0 | 0.0 |  | 0 | 0 |  | 0 | 0 | 0 | 0 |  |  | 0 | 0 | 0 |  | 0 | [5 empty] | 0 |  |  | 0 | [13 empty] | Nos | 1.0 | [10 empty] | Ringlus Electro Controls & Automation PVT LTD | [18 empty] | CGST - RNG | 9.0
[121 empty] | SGST - RNG | 9.0
| Extended Rotary Handle DN1 L&T CM98041OOOO | Extended Rotary Handle DN1 L&T CM98041OOOO | LTDN1MCCB | Nos |  | Extended Rotary Handle DN1 L&T CM98041OOOO |  | 0 | 0 | 1 | 1 | 1 | 0.0 | 0.0 | 0.0 | 0 |  |  | 0.0 | Electrical Components | Extended Rotary Handle DN1 L&T CM98041OOOO | 0 | 31-12-2099 | Material Transfer | Moving Average |  | 0.0 |  | 0 | 0 |  | 0 | 0 | 0 | 0 |  | 0 | Item Attribute | 1 | Nos | 0.0 | 0.0 | 0 | 0.0 | 0 | L&T | CM98041OOOO | India |  |  | 0 | 0.0 |  | 0 | 0 |  | 0 | 0 | 0 | 0 |  |  | 0 | 0 | 0 |  | 0 | [5 empty] | 0 |  |  | 0 | [13 empty] | Nos | 1.0 | [10 empty] | Ringlus Electro Controls & Automation PVT LTD | [18 empty] | CGST - RNG | 9.0
[121 empty] | SGST - RNG | 9.0
| Extended Rotary Handle DN2 L&T CM99830OOOO | Extended Rotary Handle DN2 L&T CM99830OOOO | LTDN2MCCB | Nos |  | Extended Rotary Handle DN2 L&T CM99830OOOO |  | 0 | 0 | 1 | 1 | 1 | 0.0 | 0.0 | 0.0 | 0 |  |  | 0.0 | Electrical Components | Extended Rotary Handle DN2 L&T CM99830OOOO | 0 | 31-12-2099 | Material Transfer | Moving Average |  | 0.0 |  | 0 | 0 |  | 0 | 0 | 0 | 0 |  | 0 | Item Attribute | 1 | Nos | 0.0 | 0.0 | 0 | 0.0 | 0 | L&T | CM99830OOOO | India |  |  | 0 | 0.0 |  | 0 | 0 |  | 0 | 0 | 0 | 0 |  |  | 0 | 0 | 0 |  | 0 | [5 empty] | 0 |  |  | 0 | [13 empty] | Nos | 1.0 | [10 empty] | Ringlus Electro Controls & Automation PVT LTD | [18 empty] | CGST - RNG | 9.0
[121 empty] | SGST - RNG | 9.0
| Extended Rotary Handle DN3 L&T CM99861OOOO | Extended Rotary Handle DN3 L&T CM99861OOOO | LTDN3MCCB | Nos |  | Extended Rotary Handle DN3 L&T CM99861OOOO |  | 0 | 0 | 1 | 1 | 1 | 0.0 | 0.0 | 0.0 | 0 |  |  | 0.0 | Electrical Components | Extended Rotary Handle DN3 L&T CM99861OOOO | 0 | 31-12-2099 | Material Transfer | Moving Average |  | 0.0 |  | 0 | 0 |  | 0 | 0 | 0 | 0 |  | 0 | Item Attribute | 1 | Nos | 0.0 | 0.0 | 0 | 0.0 | 0 | L&T | CM99861OOOO | India |  |  | 0 | 0.0 |  | 0 | 0 |  | 0 | 0 | 0 | 0 |  |  | 0 | 0 | 0 |  | 0 | [5 empty] | 0 |  |  | 0 | [13 empty] | Nos | 1.0 | [10 empty] | Ringlus Electro Controls & Automation PVT LTD | [18 empty] | CGST - RNG | 9.0
[121 empty] | SGST - RNG | 9.0
| Extended Rotary Handle DN4 L&T CM99884OOOO | Extended Rotary Handle DN4 L&T CM99884OOOO | LTDN4MCCB | Nos |  | Extended Rotary Handle DN4 L&T CM99884OOOO |  | 0 | 0 | 1 | 1 | 1 | 0.0 | 0.0 | 0.0 | 0 |  |  | 0.0 | Electrical Components | Extended Rotary Handle DN4 L&T CM99884OOOO | 0 | 31-12-2099 | Material Transfer | Moving Average |  | 0.0 |  | 0 | 0 |  | 0 | 0 | 0 | 0 |  | 0 | Item Attribute | 1 | Nos | 0.0 | 0.0 | 0 | 0.0 | 0 | L&T | CM99884OOOO | India |  |  | 0 | 0.0 |  | 0 | 0 |  | 0 | 0 | 0 | 0 |  |  | 0 | 0 | 0 |  | 0 | [5 empty] | 0 |  |  | 0 | [13 empty] | Nos | 1.0 | [10 empty] | Ringlus Electro Controls & Automation PVT LTD | [18 empty] | CGST - RNG | 9.0
[121 empty] | SGST - RNG | 9.0
| Triple Pole Spreader Terminal DN0-100 L&T CM97785OOOO | Triple Pole Spreader Terminal DN0-100 L&T CM97785OOOO | LTDN0MCCB | Nos |  | Triple Pole Spreader Terminal DN0-100 L&T CM97785OOOO |  | 0 | 0 | 1 | 1 | 1 | 0.0 | 0.0 | 0.0 | 0 |  |  | 0.0 | Electrical Components | Triple Pole Spreader Terminal DN0-100 L&T CM97785OOOO | 0 | 31-12-2099 | Material Transfer | Moving Average |  | 0.0 |  | 0 | 0 |  | 0 | 0 | 0 | 0 |  | 0 | Item Attribute | 1 | Nos | 0.0 | 0.0 | 0 | 0.0 | 0 | L&T | CM97785OOOO | India |  |  | 0 | 0.0 |  | 0 | 0 |  | 0 | 0 | 0 | 0 |  |  | 0 | 0 | 0 |  | 0 | [5 empty] | 0 |  |  | 0 | [13 empty] | Nos | 1.0 | [10 empty] | Ringlus Electro Controls & Automation PVT LTD | [18 empty] | CGST - RNG | 9.0
[121 empty] | SGST - RNG | 9.0
| Triple Pole Spreader Terminal DN0-125D L&T CM90687OOLO | Triple Pole Spreader Terminal DN0-125D L&T CM90687OOLO | LTDN0MCCB | Nos |  | Triple Pole Spreader Terminal DN0-125D L&T CM90687OOLO |  | 0 | 0 | 1 | 1 | 1 | 0.0 | 0.0 | 0.0 | 0 |  |  | 0.0 | Electrical Components | Triple Pole Spreader Terminal DN0-125D L&T CM90687OOLO | 0 | 31-12-2099 | Material Transfer | Moving Average |  | 0.0 |  | 0 | 0 |  | 0 | 0 | 0 | 0 |  | 0 | Item Attribute | 1 | Nos | 0.0 | 0.0 | 0 | 0.0 | 0 | L&T | CM90687OOLO | India |  |  | 0 | 0.0 |  | 0 | 0 |  | 0 | 0 | 0 | 0 |  |  | 0 | 0 | 0 |  | 0 | [5 empty] | 0 |  |  | 0 | [13 empty] | Nos | 1.0 | [10 empty] | Ringlus Electro Controls & Automation PVT LTD | [18 empty] | CGST - RNG | 9.0
[121 empty] | SGST - RNG | 9.0
| Triple Pole Spreader Terminal DN1&DN2 L&T ST98053OOOO | Triple Pole Spreader Terminal DN1&DN2 L&T ST98053OOOO | LTDN2MCCB | Nos |  | Triple Pole Spreader Terminal DN1&DN2 L&T ST98053OOOO |  | 0 | 0 | 1 | 1 | 1 | 0.0 | 0.0 | 0.0 | 0 |  |  | 0.0 | Electrical Components | Triple Pole Spreader Terminal DN1&DN2 L&T ST98053OOOO | 0 | 31-12-2099 | Material Transfer | Moving Average |  | 0.0 |  | 0 | 0 |  | 0 | 0 | 0 | 0 |  | 0 | Item Attribute | 1 | Nos | 0.0 | 0.0 | 0 | 0.0 | 0 | L&T | ST98053OOOO | India |  |  | 0 | 0.0 |  | 0 | 0 |  | 0 | 0 | 0 | 0 |  |  | 0 | 0 | 0 |  | 0 | [5 empty] | 0 |  |  | 0 | [13 empty] | Nos | 1.0 | [10 empty] | Ringlus Electro Controls & Automation PVT LTD | [18 empty] | CGST - RNG | 9.0
[121 empty] | SGST - RNG | 9.0
| Triple Pole Spreader Terminal DN3-400 L&T ST98065OOOO | Triple Pole Spreader Terminal DN3-400 L&T ST98065OOOO | LTDN3MCCB | Nos |  | Triple Pole Spreader Terminal DN3-400 L&T ST98065OOOO |  | 0 | 0 | 1 | 1 | 1 | 0.0 | 0.0 | 0.0 | 0 |  |  | 0.0 | Electrical Components | Triple Pole Spreader Terminal DN3-400 L&T ST98065OOOO | 0 | 31-12-2099 | Material Transfer | Moving Average |  | 0.0 |  | 0 | 0 |  | 0 | 0 | 0 | 0 |  | 0 | Item Attribute | 1 | Nos | 0.0 | 0.0 | 0 | 0.0 | 0 | L&T | ST98065OOOO | India |  |  | 0 | 0.0 |  | 0 | 0 |  | 0 | 0 | 0 | 0 |  |  | 0 | 0 | 0 |  | 0 | [5 empty] | 0 |  |  | 0 | [13 empty] | Nos | 1.0 | [10 empty] | Ringlus Electro Controls & Automation PVT LTD | [18 empty] | CGST - RNG | 9.0
[121 empty] | SGST - RNG | 9.0
| Triple Pole Spreader Terminal DN3-630 L&T ST98054OOOO | Triple Pole Spreader Terminal DN3-630 L&T ST98054OOOO | LTDN3MCCB | Nos |  | Triple Pole Spreader Terminal DN3-630 L&T ST98054OOOO |  | 0 | 0 | 1 | 1 | 1 | 0.0 | 0.0 | 0.0 | 0 |  |  | 0.0 | Electrical Components | Triple Pole Spreader Terminal DN3-630 L&T ST98054OOOO | 0 | 31-12-2099 | Material Transfer | Moving Average |  | 0.0 |  | 0 | 0 |  | 0 | 0 | 0 | 0 |  | 0 | Item Attribute | 1 | Nos | 0.0 | 0.0 | 0 | 0.0 | 0 | L&T | ST98054OOOO | India |  |  | 0 | 0.0 |  | 0 | 0 |  | 0 | 0 | 0 | 0 |  |  | 0 | 0 | 0 |  | 0 | [5 empty] | 0 |  |  | 0 | [13 empty] | Nos | 1.0 | [10 empty] | Ringlus Electro Controls & Automation PVT LTD | [18 empty] | CGST - RNG | 9.0
[121 empty] | SGST - RNG | 9.0
| Triple Pole Spreader Terminal DN4-800 L&T CM91161OOUO | Triple Pole Spreader Terminal DN4-800 L&T CM91161OOUO | LTDN4MCCB | Nos |  | Triple Pole Spreader Terminal DN4-800 L&T CM91161OOUO |  | 0 | 0 | 1 | 1 | 1 | 0.0 | 0.0 | 0.0 | 0 |  |  | 0.0 | Electrical Components | Triple Pole Spreader Terminal DN4-800 L&T CM91161OOUO | 0 | 31-12-2099 | Material Transfer | Moving Average |  | 0.0 |  | 0 | 0 |  | 0 | 0 | 0 | 0 |  | 0 | Item Attribute | 1 | Nos | 0.0 | 0.0 | 0 | 0.0 | 0 | L&T | CM91161OOUO | India |  |  | 0 | 0.0 |  | 0 | 0 |  | 0 | 0 | 0 | 0 |  |  | 0 | 0 | 0 |  | 0 | [5 empty] | 0 |  |  | 0 | [13 empty] | Nos | 1.0 | [10 empty] | Ringlus Electro Controls & Automation PVT LTD | [18 empty] | CGST - RNG | 9.0
[121 empty] | SGST - RNG | 9.0
| Triple Pole Spreader Terminal DN4-1000 L&T CM91161OOVO | Triple Pole Spreader Terminal DN4-1000 L&T CM91161OOVO | LTDN4MCCB | Nos |  | Triple Pole Spreader Terminal DN4-1000 L&T CM91161OOVO |  | 0 | 0 | 1 | 1 | 1 | 0.0 | 0.0 | 0.0 | 0 |  |  | 0.0 | Electrical Components | Triple Pole Spreader Terminal DN4-1000 L&T CM91161OOVO | 0 | 31-12-2099 | Material Transfer | Moving Average |  | 0.0 |  | 0 | 0 |  | 0 | 0 | 0 | 0 |  | 0 | Item Attribute | 1 | Nos | 0.0 | 0.0 | 0 | 0.0 | 0 | L&T | CM91161OOVO | India |  |  | 0 | 0.0 |  | 0 | 0 |  | 0 | 0 | 0 | 0 |  |  | 0 | 0 | 0 |  | 0 | [5 empty] | 0 |  |  | 0 | [13 empty] | Nos | 1.0 | [10 empty] | Ringlus Electro Controls & Automation PVT LTD | [18 empty] | CGST - RNG | 9.0
[121 empty] | SGST - RNG | 9.0
| Triple Pole Spreader Terminal DN4-1250 L&T CM91161OOAO | Triple Pole Spreader Terminal DN4-1250 L&T CM91161OOAO | LTDN4MCCB | Nos |  | Triple Pole Spreader Terminal DN4-1250 L&T CM91161OOAO |  | 0 | 0 | 1 | 1 | 1 | 0.0 | 0.0 | 0.0 | 0 |  |  | 0.0 | Electrical Components | Triple Pole Spreader Terminal DN4-1250 L&T CM91161OOAO | 0 | 31-12-2099 | Material Transfer | Moving Average |  | 0.0 |  | 0 | 0 |  | 0 | 0 | 0 | 0 |  | 0 | Item Attribute | 1 | Nos | 0.0 | 0.0 | 0 | 0.0 | 0 | L&T | CM91161OOAO | India |  |  | 0 | 0.0 |  | 0 | 0 |  | 0 | 0 | 0 | 0 |  |  | 0 | 0 | 0 |  | 0 | [5 empty] | 0 |  |  | 0 | [13 empty] | Nos | 1.0 | [10 empty] | Ringlus Electro Controls & Automation PVT LTD | [18 empty] | CGST - RNG | 9.0
[121 empty] | SGST - RNG | 9.0
| Four Pole Spreader Terminal DN0-100 L&T CM97921OOOO | Four Pole Spreader Terminal DN0-100 L&T CM97921OOOO | LTDN0MCCB | Nos |  | Four Pole Spreader Terminal DN0-100 L&T CM97921OOOO |  | 0 | 0 | 1 | 1 | 1 | 0.0 | 0.0 | 0.0 | 0 |  |  | 0.0 | Electrical Components | Four Pole Spreader Terminal DN0-100 L&T CM97921OOOO | 0 | 31-12-2099 | Material Transfer | Moving Average |  | 0.0 |  | 0 | 0 |  | 0 | 0 | 0 | 0 |  | 0 | Item Attribute | 1 | Nos | 0.0 | 0.0 | 0 | 0.0 | 0 | L&T | CM97921OOOO | India |  |  | 0 | 0.0 |  | 0 | 0 |  | 0 | 0 | 0 | 0 |  |  | 0 | 0 | 0 |  | 0 | [5 empty] | 0 |  |  | 0 | [13 empty] | Nos | 1.0 | [10 empty] | Ringlus Electro Controls & Automation PVT LTD | [18 empty] | CGST - RNG | 9.0
[121 empty] | SGST - RNG | 9.0
| Four Pole Spreader Terminal DN0-125D L&T CM90688OOLO | Four Pole Spreader Terminal DN0-125D L&T CM90688OOLO | LTDN0MCCB | Nos |  | Four Pole Spreader Terminal DN0-125D L&T CM90688OOLO |  | 0 | 0 | 1 | 1 | 1 | 0.0 | 0.0 | 0.0 | 0 |  |  | 0.0 | Electrical Components | Four Pole Spreader Terminal DN0-125D L&T CM90688OOLO | 0 | 31-12-2099 | Material Transfer | Moving Average |  | 0.0 |  | 0 | 0 |  | 0 | 0 | 0 | 0 |  | 0 | Item Attribute | 1 | Nos | 0.0 | 0.0 | 0 | 0.0 | 0 | L&T | CM90688OOLO | India |  |  | 0 | 0.0 |  | 0 | 0 |  | 0 | 0 | 0 | 0 |  |  | 0 | 0 | 0 |  | 0 | [5 empty] | 0 |  |  | 0 | [13 empty] | Nos | 1.0 | [10 empty] | Ringlus Electro Controls & Automation PVT LTD | [18 empty] | CGST - RNG | 9.0
[121 empty] | SGST - RNG | 9.0
| Four Pole Spreader Terminal DN1&DN2 L&T CM92007OOOO | Four Pole Spreader Terminal DN1&DN2 L&T CM92007OOOO | LTDN2MCCB | Nos |  | Four Pole Spreader Terminal DN1&DN2 L&T CM92007OOOO |  | 0 | 0 | 1 | 1 | 1 | 0.0 | 0.0 | 0.0 | 0 |  |  | 0.0 | Electrical Components | Four Pole Spreader Terminal DN1&DN2 L&T CM92007OOOO | 0 | 31-12-2099 | Material Transfer | Moving Average |  | 0.0 |  | 0 | 0 |  | 0 | 0 | 0 | 0 |  | 0 | Item Attribute | 1 | Nos | 0.0 | 0.0 | 0 | 0.0 | 0 | L&T | CM92007OOOO | India |  |  | 0 | 0.0 |  | 0 | 0 |  | 0 | 0 | 0 | 0 |  |  | 0 | 0 | 0 |  | 0 | [5 empty] | 0 |  |  | 0 | [13 empty] | Nos | 1.0 | [10 empty] | Ringlus Electro Controls & Automation PVT LTD | [18 empty] | CGST - RNG | 9.0
[121 empty] | SGST - RNG | 9.0
| Four Pole Spreader Terminal DN3-400 L&T ST98066OOOO | Four Pole Spreader Terminal DN3-400 L&T ST98066OOOO | LTDN3MCCB | Nos |  | Four Pole Spreader Terminal DN3-400 L&T ST98066OOOO |  | 0 | 0 | 1 | 1 | 1 | 0.0 | 0.0 | 0.0 | 0 |  |  | 0.0 | Electrical Components | Four Pole Spreader Terminal DN3-400 L&T ST98066OOOO | 0 | 31-12-2099 | Material Transfer | Moving Average |  | 0.0 |  | 0 | 0 |  | 0 | 0 | 0 | 0 |  | 0 | Item Attribute | 1 | Nos | 0.0 | 0.0 | 0 | 0.0 | 0 | L&T | ST98066OOOO | India |  |  | 0 | 0.0 |  | 0 | 0 |  | 0 | 0 | 0 | 0 |  |  | 0 | 0 | 0 |  | 0 | [5 empty] | 0 |  |  | 0 | [13 empty] | Nos | 1.0 | [10 empty] | Ringlus Electro Controls & Automation PVT LTD | [18 empty] | CGST - RNG | 9.0
[121 empty] | SGST - RNG | 9.0
| Four Pole Spreader Terminal DN3-630 L&T CM92004OOOO | Four Pole Spreader Terminal DN3-630 L&T CM92004OOOO | LTDN3MCCB | Nos |  | Four Pole Spreader Terminal DN3-630 L&T CM92004OOOO |  | 0 | 0 | 1 | 1 | 1 | 0.0 | 0.0 | 0.0 | 0 |  |  | 0.0 | Electrical Components | Four Pole Spreader Terminal DN3-630 L&T CM92004OOOO | 0 | 31-12-2099 | Material Transfer | Moving Average |  | 0.0 |  | 0 | 0 |  | 0 | 0 | 0 | 0 |  | 0 | Item Attribute | 1 | Nos | 0.0 | 0.0 | 0 | 0.0 | 0 | L&T | CM92004OOOO | India |  |  | 0 | 0.0 |  | 0 | 0 |  | 0 | 0 | 0 | 0 |  |  | 0 | 0 | 0 |  | 0 | [5 empty] | 0 |  |  | 0 | [13 empty] | Nos | 1.0 | [10 empty] | Ringlus Electro Controls & Automation PVT LTD | [18 empty] | CGST - RNG | 9.0
[121 empty] | SGST - RNG | 9.0
| Four Pole Spreader Terminal DN4-800 L&T ST90362OOOO | Four Pole Spreader Terminal DN4-800 L&T ST90362OOOO | LTDN4MCCB | Nos |  | Four Pole Spreader Terminal DN4-800 L&T ST90362OOOO |  | 0 | 0 | 1 | 1 | 1 | 0.0 | 0.0 | 0.0 | 0 |  |  | 0.0 | Electrical Components | Four Pole Spreader Terminal DN4-800 L&T ST90362OOOO | 0 | 31-12-2099 | Material Transfer | Moving Average |  | 0.0 |  | 0 | 0 |  | 0 | 0 | 0 | 0 |  | 0 | Item Attribute | 1 | Nos | 0.0 | 0.0 | 0 | 0.0 | 0 | L&T | ST90362OOOO | India |  |  | 0 | 0.0 |  | 0 | 0 |  | 0 | 0 | 0 | 0 |  |  | 0 | 0 | 0 |  | 0 | [5 empty] | 0 |  |  | 0 | [13 empty] | Nos | 1.0 | [10 empty] | Ringlus Electro Controls & Automation PVT LTD | [18 empty] | CGST - RNG | 9.0
[121 empty] | SGST - RNG | 9.0
| Four Pole Spreader Terminal DN4-1000 L&T CM90064OOVO | Four Pole Spreader Terminal DN4-1000 L&T CM90064OOVO | LTDN4MCCB | Nos |  | Four Pole Spreader Terminal DN4-1000 L&T CM90064OOVO |  | 0 | 0 | 1 | 1 | 1 | 0.0 | 0.0 | 0.0 | 0 |  |  | 0.0 | Electrical Components | Four Pole Spreader Terminal DN4-1000 L&T CM90064OOVO | 0 | 31-12-2099 | Material Transfer | Moving Average |  | 0.0 |  | 0 | 0 |  | 0 | 0 | 0 | 0 |  | 0 | Item Attribute | 1 | Nos | 0.0 | 0.0 | 0 | 0.0 | 0 | L&T | CM90064OOVO | India |  |  | 0 | 0.0 |  | 0 | 0 |  | 0 | 0 | 0 | 0 |  |  | 0 | 0 | 0 |  | 0 | [5 empty] | 0 |  |  | 0 | [13 empty] | Nos | 1.0 | [10 empty] | Ringlus Electro Controls & Automation PVT LTD | [18 empty] | CGST - RNG | 9.0
[121 empty] | SGST - RNG | 9.0
| Four Pole Spreader Terminal DN4-1250 L&T ST98058OOOO | Four Pole Spreader Terminal DN4-1250 L&T ST98058OOOO | LTDN4MCCB | Nos |  | Four Pole Spreader Terminal DN4-1250 L&T ST98058OOOO |  | 0 | 0 | 1 | 1 | 1 | 0.0 | 0.0 | 0.0 | 0 |  |  | 0.0 | Electrical Components | Four Pole Spreader Terminal DN4-1250 L&T ST98058OOOO | 0 | 31-12-2099 | Material Transfer | Moving Average |  | 0.0 |  | 0 | 0 |  | 0 | 0 | 0 | 0 |  | 0 | Item Attribute | 1 | Nos | 0.0 | 0.0 | 0 | 0.0 | 0 | L&T | ST98058OOOO | India |  |  | 0 | 0.0 |  | 0 | 0 |  | 0 | 0 | 0 | 0 |  |  | 0 | 0 | 0 |  | 0 | [5 empty] | 0 |  |  | 0 | [13 empty] | Nos | 1.0 | [10 empty] | Ringlus Electro Controls & Automation PVT LTD | [18 empty] | CGST - RNG | 9.0
[121 empty] | SGST - RNG | 9.0
| Auxilary Contact 1C/O For DN0,DN1 MCCB-Right L&T CM97886OOOO | Auxilary Contact 1C/O For DN0,DN1 MCCB-Right L&T CM97886OOOO | LTDN0MCCB | Nos |  | Auxilary Contact 1C/O For DN0,DN1 MCCB-Right L&T CM97886OOOO |  | 0 | 0 | 1 | 1 | 1 | 0.0 | 0.0 | 0.0 | 0 |  |  | 0.0 | Electrical Components | Auxilary Contact 1C/O For DN0,DN1 MCCB-Right L&T CM97886OOOO | 0 | 31-12-2099 | Material Transfer | Moving Average |  | 0.0 |  | 0 | 0 |  | 0 | 0 | 0 | 0 |  | 0 | Item Attribute | 1 | Nos | 0.0 | 0.0 | 0 | 0.0 | 0 | L&T | CM97886OOOO | India |  |  | 0 | 0.0 |  | 0 | 0 |  | 0 | 0 | 0 | 0 |  |  | 0 | 0 | 0 |  | 0 | [5 empty] | 0 |  |  | 0 | [13 empty] | Nos | 1.0 | [10 empty] | Ringlus Electro Controls & Automation PVT LTD | [18 empty] | CGST - RNG | 9.0
[121 empty] | SGST - RNG | 9.0
| Auxilary Contact 2C/O For DN0,DN1 MCCB-Right L&T CM97887OOOO | Auxilary Contact 2C/O For DN0,DN1 MCCB-Right L&T CM97887OOOO | LTDN0MCCB | Nos |  | Auxilary Contact 2C/O For DN0,DN1 MCCB-Right L&T CM97887OOOO |  | 0 | 0 | 1 | 1 | 1 | 0.0 | 0.0 | 0.0 | 0 |  |  | 0.0 | Electrical Components | Auxilary Contact 2C/O For DN0,DN1 MCCB-Right L&T CM97887OOOO | 0 | 31-12-2099 | Material Transfer | Moving Average |  | 0.0 |  | 0 | 0 |  | 0 | 0 | 0 | 0 |  | 0 | Item Attribute | 1 | Nos | 0.0 | 0.0 | 0 | 0.0 | 0 | L&T | CM97887OOOO | India |  |  | 0 | 0.0 |  | 0 | 0 |  | 0 | 0 | 0 | 0 |  |  | 0 | 0 | 0 |  | 0 | [5 empty] | 0 |  |  | 0 | [13 empty] | Nos | 1.0 | [10 empty] | Ringlus Electro Controls & Automation PVT LTD | [18 empty] | CGST - RNG | 9.0
[121 empty] | SGST - RNG | 9.0
| Auxilary Contact 1C/O For DN2,DN3B,DN3,DN4 MCCB L&T CM99801OOOO | Auxilary Contact 1C/O For DN2,DN3B,DN3,DN4 MCCB L&T CM99801OOOO | LTDN2MCCB | Nos |  | Auxilary Contact 1C/O For DN2,DN3B,DN3,DN4 MCCB L&T CM99801OOOO |  | 0 | 0 | 1 | 1 | 1 | 0.0 | 0.0 | 0.0 | 0 |  |  | 0.0 | Electrical Components | Auxilary Contact 1C/O For DN2,DN3B,DN3,DN4 MCCB L&T CM99801OOOO | 0 | 31-12-2099 | Material Transfer | Moving Average |  | 0.0 |  | 0 | 0 |  | 0 | 0 | 0 | 0 |  | 0 | Item Attribute | 1 | Nos | 0.0 | 0.0 | 0 | 0.0 | 0 | L&T | CM99801OOOO | India |  |  | 0 | 0.0 |  | 0 | 0 |  | 0 | 0 | 0 | 0 |  |  | 0 | 0 | 0 |  | 0 | [5 empty] | 0 |  |  | 0 | [13 empty] | Nos | 1.0 | [10 empty] | Ringlus Electro Controls & Automation PVT LTD | [18 empty] | CGST - RNG | 9.0
[121 empty] | SGST - RNG | 9.0
| Auxilary Contact 2C/O For DN2,DN3B,DN3,DN4 MCCB L&T CM998802OOOO | Auxilary Contact 2C/O For DN2,DN3B,DN3,DN4 MCCB L&T CM998802OOOO | LTDN2MCCB | Nos |  | Auxilary Contact 2C/O For DN2,DN3B,DN3,DN4 MCCB L&T CM998802OOOO |  | 0 | 0 | 1 | 1 | 1 | 0.0 | 0.0 | 0.0 | 0 |  |  | 0.0 | Electrical Components | Auxilary Contact 2C/O For DN2,DN3B,DN3,DN4 MCCB L&T CM998802OOOO | 0 | 31-12-2099 | Material Transfer | Moving Average |  | 0.0 |  | 0 | 0 |  | 0 | 0 | 0 | 0 |  | 0 | Item Attribute | 1 | Nos | 0.0 | 0.0 | 0 | 0.0 | 0 | L&T | CM998802OOOO | India |  |  | 0 | 0.0 |  | 0 | 0 |  | 0 | 0 | 0 | 0 |  |  | 0 | 0 | 0 |  | 0 | [5 empty] | 0 |  |  | 0 | [13 empty] | Nos | 1.0 | [10 empty] | Ringlus Electro Controls & Automation PVT LTD | [18 empty] | CGST - RNG | 9.0
[121 empty] | SGST - RNG | 9.0
| Trip Alarm Contact + Auxilary For DN2,DN3 MCCB L&TCM99803OOOO | Trip Alarm Contact + Auxilary For DN2,DN3 MCCB L&TCM99803OOOO | LTDN2MCCB | Nos |  | Trip Alarm Contact + Auxilary For DN2,DN3 MCCB L&TCM99803OOOO |  | 0 | 0 | 1 | 1 | 1 | 0.0 | 0.0 | 0.0 | 0 |  |  | 0.0 | Electrical Components | Trip Alarm Contact + Auxilary For DN2,DN3 MCCB L&TCM99803OOOO | 0 | 31-12-2099 | Material Transfer | Moving Average |  | 0.0 |  | 0 | 0 |  | 0 | 0 | 0 | 0 |  | 0 | Item Attribute | 1 | Nos | 0.0 | 0.0 | 0 | 0.0 | 0 | L&T | CM99803OOOO | India |  |  | 0 | 0.0 |  | 0 | 0 |  | 0 | 0 | 0 | 0 |  |  | 0 | 0 | 0 |  | 0 | [5 empty] | 0 |  |  | 0 | [13 empty] | Nos | 1.0 | [10 empty] | Ringlus Electro Controls & Automation PVT LTD | [18 empty] | CGST - RNG | 9.0
[121 empty] | SGST - RNG | 9.0
| Shunt Release Type DN0 And DN1 MCCB L&T CM97883OMOO | Shunt Release Type DN0 And DN1 MCCB L&T CM97883OMOO | LTDN0MCCB | Nos |  | Shunt Release Type DN0 And DN1 MCCB L&T CM97883OMOO |  | 0 | 0 | 1 | 1 | 1 | 0.0 | 0.0 | 0.0 | 0 |  |  | 0.0 | Electrical Components | Shunt Release Type DN0 And DN1 MCCB L&T CM97883OMOO | 0 | 31-12-2099 | Material Transfer | Moving Average |  | 0.0 |  | 0 | 0 |  | 0 | 0 | 0 | 0 |  | 0 | Item Attribute | 1 | Nos | 0.0 | 0.0 | 0 | 0.0 | 0 | L&T | CM97883OMOO | India |  |  | 0 | 0.0 |  | 0 | 0 |  | 0 | 0 | 0 | 0 |  |  | 0 | 0 | 0 |  | 0 | [5 empty] | 0 |  |  | 0 | [13 empty] | Nos | 1.0 | [10 empty] | Ringlus Electro Controls & Automation PVT LTD | [18 empty] | CGST - RNG | 9.0
[121 empty] | SGST - RNG | 9.0
| Shunt Release Type DN2 DN3 DN4 MCCB L&T CM99805OOOO | Shunt Release Type DN2 DN3 DN4 MCCB L&T CM99805OOOO | LTDN2MCCB | Nos |  | Shunt Release Type DN2 DN3 DN4 MCCB L&T CM99805OOOO |  | 0 | 0 | 1 | 1 | 1 | 0.0 | 0.0 | 0.0 | 0 |  |  | 0.0 | Electrical Components | Shunt Release Type DN2 DN3 DN4 MCCB L&T CM99805OOOO | 0 | 31-12-2099 | Material Transfer | Moving Average |  | 0.0 |  | 0 | 0 |  | 0 | 0 | 0 | 0 |  | 0 | Item Attribute | 1 | Nos | 0.0 | 0.0 | 0 | 0.0 | 0 | L&T | CM99805OOOO | India |  |  | 0 | 0.0 |  | 0 | 0 |  | 0 | 0 | 0 | 0 |  |  | 0 | 0 | 0 |  | 0 | [5 empty] | 0 |  |  | 0 | [13 empty] | Nos | 1.0 | [10 empty] | Ringlus Electro Controls & Automation PVT LTD | [18 empty] | CGST - RNG | 9.0
[121 empty] | SGST - RNG | 9.0
| Under Voltage Release for DN2, DN3 MCCB L&TCM99986BOOO | Under Voltage Release for DN2, DN3 MCCB L&TCM99986BOOO | LTDN2MCCB | Nos |  | Under Voltage Release for DN2, DN3 MCCB L&TCM99986BOOO |  | 0 | 0 | 1 | 1 | 1 | 0.0 | 0.0 | 0.0 | 0 |  |  | 0.0 | Electrical Components | Under Voltage Release for DN2, DN3 MCCB L&TCM99986BOOO | 0 | 31-12-2099 | Material Transfer | Moving Average |  | 0.0 |  | 0 | 0 |  | 0 | 0 | 0 | 0 |  | 0 | Item Attribute | 1 | Nos | 0.0 | 0.0 | 0 | 0.0 | 0 | L&T | CM99986BOOO | India |  |  | 0 | 0.0 |  | 0 | 0 |  | 0 | 0 | 0 | 0 |  |  | 0 | 0 | 0 |  | 0 | [5 empty] | 0 |  |  | 0 | [13 empty] | Nos | 1.0 | [10 empty] | Ringlus Electro Controls & Automation PVT LTD | [18 empty] | CGST - RNG | 9.0
[121 empty] | SGST - RNG | 9.0
| 2A Single Pole MCB L&T Exora BB10020C | 2A Single Pole MCB L&T Exora BB10020C | LTMCB | Nos |  | 2A Single Pole MCB L&T Exora BB10020C |  | 0 | 0 | 1 | 1 | 1 | 0.0 | 0.0 | 0.0 | 0 |  |  | 0.0 | Electrical Components | 2A Single Pole MCB L&T Exora BB10020C | 0 | 31-12-2099 | Material Transfer | Moving Average |  | 0.0 |  | 0 | 0 |  | 0 | 0 | 0 | 0 |  | 0 | Item Attribute | 1 | Nos | 0.0 | 0.0 | 0 | 0.0 | 0 | L&T | BB10020C | India |  |  | 0 | 0.0 |  | 0 | 0 |  | 0 | 0 | 0 | 0 |  |  | 0 | 0 | 0 |  | 0 | [5 empty] | 0 |  |  | 0 | [13 empty] | Nos | 1.0 | [10 empty] | Ringlus Electro Controls & Automation PVT LTD | [18 empty] | CGST - RNG | 9.0
[121 empty] | SGST - RNG | 9.0
| 4A Single Pole MCB L&T Exora BB10040C | 4A Single Pole MCB L&T Exora BB10040C | LTMCB | Nos |  | 4A Single Pole MCB L&T Exora BB10040C |  | 0 | 0 | 1 | 1 | 1 | 0.0 | 0.0 | 0.0 | 0 |  |  | 0.0 | Electrical Components | 4A Single Pole MCB L&T Exora BB10040C | 0 | 31-12-2099 | Material Transfer | Moving Average |  | 0.0 |  | 0 | 0 |  | 0 | 0 | 0 | 0 |  | 0 | Item Attribute | 1 | Nos | 0.0 | 0.0 | 0 | 0.0 | 0 | L&T | BB10040C | India |  |  | 0 | 0.0 |  | 0 | 0 |  | 0 | 0 | 0 | 0 |  |  | 0 | 0 | 0 |  | 0 | [5 empty] | 0 |  |  | 0 | [13 empty] | Nos | 1.0 | [10 empty] | Ringlus Electro Controls & Automation PVT LTD | [18 empty] | CGST - RNG | 9.0
[121 empty] | SGST - RNG | 9.0
| 6A Single Pole MCB L&T Exora BB10060C | 6A Single Pole MCB L&T Exora BB10060C | LTMCB | Nos |  | 6A Single Pole MCB L&T Exora BB10060C |  | 0 | 0 | 1 | 1 | 1 | 0.0 | 0.0 | 0.0 | 0 |  |  | 0.0 | Electrical Components | 6A Single Pole MCB L&T Exora BB10060C | 0 | 31-12-2099 | Material Transfer | Moving Average |  | 0.0 |  | 0 | 0 |  | 0 | 0 | 0 | 0 |  | 0 | Item Attribute | 1 | Nos | 0.0 | 0.0 | 0 | 0.0 | 0 | L&T | BB10060C | India |  |  | 0 | 0.0 |  | 0 | 0 |  | 0 | 0 | 0 | 0 |  |  | 0 | 0 | 0 |  | 0 | [5 empty] | 0 |  |  | 0 | [13 empty] | Nos | 1.0 | [10 empty] | Ringlus Electro Controls & Automation PVT LTD | [18 empty] | CGST - RNG | 9.0
[121 empty] | SGST - RNG | 9.0
| 10A Single Pole MCB L&T Exora BB10100C | 10A Single Pole MCB L&T Exora BB10100C | LTMCB | Nos |  | 10A Single Pole MCB L&T Exora BB10100C |  | 0 | 0 | 1 | 1 | 1 | 0.0 | 0.0 | 0.0 | 0 |  |  | 0.0 | Electrical Components | 10A Single Pole MCB L&T Exora BB10100C | 0 | 31-12-2099 | Material Transfer | Moving Average |  | 0.0 |  | 0 | 0 |  | 0 | 0 | 0 | 0 |  | 0 | Item Attribute | 1 | Nos | 0.0 | 0.0 | 0 | 0.0 | 0 | L&T | BB10100C | India |  |  | 0 | 0.0 |  | 0 | 0 |  | 0 | 0 | 0 | 0 |  |  | 0 | 0 | 0 |  | 0 | [5 empty] | 0 |  |  | 0 | [13 empty] | Nos | 1.0 | [10 empty] | Ringlus Electro Controls & Automation PVT LTD | [18 empty] | CGST - RNG | 9.0
[121 empty] | SGST - RNG | 9.0
| 16A Single Pole MCB L&T Exora BB10160C | 16A Single Pole MCB L&T Exora BB10160C | LTMCB | Nos |  | 16A Single Pole MCB L&T Exora BB10160C |  | 0 | 0 | 1 | 1 | 1 | 0.0 | 0.0 | 0.0 | 0 |  |  | 0.0 | Electrical Components | 16A Single Pole MCB L&T Exora BB10160C | 0 | 31-12-2099 | Material Transfer | Moving Average |  | 0.0 |  | 0 | 0 |  | 0 | 0 | 0 | 0 |  | 0 | Item Attribute | 1 | Nos | 0.0 | 0.0 | 0 | 0.0 | 0 | L&T | BB10160C | India |  |  | 0 | 0.0 |  | 0 | 0 |  | 0 | 0 | 0 | 0 |  |  | 0 | 0 | 0 |  | 0 | [5 empty] | 0 |  |  | 0 | [13 empty] | Nos | 1.0 | [10 empty] | Ringlus Electro Controls & Automation PVT LTD | [18 empty] | CGST - RNG | 9.0
[121 empty] | SGST - RNG | 9.0
| 20A Single Pole MCB L&T Exora BB10200C | 20A Single Pole MCB L&T Exora BB10200C | LTMCB | Nos |  | 20A Single Pole MCB L&T Exora BB10200C |  | 0 | 0 | 1 | 1 | 1 | 0.0 | 0.0 | 0.0 | 0 |  |  | 0.0 | Electrical Components | 20A Single Pole MCB L&T Exora BB10200C | 0 | 31-12-2099 | Material Transfer | Moving Average |  | 0.0 |  | 0 | 0 |  | 0 | 0 | 0 | 0 |  | 0 | Item Attribute | 1 | Nos | 0.0 | 0.0 | 0 | 0.0 | 0 | L&T | BB10200C | India |  |  | 0 | 0.0 |  | 0 | 0 |  | 0 | 0 | 0 | 0 |  |  | 0 | 0 | 0 |  | 0 | [5 empty] | 0 |  |  | 0 | [13 empty] | Nos | 1.0 | [10 empty] | Ringlus Electro Controls & Automation PVT LTD | [18 empty] | CGST - RNG | 9.0
[121 empty] | SGST - RNG | 9.0
| 25A Single Pole MCB L&T Exora BB10250C | 25A Single Pole MCB L&T Exora BB10250C | LTMCB | Nos |  | 25A Single Pole MCB L&T Exora BB10250C |  | 0 | 0 | 1 | 1 | 1 | 0.0 | 0.0 | 0.0 | 0 |  |  | 0.0 | Electrical Components | 25A Single Pole MCB L&T Exora BB10250C | 0 | 31-12-2099 | Material Transfer | Moving Average |  | 0.0 |  | 0 | 0 |  | 0 | 0 | 0 | 0 |  | 0 | Item Attribute | 1 | Nos | 0.0 | 0.0 | 0 | 0.0 | 0 | L&T | BB10250C | India |  |  | 0 | 0.0 |  | 0 | 0 |  | 0 | 0 | 0 | 0 |  |  | 0 | 0 | 0 |  | 0 | [5 empty] | 0 |  |  | 0 | [13 empty] | Nos | 1.0 | [10 empty] | Ringlus Electro Controls & Automation PVT LTD | [18 empty] | CGST - RNG | 9.0
[121 empty] | SGST - RNG | 9.0
| 32A Single Pole MCB L&T Exora BB10320C | 32A Single Pole MCB L&T Exora BB10320C | LTMCB | Nos |  | 32A Single Pole MCB L&T Exora BB10320C |  | 0 | 0 | 1 | 1 | 1 | 0.0 | 0.0 | 0.0 | 0 |  |  | 0.0 | Electrical Components | 32A Single Pole MCB L&T Exora BB10320C | 0 | 31-12-2099 | Material Transfer | Moving Average |  | 0.0 |  | 0 | 0 |  | 0 | 0 | 0 | 0 |  | 0 | Item Attribute | 1 | Nos | 0.0 | 0.0 | 0 | 0.0 | 0 | L&T | BB10320C | India |  |  | 0 | 0.0 |  | 0 | 0 |  | 0 | 0 | 0 | 0 |  |  | 0 | 0 | 0 |  | 0 | [5 empty] | 0 |  |  | 0 | [13 empty] | Nos | 1.0 | [10 empty] | Ringlus Electro Controls & Automation PVT LTD | [18 empty] | CGST - RNG | 9.0
[121 empty] | SGST - RNG | 9.0
| 40A Single Pole MCB L&T Exora BB10400C | 40A Single Pole MCB L&T Exora BB10400C | LTMCB | Nos |  | 40A Single Pole MCB L&T Exora BB10400C |  | 0 | 0 | 1 | 1 | 1 | 0.0 | 0.0 | 0.0 | 0 |  |  | 0.0 | Electrical Components | 40A Single Pole MCB L&T Exora BB10400C | 0 | 31-12-2099 | Material Transfer | Moving Average |  | 0.0 |  | 0 | 0 |  | 0 | 0 | 0 | 0 |  | 0 | Item Attribute | 1 | Nos | 0.0 | 0.0 | 0 | 0.0 | 0 | L&T | BB10400C | India |  |  | 0 | 0.0 |  | 0 | 0 |  | 0 | 0 | 0 | 0 |  |  | 0 | 0 | 0 |  | 0 | [5 empty] | 0 |  |  | 0 | [13 empty] | Nos | 1.0 | [10 empty] | Ringlus Electro Controls & Automation PVT LTD | [18 empty] | CGST - RNG | 9.0
[121 empty] | SGST - RNG | 9.0
| 50A Single Pole MCB L&T Exora BB10500C | 50A Single Pole MCB L&T Exora BB10500C | LTMCB | Nos |  | 50A Single Pole MCB L&T Exora BB10500C |  | 0 | 0 | 1 | 1 | 1 | 0.0 | 0.0 | 0.0 | 0 |  |  | 0.0 | Electrical Components | 50A Single Pole MCB L&T Exora BB10500C | 0 | 31-12-2099 | Material Transfer | Moving Average |  | 0.0 |  | 0 | 0 |  | 0 | 0 | 0 | 0 |  | 0 | Item Attribute | 1 | Nos | 0.0 | 0.0 | 0 | 0.0 | 0 | L&T | BB10500C | India |  |  | 0 | 0.0 |  | 0 | 0 |  | 0 | 0 | 0 | 0 |  |  | 0 | 0 | 0 |  | 0 | [5 empty] | 0 |  |  | 0 | [13 empty] | Nos | 1.0 | [10 empty] | Ringlus Electro Controls & Automation PVT LTD | [18 empty] | CGST - RNG | 9.0
[121 empty] | SGST - RNG | 9.0
| 63A Single Pole MCB L&T Exora BB10630C | 63A Single Pole MCB L&T Exora BB10630C | LTMCB | Nos |  | 63A Single Pole MCB L&T Exora BB10630C |  | 0 | 0 | 1 | 1 | 1 | 0.0 | 0.0 | 0.0 | 0 |  |  | 0.0 | Electrical Components | 63A Single Pole MCB L&T Exora BB10630C | 0 | 31-12-2099 | Material Transfer | Moving Average |  | 0.0 |  | 0 | 0 |  | 0 | 0 | 0 | 0 |  | 0 | Item Attribute | 1 | Nos | 0.0 | 0.0 | 0 | 0.0 | 0 | L&T | BB10630C | India |  |  | 0 | 0.0 |  | 0 | 0 |  | 0 | 0 | 0 | 0 |  |  | 0 | 0 | 0 |  | 0 | [5 empty] | 0 |  |  | 0 | [13 empty] | Nos | 1.0 | [10 empty] | Ringlus Electro Controls & Automation PVT LTD | [18 empty] | CGST - RNG | 9.0
[121 empty] | SGST - RNG | 9.0
| 2A Double Pole MCB L&T Exora BB20020C | 2A Double Pole MCB L&T Exora BB20020C | LTMCB | Nos |  | 2A Double Pole MCB L&T Exora BB20020C |  | 0 | 0 | 1 | 1 | 1 | 0.0 | 0.0 | 0.0 | 0 |  |  | 0.0 | Electrical Components | 2A Double Pole MCB L&T Exora BB20020C | 0 | 31-12-2099 | Material Transfer | Moving Average |  | 0.0 |  | 0 | 0 |  | 0 | 0 | 0 | 0 |  | 0 | Item Attribute | 1 | Nos | 0.0 | 0.0 | 0 | 0.0 | 0 | L&T | BB20020C | India |  |  | 0 | 0.0 |  | 0 | 0 |  | 0 | 0 | 0 | 0 |  |  | 0 | 0 | 0 |  | 0 | [5 empty] | 0 |  |  | 0 | [13 empty] | Nos | 1.0 | [10 empty] | Ringlus Electro Controls & Automation PVT LTD | [18 empty] | CGST - RNG | 9.0
[121 empty] | SGST - RNG | 9.0
| 4A Double Pole MCB L&T Exora BB20040C | 4A Double Pole MCB L&T Exora BB20040C | LTMCB | Nos |  | 4A Double Pole MCB L&T Exora BB20040C |  | 0 | 0 | 1 | 1 | 1 | 0.0 | 0.0 | 0.0 | 0 |  |  | 0.0 | Electrical Components | 4A Double Pole MCB L&T Exora BB20040C | 0 | 31-12-2099 | Material Transfer | Moving Average |  | 0.0 |  | 0 | 0 |  | 0 | 0 | 0 | 0 |  | 0 | Item Attribute | 1 | Nos | 0.0 | 0.0 | 0 | 0.0 | 0 | L&T | BB20040C | India |  |  | 0 | 0.0 |  | 0 | 0 |  | 0 | 0 | 0 | 0 |  |  | 0 | 0 | 0 |  | 0 | [5 empty] | 0 |  |  | 0 | [13 empty] | Nos | 1.0 | [10 empty] | Ringlus Electro Controls & Automation PVT LTD | [18 empty] | CGST - RNG | 9.0
[121 empty] | SGST - RNG | 9.0
| 6A Double Pole MCB L&T Exora BB20060C | 6A Double Pole MCB L&T Exora BB20060C | LTMCB | Nos |  | 6A Double Pole MCB L&T Exora BB20060C |  | 0 | 0 | 1 | 1 | 1 | 0.0 | 0.0 | 0.0 | 0 |  |  | 0.0 | Electrical Components | 6A Double Pole MCB L&T Exora BB20060C | 0 | 31-12-2099 | Material Transfer | Moving Average |  | 0.0 |  | 0 | 0 |  | 0 | 0 | 0 | 0 |  | 0 | Item Attribute | 1 | Nos | 0.0 | 0.0 | 0 | 0.0 | 0 | L&T | BB20060C | India |  |  | 0 | 0.0 |  | 0 | 0 |  | 0 | 0 | 0 | 0 |  |  | 0 | 0 | 0 |  | 0 | [5 empty] | 0 |  |  | 0 | [13 empty] | Nos | 1.0 | [10 empty] | Ringlus Electro Controls & Automation PVT LTD | [18 empty] | CGST - RNG | 9.0
[121 empty] | SGST - RNG | 9.0
| 10A Double Pole MCB L&T Exora BB20100C | 10A Double Pole MCB L&T Exora BB20100C | LTMCB | Nos |  | 10A Double Pole MCB L&T Exora BB20100C |  | 0 | 0 | 1 | 1 | 1 | 0.0 | 0.0 | 0.0 | 0 |  |  | 0.0 | Electrical Components | 10A Double Pole MCB L&T Exora BB20100C | 0 | 31-12-2099 | Material Transfer | Moving Average |  | 0.0 |  | 0 | 0 |  | 0 | 0 | 0 | 0 |  | 0 | Item Attribute | 1 | Nos | 0.0 | 0.0 | 0 | 0.0 | 0 | L&T | BB20100C | India |  |  | 0 | 0.0 |  | 0 | 0 |  | 0 | 0 | 0 | 0 |  |  | 0 | 0 | 0 |  | 0 | [5 empty] | 0 |  |  | 0 | [13 empty] | Nos | 1.0 | [10 empty] | Ringlus Electro Controls & Automation PVT LTD | [18 empty] | CGST - RNG | 9.0
[121 empty] | SGST - RNG | 9.0
| 16A Double Pole MCB L&T Exora BB20160C | 16A Double Pole MCB L&T Exora BB20160C | LTMCB | Nos |  | 16A Double Pole MCB L&T Exora BB20160C |  | 0 | 0 | 1 | 1 | 1 | 0.0 | 0.0 | 0.0 | 0 |  |  | 0.0 | Electrical Components | 16A Double Pole MCB L&T Exora BB20160C | 0 | 31-12-2099 | Material Transfer | Moving Average |  | 0.0 |  | 0 | 0 |  | 0 | 0 | 0 | 0 |  | 0 | Item Attribute | 1 | Nos | 0.0 | 0.0 | 0 | 0.0 | 0 | L&T | BB20160C | India |  |  | 0 | 0.0 |  | 0 | 0 |  | 0 | 0 | 0 | 0 |  |  | 0 | 0 | 0 |  | 0 | [5 empty] | 0 |  |  | 0 | [13 empty] | Nos | 1.0 | [10 empty] | Ringlus Electro Controls & Automation PVT LTD | [18 empty] | CGST - RNG | 9.0
[121 empty] | SGST - RNG | 9.0
| 20A Double Pole MCB L&T Exora BB20200C | 20A Double Pole MCB L&T Exora BB20200C | LTMCB | Nos |  | 20A Double Pole MCB L&T Exora BB20200C |  | 0 | 0 | 1 | 1 | 1 | 0.0 | 0.0 | 0.0 | 0 |  |  | 0.0 | Electrical Components | 20A Double Pole MCB L&T Exora BB20200C | 0 | 31-12-2099 | Material Transfer | Moving Average |  | 0.0 |  | 0 | 0 |  | 0 | 0 | 0 | 0 |  | 0 | Item Attribute | 1 | Nos | 0.0 | 0.0 | 0 | 0.0 | 0 | L&T | BB20200C | India |  |  | 0 | 0.0 |  | 0 | 0 |  | 0 | 0 | 0 | 0 |  |  | 0 | 0 | 0 |  | 0 | [5 empty] | 0 |  |  | 0 | [13 empty] | Nos | 1.0 | [10 empty] | Ringlus Electro Controls & Automation PVT LTD | [18 empty] | CGST - RNG | 9.0
[121 empty] | SGST - RNG | 9.0
| 25A Double Pole MCB L&T Exora BB20250C | 25A Double Pole MCB L&T Exora BB20250C | LTMCB | Nos |  | 25A Double Pole MCB L&T Exora BB20250C |  | 0 | 0 | 1 | 1 | 1 | 0.0 | 0.0 | 0.0 | 0 |  |  | 0.0 | Electrical Components | 25A Double Pole MCB L&T Exora BB20250C | 0 | 31-12-2099 | Material Transfer | Moving Average |  | 0.0 |  | 0 | 0 |  | 0 | 0 | 0 | 0 |  | 0 | Item Attribute | 1 | Nos | 0.0 | 0.0 | 0 | 0.0 | 0 | L&T | BB20250C | India |  |  | 0 | 0.0 |  | 0 | 0 |  | 0 | 0 | 0 | 0 |  |  | 0 | 0 | 0 |  | 0 | [5 empty] | 0 |  |  | 0 | [13 empty] | Nos | 1.0 | [10 empty] | Ringlus Electro Controls & Automation PVT LTD | [18 empty] | CGST - RNG | 9.0
[121 empty] | SGST - RNG | 9.0
| 32A Double Pole MCB L&T Exora BB20320C | 32A Double Pole MCB L&T Exora BB20320C | LTMCB | Nos |  | 32A Double Pole MCB L&T Exora BB20320C |  | 0 | 0 | 1 | 1 | 1 | 0.0 | 0.0 | 0.0 | 0 |  |  | 0.0 | Electrical Components | 32A Double Pole MCB L&T Exora BB20320C | 0 | 31-12-2099 | Material Transfer | Moving Average |  | 0.0 |  | 0 | 0 |  | 0 | 0 | 0 | 0 |  | 0 | Item Attribute | 1 | Nos | 0.0 | 0.0 | 0 | 0.0 | 0 | L&T | BB20320C | India |  |  | 0 | 0.0 |  | 0 | 0 |  | 0 | 0 | 0 | 0 |  |  | 0 | 0 | 0 |  | 0 | [5 empty] | 0 |  |  | 0 | [13 empty] | Nos | 1.0 | [10 empty] | Ringlus Electro Controls & Automation PVT LTD | [18 empty] | CGST - RNG | 9.0
[121 empty] | SGST - RNG | 9.0
| 40A Double Pole MCB L&T Exora BB20400C | 40A Double Pole MCB L&T Exora BB20400C | LTMCB | Nos |  | 40A Double Pole MCB L&T Exora BB20400C |  | 0 | 0 | 1 | 1 | 1 | 0.0 | 0.0 | 0.0 | 0 |  |  | 0.0 | Electrical Components | 40A Double Pole MCB L&T Exora BB20400C | 0 | 31-12-2099 | Material Transfer | Moving Average |  | 0.0 |  | 0 | 0 |  | 0 | 0 | 0 | 0 |  | 0 | Item Attribute | 1 | Nos | 0.0 | 0.0 | 0 | 0.0 | 0 | L&T | BB20400C | India |  |  | 0 | 0.0 |  | 0 | 0 |  | 0 | 0 | 0 | 0 |  |  | 0 | 0 | 0 |  | 0 | [5 empty] | 0 |  |  | 0 | [13 empty] | Nos | 1.0 | [10 empty] | Ringlus Electro Controls & Automation PVT LTD | [18 empty] | CGST - RNG | 9.0
[121 empty] | SGST - RNG | 9.0
| 50A Double Pole MCB L&T Exora BB20500C | 50A Double Pole MCB L&T Exora BB20500C | LTMCB | Nos |  | 50A Double Pole MCB L&T Exora BB20500C |  | 0 | 0 | 1 | 1 | 1 | 0.0 | 0.0 | 0.0 | 0 |  |  | 0.0 | Electrical Components | 50A Double Pole MCB L&T Exora BB20500C | 0 | 31-12-2099 | Material Transfer | Moving Average |  | 0.0 |  | 0 | 0 |  | 0 | 0 | 0 | 0 |  | 0 | Item Attribute | 1 | Nos | 0.0 | 0.0 | 0 | 0.0 | 0 | L&T | BB20500C | India |  |  | 0 | 0.0 |  | 0 | 0 |  | 0 | 0 | 0 | 0 |  |  | 0 | 0 | 0 |  | 0 | [5 empty] | 0 |  |  | 0 | [13 empty] | Nos | 1.0 | [10 empty] | Ringlus Electro Controls & Automation PVT LTD | [18 empty] | CGST - RNG | 9.0
[121 empty] | SGST - RNG | 9.0
| 63A Double Pole MCB L&T Exora BB20630C | 63A Double Pole MCB L&T Exora BB20630C | LTMCB | Nos |  | 63A Double Pole MCB L&T Exora BB20630C |  | 0 | 0 | 1 | 1 | 1 | 0.0 | 0.0 | 0.0 | 0 |  |  | 0.0 | Electrical Components | 63A Double Pole MCB L&T Exora BB20630C | 0 | 31-12-2099 | Material Transfer | Moving Average |  | 0.0 |  | 0 | 0 |  | 0 | 0 | 0 | 0 |  | 0 | Item Attribute | 1 | Nos | 0.0 | 0.0 | 0 | 0.0 | 0 | L&T | BB20630C | India |  |  | 0 | 0.0 |  | 0 | 0 |  | 0 | 0 | 0 | 0 |  |  | 0 | 0 | 0 |  | 0 | [5 empty] | 0 |  |  | 0 | [13 empty] | Nos | 1.0 | [10 empty] | Ringlus Electro Controls & Automation PVT LTD | [18 empty] | CGST - RNG | 9.0
[121 empty] | SGST - RNG | 9.0
| 2A Three Pole MCB L&T Exora BB30020C | 2A Three Pole MCB L&T Exora BB30020C | LTMCB | Nos |  | 2A Three Pole MCB L&T Exora BB30020C |  | 0 | 0 | 1 | 1 | 1 | 0.0 | 0.0 | 0.0 | 0 |  |  | 0.0 | Electrical Components | 2A Three Pole MCB L&T Exora BB30020C | 0 | 31-12-2099 | Material Transfer | Moving Average |  | 0.0 |  | 0 | 0 |  | 0 | 0 | 0 | 0 |  | 0 | Item Attribute | 1 | Nos | 0.0 | 0.0 | 0 | 0.0 | 0 | L&T | BB30020C | India |  |  | 0 | 0.0 |  | 0 | 0 |  | 0 | 0 | 0 | 0 |  |  | 0 | 0 | 0 |  | 0 | [5 empty] | 0 |  |  | 0 | [13 empty] | Nos | 1.0 | [10 empty] | Ringlus Electro Controls & Automation PVT LTD | [18 empty] | CGST - RNG | 9.0
[121 empty] | SGST - RNG | 9.0
| 4A Three Pole MCB L&T Exora BB30040C | 4A Three Pole MCB L&T Exora BB30040C | LTMCB | Nos |  | 4A Three Pole MCB L&T Exora BB30040C |  | 0 | 0 | 1 | 1 | 1 | 0.0 | 0.0 | 0.0 | 0 |  |  | 0.0 | Electrical Components | 4A Three Pole MCB L&T Exora BB30040C | 0 | 31-12-2099 | Material Transfer | Moving Average |  | 0.0 |  | 0 | 0 |  | 0 | 0 | 0 | 0 |  | 0 | Item Attribute | 1 | Nos | 0.0 | 0.0 | 0 | 0.0 | 0 | L&T | BB30040C | India |  |  | 0 | 0.0 |  | 0 | 0 |  | 0 | 0 | 0 | 0 |  |  | 0 | 0 | 0 |  | 0 | [5 empty] | 0 |  |  | 0 | [13 empty] | Nos | 1.0 | [10 empty] | Ringlus Electro Controls & Automation PVT LTD | [18 empty] | CGST - RNG | 9.0
[121 empty] | SGST - RNG | 9.0
| 6A Three Pole MCB L&T Exora BB30060C | 6A Three Pole MCB L&T Exora BB30060C | LTMCB | Nos |  | 6A Three Pole MCB L&T Exora BB30060C |  | 0 | 0 | 1 | 1 | 1 | 0.0 | 0.0 | 0.0 | 0 |  |  | 0.0 | Electrical Components | 6A Three Pole MCB L&T Exora BB30060C | 0 | 31-12-2099 | Material Transfer | Moving Average |  | 0.0 |  | 0 | 0 |  | 0 | 0 | 0 | 0 |  | 0 | Item Attribute | 1 | Nos | 0.0 | 0.0 | 0 | 0.0 | 0 | L&T | BB30060C | India |  |  | 0 | 0.0 |  | 0 | 0 |  | 0 | 0 | 0 | 0 |  |  | 0 | 0 | 0 |  | 0 | [5 empty] | 0 |  |  | 0 | [13 empty] | Nos | 1.0 | [10 empty] | Ringlus Electro Controls & Automation PVT LTD | [18 empty] | CGST - RNG | 9.0
[121 empty] | SGST - RNG | 9.0
| 10A Three Pole MCB L&T Exora BB30100C | 10A Three Pole MCB L&T Exora BB30100C | LTMCB | Nos |  | 10A Three Pole MCB L&T Exora BB30100C |  | 0 | 0 | 1 | 1 | 1 | 0.0 | 0.0 | 0.0 | 0 |  |  | 0.0 | Electrical Components | 10A Three Pole MCB L&T Exora BB30100C | 0 | 31-12-2099 | Material Transfer | Moving Average |  | 0.0 |  | 0 | 0 |  | 0 | 0 | 0 | 0 |  | 0 | Item Attribute | 1 | Nos | 0.0 | 0.0 | 0 | 0.0 | 0 | L&T | BB30100C | India |  |  | 0 | 0.0 |  | 0 | 0 |  | 0 | 0 | 0 | 0 |  |  | 0 | 0 | 0 |  | 0 | [5 empty] | 0 |  |  | 0 | [13 empty] | Nos | 1.0 | [10 empty] | Ringlus Electro Controls & Automation PVT LTD | [18 empty] | CGST - RNG | 9.0
[121 empty] | SGST - RNG | 9.0
| 16A Three Pole MCB L&T Exora BB30160C | 16A Three Pole MCB L&T Exora BB30160C | LTMCB | Nos |  | 16A Three Pole MCB L&T Exora BB30160C |  | 0 | 0 | 1 | 1 | 1 | 0.0 | 0.0 | 0.0 | 0 |  |  | 0.0 | Electrical Components | 16A Three Pole MCB L&T Exora BB30160C | 0 | 31-12-2099 | Material Transfer | Moving Average |  | 0.0 |  | 0 | 0 |  | 0 | 0 | 0 | 0 |  | 0 | Item Attribute | 1 | Nos | 0.0 | 0.0 | 0 | 0.0 | 0 | L&T | BB30160C | India |  |  | 0 | 0.0 |  | 0 | 0 |  | 0 | 0 | 0 | 0 |  |  | 0 | 0 | 0 |  | 0 | [5 empty] | 0 |  |  | 0 | [13 empty] | Nos | 1.0 | [10 empty] | Ringlus Electro Controls & Automation PVT LTD | [18 empty] | CGST - RNG | 9.0
[121 empty] | SGST - RNG | 9.0
| 20A Three Pole MCB L&T Exora BB30200C | 20A Three Pole MCB L&T Exora BB30200C | LTMCB | Nos |  | 20A Three Pole MCB L&T Exora BB30200C |  | 0 | 0 | 1 | 1 | 1 | 0.0 | 0.0 | 0.0 | 0 |  |  | 0.0 | Electrical Components | 20A Three Pole MCB L&T Exora BB30200C | 0 | 31-12-2099 | Material Transfer | Moving Average |  | 0.0 |  | 0 | 0 |  | 0 | 0 | 0 | 0 |  | 0 | Item Attribute | 1 | Nos | 0.0 | 0.0 | 0 | 0.0 | 0 | L&T | BB30200C | India |  |  | 0 | 0.0 |  | 0 | 0 |  | 0 | 0 | 0 | 0 |  |  | 0 | 0 | 0 |  | 0 | [5 empty] | 0 |  |  | 0 | [13 empty] | Nos | 1.0 | [10 empty] | Ringlus Electro Controls & Automation PVT LTD | [18 empty] | CGST - RNG | 9.0
[121 empty] | SGST - RNG | 9.0
| 25A Three Pole MCB L&T Exora BB30250C | 25A Three Pole MCB L&T Exora BB30250C | LTMCB | Nos |  | 25A Three Pole MCB L&T Exora BB30250C |  | 0 | 0 | 1 | 1 | 1 | 0.0 | 0.0 | 0.0 | 0 |  |  | 0.0 | Electrical Components | 25A Three Pole MCB L&T Exora BB30250C | 0 | 31-12-2099 | Material Transfer | Moving Average |  | 0.0 |  | 0 | 0 |  | 0 | 0 | 0 | 0 |  | 0 | Item Attribute | 1 | Nos | 0.0 | 0.0 | 0 | 0.0 | 0 | L&T | BB30250C | India |  |  | 0 | 0.0 |  | 0 | 0 |  | 0 | 0 | 0 | 0 |  |  | 0 | 0 | 0 |  | 0 | [5 empty] | 0 |  |  | 0 | [13 empty] | Nos | 1.0 | [10 empty] | Ringlus Electro Controls & Automation PVT LTD | [18 empty] | CGST - RNG | 9.0
[121 empty] | SGST - RNG | 9.0
| 32A Three Pole MCB L&T Exora BB30320C | 32A Three Pole MCB L&T Exora BB30320C | LTMCB | Nos |  | 32A Three Pole MCB L&T Exora BB30320C |  | 0 | 0 | 1 | 1 | 1 | 0.0 | 0.0 | 0.0 | 0 |  |  | 0.0 | Electrical Components | 32A Three Pole MCB L&T Exora BB30320C | 0 | 31-12-2099 | Material Transfer | Moving Average |  | 0.0 |  | 0 | 0 |  | 0 | 0 | 0 | 0 |  | 0 | Item Attribute | 1 | Nos | 0.0 | 0.0 | 0 | 0.0 | 0 | L&T | BB30320C | India |  |  | 0 | 0.0 |  | 0 | 0 |  | 0 | 0 | 0 | 0 |  |  | 0 | 0 | 0 |  | 0 | [5 empty] | 0 |  |  | 0 | [13 empty] | Nos | 1.0 | [10 empty] | Ringlus Electro Controls & Automation PVT LTD | [18 empty] | CGST - RNG | 9.0
[121 empty] | SGST - RNG | 9.0
| 40A Three Pole MCB L&T Exora BB30400C | 40A Three Pole MCB L&T Exora BB30400C | LTMCB | Nos |  | 40A Three Pole MCB L&T Exora BB30400C |  | 0 | 0 | 1 | 1 | 1 | 0.0 | 0.0 | 0.0 | 0 |  |  | 0.0 | Electrical Components | 40A Three Pole MCB L&T Exora BB30400C | 0 | 31-12-2099 | Material Transfer | Moving Average |  | 0.0 |  | 0 | 0 |  | 0 | 0 | 0 | 0 |  | 0 | Item Attribute | 1 | Nos | 0.0 | 0.0 | 0 | 0.0 | 0 | L&T | BB30400C | India |  |  | 0 | 0.0 |  | 0 | 0 |  | 0 | 0 | 0 | 0 |  |  | 0 | 0 | 0 |  | 0 | [5 empty] | 0 |  |  | 0 | [13 empty] | Nos | 1.0 | [10 empty] | Ringlus Electro Controls & Automation PVT LTD | [18 empty] | CGST - RNG | 9.0
[121 empty] | SGST - RNG | 9.0
| 50A Three Pole MCB L&T Exora BB30500C | 50A Three Pole MCB L&T Exora BB30500C | LTMCB | Nos |  | 50A Three Pole MCB L&T Exora BB30500C |  | 0 | 0 | 1 | 1 | 1 | 0.0 | 0.0 | 0.0 | 0 |  |  | 0.0 | Electrical Components | 50A Three Pole MCB L&T Exora BB30500C | 0 | 31-12-2099 | Material Transfer | Moving Average |  | 0.0 |  | 0 | 0 |  | 0 | 0 | 0 | 0 |  | 0 | Item Attribute | 1 | Nos | 0.0 | 0.0 | 0 | 0.0 | 0 | L&T | BB30500C | India |  |  | 0 | 0.0 |  | 0 | 0 |  | 0 | 0 | 0 | 0 |  |  | 0 | 0 | 0 |  | 0 | [5 empty] | 0 |  |  | 0 | [13 empty] | Nos | 1.0 | [10 empty] | Ringlus Electro Controls & Automation PVT LTD | [18 empty] | CGST - RNG | 9.0
[121 empty] | SGST - RNG | 9.0
| 63A Three Pole MCB L&T Exora BB30630C | 63A Three Pole MCB L&T Exora BB30630C | LTMCB | Nos |  | 63A Three Pole MCB L&T Exora BB30630C |  | 0 | 0 | 1 | 1 | 1 | 0.0 | 0.0 | 0.0 | 0 |  |  | 0.0 | Electrical Components | 63A Three Pole MCB L&T Exora BB30630C | 0 | 31-12-2099 | Material Transfer | Moving Average |  | 0.0 |  | 0 | 0 |  | 0 | 0 | 0 | 0 |  | 0 | Item Attribute | 1 | Nos | 0.0 | 0.0 | 0 | 0.0 | 0 | L&T | BB30630C | India |  |  | 0 | 0.0 |  | 0 | 0 |  | 0 | 0 | 0 | 0 |  |  | 0 | 0 | 0 |  | 0 | [5 empty] | 0 |  |  | 0 | [13 empty] | Nos | 1.0 | [10 empty] | Ringlus Electro Controls & Automation PVT LTD | [18 empty] | CGST - RNG | 9.0
[121 empty] | SGST - RNG | 9.0
| 2A Four Pole MCB L&T Exora BB40020C | 2A Four Pole MCB L&T Exora BB40020C | LTMCB | Nos |  | 2A Four Pole MCB L&T Exora BB40020C |  | 0 | 0 | 1 | 1 | 1 | 0.0 | 0.0 | 0.0 | 0 |  |  | 0.0 | Electrical Components | 2A Four Pole MCB L&T Exora BB40020C | 0 | 31-12-2099 | Material Transfer | Moving Average |  | 0.0 |  | 0 | 0 |  | 0 | 0 | 0 | 0 |  | 0 | Item Attribute | 1 | Nos | 0.0 | 0.0 | 0 | 0.0 | 0 | L&T | BB40020C | India |  |  | 0 | 0.0 |  | 0 | 0 |  | 0 | 0 | 0 | 0 |  |  | 0 | 0 | 0 |  | 0 | [5 empty] | 0 |  |  | 0 | [13 empty] | Nos | 1.0 | [10 empty] | Ringlus Electro Controls & Automation PVT LTD | [18 empty] | CGST - RNG | 9.0
[121 empty] | SGST - RNG | 9.0
| 4A Four Pole MCB L&T Exora BB40040C | 4A Four Pole MCB L&T Exora BB40040C | LTMCB | Nos |  | 4A Four Pole MCB L&T Exora BB40040C |  | 0 | 0 | 1 | 1 | 1 | 0.0 | 0.0 | 0.0 | 0 |  |  | 0.0 | Electrical Components | 4A Four Pole MCB L&T Exora BB40040C | 0 | 31-12-2099 | Material Transfer | Moving Average |  | 0.0 |  | 0 | 0 |  | 0 | 0 | 0 | 0 |  | 0 | Item Attribute | 1 | Nos | 0.0 | 0.0 | 0 | 0.0 | 0 | L&T | BB40040C | India |  |  | 0 | 0.0 |  | 0 | 0 |  | 0 | 0 | 0 | 0 |  |  | 0 | 0 | 0 |  | 0 | [5 empty] | 0 |  |  | 0 | [13 empty] | Nos | 1.0 | [10 empty] | Ringlus Electro Controls & Automation PVT LTD | [18 empty] | CGST - RNG | 9.0
[121 empty] | SGST - RNG | 9.0
| 6A Four Pole MCB L&T Exora BB40060C | 6A Four Pole MCB L&T Exora BB40060C | LTMCB | Nos |  | 6A Four Pole MCB L&T Exora BB40060C |  | 0 | 0 | 1 | 1 | 1 | 0.0 | 0.0 | 0.0 | 0 |  |  | 0.0 | Electrical Components | 6A Four Pole MCB L&T Exora BB40060C | 0 | 31-12-2099 | Material Transfer | Moving Average |  | 0.0 |  | 0 | 0 |  | 0 | 0 | 0 | 0 |  | 0 | Item Attribute | 1 | Nos | 0.0 | 0.0 | 0 | 0.0 | 0 | L&T | BB40060C | India |  |  | 0 | 0.0 |  | 0 | 0 |  | 0 | 0 | 0 | 0 |  |  | 0 | 0 | 0 |  | 0 | [5 empty] | 0 |  |  | 0 | [13 empty] | Nos | 1.0 | [10 empty] | Ringlus Electro Controls & Automation PVT LTD | [18 empty] | CGST - RNG | 9.0
[121 empty] | SGST - RNG | 9.0
| 10A Four Pole MCB L&T Exora BB40100C | 10A Four Pole MCB L&T Exora BB40100C | LTMCB | Nos |  | 10A Four Pole MCB L&T Exora BB40100C |  | 0 | 0 | 1 | 1 | 1 | 0.0 | 0.0 | 0.0 | 0 |  |  | 0.0 | Electrical Components | 10A Four Pole MCB L&T Exora BB40100C | 0 | 31-12-2099 | Material Transfer | Moving Average |  | 0.0 |  | 0 | 0 |  | 0 | 0 | 0 | 0 |  | 0 | Item Attribute | 1 | Nos | 0.0 | 0.0 | 0 | 0.0 | 0 | L&T | BB40100C | India |  |  | 0 | 0.0 |  | 0 | 0 |  | 0 | 0 | 0 | 0 |  |  | 0 | 0 | 0 |  | 0 | [5 empty] | 0 |  |  | 0 | [13 empty] | Nos | 1.0 | [10 empty] | Ringlus Electro Controls & Automation PVT LTD | [18 empty] | CGST - RNG | 9.0
[121 empty] | SGST - RNG | 9.0
| 16A Four Pole MCB L&T Exora BB40160C | 16A Four Pole MCB L&T Exora BB40160C | LTMCB | Nos |  | 16A Four Pole MCB L&T Exora BB40160C |  | 0 | 0 | 1 | 1 | 1 | 0.0 | 0.0 | 0.0 | 0 |  |  | 0.0 | Electrical Components | 16A Four Pole MCB L&T Exora BB40160C | 0 | 31-12-2099 | Material Transfer | Moving Average |  | 0.0 |  | 0 | 0 |  | 0 | 0 | 0 | 0 |  | 0 | Item Attribute | 1 | Nos | 0.0 | 0.0 | 0 | 0.0 | 0 | L&T | BB40160C | India |  |  | 0 | 0.0 |  | 0 | 0 |  | 0 | 0 | 0 | 0 |  |  | 0 | 0 | 0 |  | 0 | [5 empty] | 0 |  |  | 0 | [13 empty] | Nos | 1.0 | [10 empty] | Ringlus Electro Controls & Automation PVT LTD | [18 empty] | CGST - RNG | 9.0
[121 empty] | SGST - RNG | 9.0
| 20A Four Pole MCB L&T Exora BB40200C | 20A Four Pole MCB L&T Exora BB40200C | LTMCB | Nos |  | 20A Four Pole MCB L&T Exora BB40200C |  | 0 | 0 | 1 | 1 | 1 | 0.0 | 0.0 | 0.0 | 0 |  |  | 0.0 | Electrical Components | 20A Four Pole MCB L&T Exora BB40200C | 0 | 31-12-2099 | Material Transfer | Moving Average |  | 0.0 |  | 0 | 0 |  | 0 | 0 | 0 | 0 |  | 0 | Item Attribute | 1 | Nos | 0.0 | 0.0 | 0 | 0.0 | 0 | L&T | BB40200C | India |  |  | 0 | 0.0 |  | 0 | 0 |  | 0 | 0 | 0 | 0 |  |  | 0 | 0 | 0 |  | 0 | [5 empty] | 0 |  |  | 0 | [13 empty] | Nos | 1.0 | [10 empty] | Ringlus Electro Controls & Automation PVT LTD | [18 empty] | CGST - RNG | 9.0
[121 empty] | SGST - RNG | 9.0
| 25A Four Pole MCB L&T Exora BB40250C | 25A Four Pole MCB L&T Exora BB40250C | LTMCB | Nos |  | 25A Four Pole MCB L&T Exora BB40250C |  | 0 | 0 | 1 | 1 | 1 | 0.0 | 0.0 | 0.0 | 0 |  |  | 0.0 | Electrical Components | 25A Four Pole MCB L&T Exora BB40250C | 0 | 31-12-2099 | Material Transfer | Moving Average |  | 0.0 |  | 0 | 0 |  | 0 | 0 | 0 | 0 |  | 0 | Item Attribute | 1 | Nos | 0.0 | 0.0 | 0 | 0.0 | 0 | L&T | BB40250C | India |  |  | 0 | 0.0 |  | 0 | 0 |  | 0 | 0 | 0 | 0 |  |  | 0 | 0 | 0 |  | 0 | [5 empty] | 0 |  |  | 0 | [13 empty] | Nos | 1.0 | [10 empty] | Ringlus Electro Controls & Automation PVT LTD | [18 empty] | CGST - RNG | 9.0
[121 empty] | SGST - RNG | 9.0
| 32A Four Pole MCB L&T Exora BB40320C | 32A Four Pole MCB L&T Exora BB40320C | LTMCB | Nos |  | 32A Four Pole MCB L&T Exora BB40320C |  | 0 | 0 | 1 | 1 | 1 | 0.0 | 0.0 | 0.0 | 0 |  |  | 0.0 | Electrical Components | 32A Four Pole MCB L&T Exora BB40320C | 0 | 31-12-2099 | Material Transfer | Moving Average |  | 0.0 |  | 0 | 0 |  | 0 | 0 | 0 | 0 |  | 0 | Item Attribute | 1 | Nos | 0.0 | 0.0 | 0 | 0.0 | 0 | L&T | BB40320C | India |  |  | 0 | 0.0 |  | 0 | 0 |  | 0 | 0 | 0 | 0 |  |  | 0 | 0 | 0 |  | 0 | [5 empty] | 0 |  |  | 0 | [13 empty] | Nos | 1.0 | [10 empty] | Ringlus Electro Controls & Automation PVT LTD | [18 empty] | CGST - RNG | 9.0
[121 empty] | SGST - RNG | 9.0
| 40A Four Pole MCB L&T Exora BB40400C | 40A Four Pole MCB L&T Exora BB40400C | LTMCB | Nos |  | 40A Four Pole MCB L&T Exora BB40400C |  | 0 | 0 | 1 | 1 | 1 | 0.0 | 0.0 | 0.0 | 0 |  |  | 0.0 | Electrical Components | 40A Four Pole MCB L&T Exora BB40400C | 0 | 31-12-2099 | Material Transfer | Moving Average |  | 0.0 |  | 0 | 0 |  | 0 | 0 | 0 | 0 |  | 0 | Item Attribute | 1 | Nos | 0.0 | 0.0 | 0 | 0.0 | 0 | L&T | BB40400C | India |  |  | 0 | 0.0 |  | 0 | 0 |  | 0 | 0 | 0 | 0 |  |  | 0 | 0 | 0 |  | 0 | [5 empty] | 0 |  |  | 0 | [13 empty] | Nos | 1.0 | [10 empty] | Ringlus Electro Controls & Automation PVT LTD | [18 empty] | CGST - RNG | 9.0
[121 empty] | SGST - RNG | 9.0
| 50A Four Pole MCB L&T Exora BB40500C | 50A Four Pole MCB L&T Exora BB40500C | LTMCB | Nos |  | 50A Four Pole MCB L&T Exora BB40500C |  | 0 | 0 | 1 | 1 | 1 | 0.0 | 0.0 | 0.0 | 0 |  |  | 0.0 | Electrical Components | 50A Four Pole MCB L&T Exora BB40500C | 0 | 31-12-2099 | Material Transfer | Moving Average |  | 0.0 |  | 0 | 0 |  | 0 | 0 | 0 | 0 |  | 0 | Item Attribute | 1 | Nos | 0.0 | 0.0 | 0 | 0.0 | 0 | L&T | BB40500C | India |  |  | 0 | 0.0 |  | 0 | 0 |  | 0 | 0 | 0 | 0 |  |  | 0 | 0 | 0 |  | 0 | [5 empty] | 0 |  |  | 0 | [13 empty] | Nos | 1.0 | [10 empty] | Ringlus Electro Controls & Automation PVT LTD | [18 empty] | CGST - RNG | 9.0
[121 empty] | SGST - RNG | 9.0
| 63A Four Pole MCB L&T Exora BB40630C | 63A Four Pole MCB L&T Exora BB40630C | LTMCB | Nos |  | 63A Four Pole MCB L&T Exora BB40630C |  | 0 | 0 | 1 | 1 | 1 | 0.0 | 0.0 | 0.0 | 0 |  |  | 0.0 | Electrical Components | 63A Four Pole MCB L&T Exora BB40630C | 0 | 31-12-2099 | Material Transfer | Moving Average |  | 0.0 |  | 0 | 0 |  | 0 | 0 | 0 | 0 |  | 0 | Item Attribute | 1 | Nos | 0.0 | 0.0 | 0 | 0.0 | 0 | L&T | BB40630C | India |  |  | 0 | 0.0 |  | 0 | 0 |  | 0 | 0 | 0 | 0 |  |  | 0 | 0 | 0 |  | 0 | [5 empty] | 0 |  |  | 0 | [13 empty] | Nos | 1.0 | [10 empty] | Ringlus Electro Controls & Automation PVT LTD | [18 empty] | CGST - RNG | 9.0
[121 empty] | SGST - RNG | 9.0
| 40A Double Pole MCB Isolator L&T Exora BF204000 | 40A Double Pole MCB Isolator L&T Exora BF204000 | LTMCB | Nos |  | 40A Double Pole MCB Isolator L&T Exora BF204000 |  | 0 | 0 | 1 | 1 | 1 | 0.0 | 0.0 | 0.0 | 0 |  |  | 0.0 | Electrical Components | 40A Double Pole MCB Isolator L&T Exora BF204000 | 0 | 31-12-2099 | Material Transfer | Moving Average |  | 0.0 |  | 0 | 0 |  | 0 | 0 | 0 | 0 |  | 0 | Item Attribute | 1 | Nos | 0.0 | 0.0 | 0 | 0.0 | 0 | L&T | BF204000 | India |  |  | 0 | 0.0 |  | 0 | 0 |  | 0 | 0 | 0 | 0 |  |  | 0 | 0 | 0 |  | 0 | [5 empty] | 0 |  |  | 0 | [13 empty] | Nos | 1.0 | [10 empty] | Ringlus Electro Controls & Automation PVT LTD | [18 empty] | CGST - RNG | 9.0
[121 empty] | SGST - RNG | 9.0
| 63A Double Pole MCB Isolator L&T Exora BF206300 | 63A Double Pole MCB Isolator L&T Exora BF206300 | LTMCB | Nos |  | 63A Double Pole MCB Isolator L&T Exora BF206300 |  | 0 | 0 | 1 | 1 | 1 | 0.0 | 0.0 | 0.0 | 0 |  |  | 0.0 | Electrical Components | 63A Double Pole MCB Isolator L&T Exora BF206300 | 0 | 31-12-2099 | Material Transfer | Moving Average |  | 0.0 |  | 0 | 0 |  | 0 | 0 | 0 | 0 |  | 0 | Item Attribute | 1 | Nos | 0.0 | 0.0 | 0 | 0.0 | 0 | L&T | BF206300 | India |  |  | 0 | 0.0 |  | 0 | 0 |  | 0 | 0 | 0 | 0 |  |  | 0 | 0 | 0 |  | 0 | [5 empty] | 0 |  |  | 0 | [13 empty] | Nos | 1.0 | [10 empty] | Ringlus Electro Controls & Automation PVT LTD | [18 empty] | CGST - RNG | 9.0
[121 empty] | SGST - RNG | 9.0
| 80A Double Pole MCB Isolator L&T Exora BF208000 | 80A Double Pole MCB Isolator L&T Exora BF208000 | LTMCB | Nos |  | 80A Double Pole MCB Isolator L&T Exora BF208000 |  | 0 | 0 | 1 | 1 | 1 | 0.0 | 0.0 | 0.0 | 0 |  |  | 0.0 | Electrical Components | 80A Double Pole MCB Isolator L&T Exora BF208000 | 0 | 31-12-2099 | Material Transfer | Moving Average |  | 0.0 |  | 0 | 0 |  | 0 | 0 | 0 | 0 |  | 0 | Item Attribute | 1 | Nos | 0.0 | 0.0 | 0 | 0.0 | 0 | L&T | BF208000 | India |  |  | 0 | 0.0 |  | 0 | 0 |  | 0 | 0 | 0 | 0 |  |  | 0 | 0 | 0 |  | 0 | [5 empty] | 0 |  |  | 0 | [13 empty] | Nos | 1.0 | [10 empty] | Ringlus Electro Controls & Automation PVT LTD | [18 empty] | CGST - RNG | 9.0
[121 empty] | SGST - RNG | 9.0
| 100A Double Pole MCB Isolator L&T Exora BF210000 | 100A Double Pole MCB Isolator L&T Exora BF210000 | LTMCB | Nos |  | 100A Double Pole MCB Isolator L&T Exora BF210000 |  | 0 | 0 | 1 | 1 | 1 | 0.0 | 0.0 | 0.0 | 0 |  |  | 0.0 | Electrical Components | 100A Double Pole MCB Isolator L&T Exora BF210000 | 0 | 31-12-2099 | Material Transfer | Moving Average |  | 0.0 |  | 0 | 0 |  | 0 | 0 | 0 | 0 |  | 0 | Item Attribute | 1 | Nos | 0.0 | 0.0 | 0 | 0.0 | 0 | L&T | BF210000 | India |  |  | 0 | 0.0 |  | 0 | 0 |  | 0 | 0 | 0 | 0 |  |  | 0 | 0 | 0 |  | 0 | [5 empty] | 0 |  |  | 0 | [13 empty] | Nos | 1.0 | [10 empty] | Ringlus Electro Controls & Automation PVT LTD | [18 empty] | CGST - RNG | 9.0
[121 empty] | SGST - RNG | 9.0
| 40A Triple Pole MCB Isolator L&T Exora BF304000 | 40A Triple Pole MCB Isolator L&T Exora BF304000 | LTMCB | Nos |  | 40A Triple Pole MCB Isolator L&T Exora BF304000 |  | 0 | 0 | 1 | 1 | 1 | 0.0 | 0.0 | 0.0 | 0 |  |  | 0.0 | Electrical Components | 40A Triple Pole MCB Isolator L&T Exora BF304000 | 0 | 31-12-2099 | Material Transfer | Moving Average |  | 0.0 |  | 0 | 0 |  | 0 | 0 | 0 | 0 |  | 0 | Item Attribute | 1 | Nos | 0.0 | 0.0 | 0 | 0.0 | 0 | L&T | BF304000 | India |  |  | 0 | 0.0 |  | 0 | 0 |  | 0 | 0 | 0 | 0 |  |  | 0 | 0 | 0 |  | 0 | [5 empty] | 0 |  |  | 0 | [13 empty] | Nos | 1.0 | [10 empty] | Ringlus Electro Controls & Automation PVT LTD | [18 empty] | CGST - RNG | 9.0
[121 empty] | SGST - RNG | 9.0
| 63A Triple Pole MCB Isolator L&T Exora BF306300 | 63A Triple Pole MCB Isolator L&T Exora BF306300 | LTMCB | Nos |  | 63A Triple Pole MCB Isolator L&T Exora BF306300 |  | 0 | 0 | 1 | 1 | 1 | 0.0 | 0.0 | 0.0 | 0 |  |  | 0.0 | Electrical Components | 63A Triple Pole MCB Isolator L&T Exora BF306300 | 0 | 31-12-2099 | Material Transfer | Moving Average |  | 0.0 |  | 0 | 0 |  | 0 | 0 | 0 | 0 |  | 0 | Item Attribute | 1 | Nos | 0.0 | 0.0 | 0 | 0.0 | 0 | L&T | BF306300 | India |  |  | 0 | 0.0 |  | 0 | 0 |  | 0 | 0 | 0 | 0 |  |  | 0 | 0 | 0 |  | 0 | [5 empty] | 0 |  |  | 0 | [13 empty] | Nos | 1.0 | [10 empty] | Ringlus Electro Controls & Automation PVT LTD | [18 empty] | CGST - RNG | 9.0
[121 empty] | SGST - RNG | 9.0
| 80A Triple Pole MCB Isolator L&T Exora BF308000 | 80A Triple Pole MCB Isolator L&T Exora BF308000 | LTMCB | Nos |  | 80A Triple Pole MCB Isolator L&T Exora BF308000 |  | 0 | 0 | 1 | 1 | 1 | 0.0 | 0.0 | 0.0 | 0 |  |  | 0.0 | Electrical Components | 80A Triple Pole MCB Isolator L&T Exora BF308000 | 0 | 31-12-2099 | Material Transfer | Moving Average |  | 0.0 |  | 0 | 0 |  | 0 | 0 | 0 | 0 |  | 0 | Item Attribute | 1 | Nos | 0.0 | 0.0 | 0 | 0.0 | 0 | L&T | BF308000 | India |  |  | 0 | 0.0 |  | 0 | 0 |  | 0 | 0 | 0 | 0 |  |  | 0 | 0 | 0 |  | 0 | [5 empty] | 0 |  |  | 0 | [13 empty] | Nos | 1.0 | [10 empty] | Ringlus Electro Controls & Automation PVT LTD | [18 empty] | CGST - RNG | 9.0
[121 empty] | SGST - RNG | 9.0
| 100A Triple Pole MCB Isolator L&T Exora BF310000 | 100A Triple Pole MCB Isolator L&T Exora BF310000 | LTMCB | Nos |  | 100A Triple Pole MCB Isolator L&T Exora BF310000 |  | 0 | 0 | 1 | 1 | 1 | 0.0 | 0.0 | 0.0 | 0 |  |  | 0.0 | Electrical Components | 100A Triple Pole MCB Isolator L&T Exora BF310000 | 0 | 31-12-2099 | Material Transfer | Moving Average |  | 0.0 |  | 0 | 0 |  | 0 | 0 | 0 | 0 |  | 0 | Item Attribute | 1 | Nos | 0.0 | 0.0 | 0 | 0.0 | 0 | L&T | BF310000 | India |  |  | 0 | 0.0 |  | 0 | 0 |  | 0 | 0 | 0 | 0 |  |  | 0 | 0 | 0 |  | 0 | [5 empty] | 0 |  |  | 0 | [13 empty] | Nos | 1.0 | [10 empty] | Ringlus Electro Controls & Automation PVT LTD | [18 empty] | CGST - RNG | 9.0
[121 empty] | SGST - RNG | 9.0
| 40A Four Pole MCB Isolator L&T Exora BF404000 | 40A Four Pole MCB Isolator L&T Exora BF404000 | LTMCB | Nos |  | 40A Four Pole MCB Isolator L&T Exora BF404000 |  | 0 | 0 | 1 | 1 | 1 | 0.0 | 0.0 | 0.0 | 0 |  |  | 0.0 | Electrical Components | 40A Four Pole MCB Isolator L&T Exora BF404000 | 0 | 31-12-2099 | Material Transfer | Moving Average |  | 0.0 |  | 0 | 0 |  | 0 | 0 | 0 | 0 |  | 0 | Item Attribute | 1 | Nos | 0.0 | 0.0 | 0 | 0.0 | 0 | L&T | BF404000 | India |  |  | 0 | 0.0 |  | 0 | 0 |  | 0 | 0 | 0 | 0 |  |  | 0 | 0 | 0 |  | 0 | [5 empty] | 0 |  |  | 0 | [13 empty] | Nos | 1.0 | [10 empty] | Ringlus Electro Controls & Automation PVT LTD | [18 empty] | CGST - RNG | 9.0
[121 empty] | SGST - RNG | 9.0
| 63A Four Pole MCB Isolator L&T Exora BF406300 | 63A Four Pole MCB Isolator L&T Exora BF406300 | LTMCB | Nos |  | 63A Four Pole MCB Isolator L&T Exora BF406300 |  | 0 | 0 | 1 | 1 | 1 | 0.0 | 0.0 | 0.0 | 0 |  |  | 0.0 | Electrical Components | 63A Four Pole MCB Isolator L&T Exora BF406300 | 0 | 31-12-2099 | Material Transfer | Moving Average |  | 0.0 |  | 0 | 0 |  | 0 | 0 | 0 | 0 |  | 0 | Item Attribute | 1 | Nos | 0.0 | 0.0 | 0 | 0.0 | 0 | L&T | BF406300 | India |  |  | 0 | 0.0 |  | 0 | 0 |  | 0 | 0 | 0 | 0 |  |  | 0 | 0 | 0 |  | 0 | [5 empty] | 0 |  |  | 0 | [13 empty] | Nos | 1.0 | [10 empty] | Ringlus Electro Controls & Automation PVT LTD | [18 empty] | CGST - RNG | 9.0
[121 empty] | SGST - RNG | 9.0
| 80A Four Pole MCB Isolator L&T Exora BF408000 | 80A Four Pole MCB Isolator L&T Exora BF408000 | LTMCB | Nos |  | 80A Four Pole MCB Isolator L&T Exora BF408000 |  | 0 | 0 | 1 | 1 | 1 | 0.0 | 0.0 | 0.0 | 0 |  |  | 0.0 | Electrical Components | 80A Four Pole MCB Isolator L&T Exora BF408000 | 0 | 31-12-2099 | Material Transfer | Moving Average |  | 0.0 |  | 0 | 0 |  | 0 | 0 | 0 | 0 |  | 0 | Item Attribute | 1 | Nos | 0.0 | 0.0 | 0 | 0.0 | 0 | L&T | BF408000 | India |  |  | 0 | 0.0 |  | 0 | 0 |  | 0 | 0 | 0 | 0 |  |  | 0 | 0 | 0 |  | 0 | [5 empty] | 0 |  |  | 0 | [13 empty] | Nos | 1.0 | [10 empty] | Ringlus Electro Controls & Automation PVT LTD | [18 empty] | CGST - RNG | 9.0
[121 empty] | SGST - RNG | 9.0
| 100A Four Pole MCB Isolator L&T Exora BF410000 | 100A Four Pole MCB Isolator L&T Exora BF410000 | LTMCB | Nos |  | 100A Four Pole MCB Isolator L&T Exora BF410000 |  | 0 | 0 | 1 | 1 | 1 | 0.0 | 0.0 | 0.0 | 0 |  |  | 0.0 | Electrical Components | 100A Four Pole MCB Isolator L&T Exora BF410000 | 0 | 31-12-2099 | Material Transfer | Moving Average |  | 0.0 |  | 0 | 0 |  | 0 | 0 | 0 | 0 |  | 0 | Item Attribute | 1 | Nos | 0.0 | 0.0 | 0 | 0.0 | 0 | L&T | BF410000 | India |  |  | 0 | 0.0 |  | 0 | 0 |  | 0 | 0 | 0 | 0 |  |  | 0 | 0 | 0 |  | 0 | [5 empty] | 0 |  |  | 0 | [13 empty] | Nos | 1.0 | [10 empty] | Ringlus Electro Controls & Automation PVT LTD | [18 empty] | CGST - RNG | 9.0
[121 empty] | SGST - RNG | 9.0
| 25A Double Pole 30mA ELCB L&T Exora BG202503 | 25A Double Pole 30mA ELCB L&T Exora BG202503 | LTMCB | Nos |  | 25A Double Pole 30mA ELCB L&T Exora BG202503 |  | 0 | 0 | 1 | 1 | 1 | 0.0 | 0.0 | 0.0 | 0 |  |  | 0.0 | Electrical Components | 25A Double Pole 30mA ELCB L&T Exora BG202503 | 0 | 31-12-2099 | Material Transfer | Moving Average |  | 0.0 |  | 0 | 0 |  | 0 | 0 | 0 | 0 |  | 0 | Item Attribute | 1 | Nos | 0.0 | 0.0 | 0 | 0.0 | 0 | L&T | BG202503 | India |  |  | 0 | 0.0 |  | 0 | 0 |  | 0 | 0 | 0 | 0 |  |  | 0 | 0 | 0 |  | 0 | [5 empty] | 0 |  |  | 0 | [13 empty] | Nos | 1.0 | [10 empty] | Ringlus Electro Controls & Automation PVT LTD | [18 empty] | CGST - RNG | 9.0
[121 empty] | SGST - RNG | 9.0
| 25A Double Pole 100mA ELCB L&T Exora BG202510 | 25A Double Pole 100mA ELCB L&T Exora BG202510 | LTMCB | Nos |  | 25A Double Pole 100mA ELCB L&T Exora BG202510 |  | 0 | 0 | 1 | 1 | 1 | 0.0 | 0.0 | 0.0 | 0 |  |  | 0.0 | Electrical Components | 25A Double Pole 100mA ELCB L&T Exora BG202510 | 0 | 31-12-2099 | Material Transfer | Moving Average |  | 0.0 |  | 0 | 0 |  | 0 | 0 | 0 | 0 |  | 0 | Item Attribute | 1 | Nos | 0.0 | 0.0 | 0 | 0.0 | 0 | L&T | BG202510 | India |  |  | 0 | 0.0 |  | 0 | 0 |  | 0 | 0 | 0 | 0 |  |  | 0 | 0 | 0 |  | 0 | [5 empty] | 0 |  |  | 0 | [13 empty] | Nos | 1.0 | [10 empty] | Ringlus Electro Controls & Automation PVT LTD | [18 empty] | CGST - RNG | 9.0
[121 empty] | SGST - RNG | 9.0
| 25A Double Pole 300mA ELCB L&T Exora BG202530 | 25A Double Pole 300mA ELCB L&T Exora BG202530 | LTMCB | Nos |  | 25A Double Pole 300mA ELCB L&T Exora BG202530 |  | 0 | 0 | 1 | 1 | 1 | 0.0 | 0.0 | 0.0 | 0 |  |  | 0.0 | Electrical Components | 25A Double Pole 300mA ELCB L&T Exora BG202530 | 0 | 31-12-2099 | Material Transfer | Moving Average |  | 0.0 |  | 0 | 0 |  | 0 | 0 | 0 | 0 |  | 0 | Item Attribute | 1 | Nos | 0.0 | 0.0 | 0 | 0.0 | 0 | L&T | BG202530 | India |  |  | 0 | 0.0 |  | 0 | 0 |  | 0 | 0 | 0 | 0 |  |  | 0 | 0 | 0 |  | 0 | [5 empty] | 0 |  |  | 0 | [13 empty] | Nos | 1.0 | [10 empty] | Ringlus Electro Controls & Automation PVT LTD | [18 empty] | CGST - RNG | 9.0
[121 empty] | SGST - RNG | 9.0
| 40A Double Pole 30mA ELCB L&T Exora BG204003 | 40A Double Pole 30mA ELCB L&T Exora BG204003 | LTMCB | Nos |  | 40A Double Pole 30mA ELCB L&T Exora BG204003 |  | 0 | 0 | 1 | 1 | 1 | 0.0 | 0.0 | 0.0 | 0 |  |  | 0.0 | Electrical Components | 40A Double Pole 30mA ELCB L&T Exora BG204003 | 0 | 31-12-2099 | Material Transfer | Moving Average |  | 0.0 |  | 0 | 0 |  | 0 | 0 | 0 | 0 |  | 0 | Item Attribute | 1 | Nos | 0.0 | 0.0 | 0 | 0.0 | 0 | L&T | BG204003 | India |  |  | 0 | 0.0 |  | 0 | 0 |  | 0 | 0 | 0 | 0 |  |  | 0 | 0 | 0 |  | 0 | [5 empty] | 0 |  |  | 0 | [13 empty] | Nos | 1.0 | [10 empty] | Ringlus Electro Controls & Automation PVT LTD | [18 empty] | CGST - RNG | 9.0
[121 empty] | SGST - RNG | 9.0
| 40A Double Pole 100mA ELCB L&T Exora BG204010 | 40A Double Pole 100mA ELCB L&T Exora BG204010 | LTMCB | Nos |  | 40A Double Pole 100mA ELCB L&T Exora BG204010 |  | 0 | 0 | 1 | 1 | 1 | 0.0 | 0.0 | 0.0 | 0 |  |  | 0.0 | Electrical Components | 40A Double Pole 100mA ELCB L&T Exora BG204010 | 0 | 31-12-2099 | Material Transfer | Moving Average |  | 0.0 |  | 0 | 0 |  | 0 | 0 | 0 | 0 |  | 0 | Item Attribute | 1 | Nos | 0.0 | 0.0 | 0 | 0.0 | 0 | L&T | BG204010 | India |  |  | 0 | 0.0 |  | 0 | 0 |  | 0 | 0 | 0 | 0 |  |  | 0 | 0 | 0 |  | 0 | [5 empty] | 0 |  |  | 0 | [13 empty] | Nos | 1.0 | [10 empty] | Ringlus Electro Controls & Automation PVT LTD | [18 empty] | CGST - RNG | 9.0
[121 empty] | SGST - RNG | 9.0
| 40A Double Pole 300mA ELCB L&T Exora BG204030 | 40A Double Pole 300mA ELCB L&T Exora BG204030 | LTMCB | Nos |  | 40A Double Pole 300mA ELCB L&T Exora BG204030 |  | 0 | 0 | 1 | 1 | 1 | 0.0 | 0.0 | 0.0 | 0 |  |  | 0.0 | Electrical Components | 40A Double Pole 300mA ELCB L&T Exora BG204030 | 0 | 31-12-2099 | Material Transfer | Moving Average |  | 0.0 |  | 0 | 0 |  | 0 | 0 | 0 | 0 |  | 0 | Item Attribute | 1 | Nos | 0.0 | 0.0 | 0 | 0.0 | 0 | L&T | BG204030 | India |  |  | 0 | 0.0 |  | 0 | 0 |  | 0 | 0 | 0 | 0 |  |  | 0 | 0 | 0 |  | 0 | [5 empty] | 0 |  |  | 0 | [13 empty] | Nos | 1.0 | [10 empty] | Ringlus Electro Controls & Automation PVT LTD | [18 empty] | CGST - RNG | 9.0
[121 empty] | SGST - RNG | 9.0
| 63A Double Pole 30mA ELCB L&T Exora BG206303 | 63A Double Pole 30mA ELCB L&T Exora BG206303 | LTMCB | Nos |  | 63A Double Pole 30mA ELCB L&T Exora BG206303 |  | 0 | 0 | 1 | 1 | 1 | 0.0 | 0.0 | 0.0 | 0 |  |  | 0.0 | Electrical Components | 63A Double Pole 30mA ELCB L&T Exora BG206303 | 0 | 31-12-2099 | Material Transfer | Moving Average |  | 0.0 |  | 0 | 0 |  | 0 | 0 | 0 | 0 |  | 0 | Item Attribute | 1 | Nos | 0.0 | 0.0 | 0 | 0.0 | 0 | L&T | BG206303 | India |  |  | 0 | 0.0 |  | 0 | 0 |  | 0 | 0 | 0 | 0 |  |  | 0 | 0 | 0 |  | 0 | [5 empty] | 0 |  |  | 0 | [13 empty] | Nos | 1.0 | [10 empty] | Ringlus Electro Controls & Automation PVT LTD | [18 empty] | CGST - RNG | 9.0
[121 empty] | SGST - RNG | 9.0
| 63A Double Pole 100mA ELCB L&T Exora BG206310 | 63A Double Pole 100mA ELCB L&T Exora BG206310 | LTMCB | Nos |  | 63A Double Pole 100mA ELCB L&T Exora BG206310 |  | 0 | 0 | 1 | 1 | 1 | 0.0 | 0.0 | 0.0 | 0 |  |  | 0.0 | Electrical Components | 63A Double Pole 100mA ELCB L&T Exora BG206310 | 0 | 31-12-2099 | Material Transfer | Moving Average |  | 0.0 |  | 0 | 0 |  | 0 | 0 | 0 | 0 |  | 0 | Item Attribute | 1 | Nos | 0.0 | 0.0 | 0 | 0.0 | 0 | L&T | BG206310 | India |  |  | 0 | 0.0 |  | 0 | 0 |  | 0 | 0 | 0 | 0 |  |  | 0 | 0 | 0 |  | 0 | [5 empty] | 0 |  |  | 0 | [13 empty] | Nos | 1.0 | [10 empty] | Ringlus Electro Controls & Automation PVT LTD | [18 empty] | CGST - RNG | 9.0
[121 empty] | SGST - RNG | 9.0
| 63A Double Pole 300mA ELCB L&T Exora BG206330 | 63A Double Pole 300mA ELCB L&T Exora BG206330 | LTMCB | Nos |  | 63A Double Pole 300mA ELCB L&T Exora BG206330 |  | 0 | 0 | 1 | 1 | 1 | 0.0 | 0.0 | 0.0 | 0 |  |  | 0.0 | Electrical Components | 63A Double Pole 300mA ELCB L&T Exora BG206330 | 0 | 31-12-2099 | Material Transfer | Moving Average |  | 0.0 |  | 0 | 0 |  | 0 | 0 | 0 | 0 |  | 0 | Item Attribute | 1 | Nos | 0.0 | 0.0 | 0 | 0.0 | 0 | L&T | BG206330 | India |  |  | 0 | 0.0 |  | 0 | 0 |  | 0 | 0 | 0 | 0 |  |  | 0 | 0 | 0 |  | 0 | [5 empty] | 0 |  |  | 0 | [13 empty] | Nos | 1.0 | [10 empty] | Ringlus Electro Controls & Automation PVT LTD | [18 empty] | CGST - RNG | 9.0
[121 empty] | SGST - RNG | 9.0
| 100A Double Pole 30mA ELCB L&T Exora BG210003 | 100A Double Pole 30mA ELCB L&T Exora BG210003 | LTMCB | Nos |  | 100A Double Pole 30mA ELCB L&T Exora BG210003 |  | 0 | 0 | 1 | 1 | 1 | 0.0 | 0.0 | 0.0 | 0 |  |  | 0.0 | Electrical Components | 100A Double Pole 30mA ELCB L&T Exora BG210003 | 0 | 31-12-2099 | Material Transfer | Moving Average |  | 0.0 |  | 0 | 0 |  | 0 | 0 | 0 | 0 |  | 0 | Item Attribute | 1 | Nos | 0.0 | 0.0 | 0 | 0.0 | 0 | L&T | BG210003 | India |  |  | 0 | 0.0 |  | 0 | 0 |  | 0 | 0 | 0 | 0 |  |  | 0 | 0 | 0 |  | 0 | [5 empty] | 0 |  |  | 0 | [13 empty] | Nos | 1.0 | [10 empty] | Ringlus Electro Controls & Automation PVT LTD | [18 empty] | CGST - RNG | 9.0
[121 empty] | SGST - RNG | 9.0
| 100A Double Pole 100mA ELCB L&T Exora BG210010 | 100A Double Pole 100mA ELCB L&T Exora BG210010 | LTMCB | Nos |  | 100A Double Pole 100mA ELCB L&T Exora BG210010 |  | 0 | 0 | 1 | 1 | 1 | 0.0 | 0.0 | 0.0 | 0 |  |  | 0.0 | Electrical Components | 100A Double Pole 100mA ELCB L&T Exora BG210010 | 0 | 31-12-2099 | Material Transfer | Moving Average |  | 0.0 |  | 0 | 0 |  | 0 | 0 | 0 | 0 |  | 0 | Item Attribute | 1 | Nos | 0.0 | 0.0 | 0 | 0.0 | 0 | L&T | BG210010 | India |  |  | 0 | 0.0 |  | 0 | 0 |  | 0 | 0 | 0 | 0 |  |  | 0 | 0 | 0 |  | 0 | [5 empty] | 0 |  |  | 0 | [13 empty] | Nos | 1.0 | [10 empty] | Ringlus Electro Controls & Automation PVT LTD | [18 empty] | CGST - RNG | 9.0
[121 empty] | SGST - RNG | 9.0
| 100A Double Pole 300mA ELCB L&T Exora BG210030 | 100A Double Pole 300mA ELCB L&T Exora BG210030 | LTMCB | Nos |  | 100A Double Pole 300mA ELCB L&T Exora BG210030 |  | 0 | 0 | 1 | 1 | 1 | 0.0 | 0.0 | 0.0 | 0 |  |  | 0.0 | Electrical Components | 100A Double Pole 300mA ELCB L&T Exora BG210030 | 0 | 31-12-2099 | Material Transfer | Moving Average |  | 0.0 |  | 0 | 0 |  | 0 | 0 | 0 | 0 |  | 0 | Item Attribute | 1 | Nos | 0.0 | 0.0 | 0 | 0.0 | 0 | L&T | BG210030 | India |  |  | 0 | 0.0 |  | 0 | 0 |  | 0 | 0 | 0 | 0 |  |  | 0 | 0 | 0 |  | 0 | [5 empty] | 0 |  |  | 0 | [13 empty] | Nos | 1.0 | [10 empty] | Ringlus Electro Controls & Automation PVT LTD | [18 empty] | CGST - RNG | 9.0
[121 empty] | SGST - RNG | 9.0
| 25A Four Pole 30mA ELCB L&T Exora BG402503 | 25A Four Pole 30mA ELCB L&T Exora BG402503 | LTMCB | Nos |  | 25A Four Pole 30mA ELCB L&T Exora BG402503 |  | 0 | 0 | 1 | 1 | 1 | 0.0 | 0.0 | 0.0 | 0 |  |  | 0.0 | Electrical Components | 25A Four Pole 30mA ELCB L&T Exora BG402503 | 0 | 31-12-2099 | Material Transfer | Moving Average |  | 0.0 |  | 0 | 0 |  | 0 | 0 | 0 | 0 |  | 0 | Item Attribute | 1 | Nos | 0.0 | 0.0 | 0 | 0.0 | 0 | L&T | BG402503 | India |  |  | 0 | 0.0 |  | 0 | 0 |  | 0 | 0 | 0 | 0 |  |  | 0 | 0 | 0 |  | 0 | [5 empty] | 0 |  |  | 0 | [13 empty] | Nos | 1.0 | [10 empty] | Ringlus Electro Controls & Automation PVT LTD | [18 empty] | CGST - RNG | 9.0
[121 empty] | SGST - RNG | 9.0
| 25A Four Pole 100mA ELCB L&T Exora BG402510 | 25A Four Pole 100mA ELCB L&T Exora BG402510 | LTMCB | Nos |  | 25A Four Pole 100mA ELCB L&T Exora BG402510 |  | 0 | 0 | 1 | 1 | 1 | 0.0 | 0.0 | 0.0 | 0 |  |  | 0.0 | Electrical Components | 25A Four Pole 100mA ELCB L&T Exora BG402510 | 0 | 31-12-2099 | Material Transfer | Moving Average |  | 0.0 |  | 0 | 0 |  | 0 | 0 | 0 | 0 |  | 0 | Item Attribute | 1 | Nos | 0.0 | 0.0 | 0 | 0.0 | 0 | L&T | BG402510 | India |  |  | 0 | 0.0 |  | 0 | 0 |  | 0 | 0 | 0 | 0 |  |  | 0 | 0 | 0 |  | 0 | [5 empty] | 0 |  |  | 0 | [13 empty] | Nos | 1.0 | [10 empty] | Ringlus Electro Controls & Automation PVT LTD | [18 empty] | CGST - RNG | 9.0
[121 empty] | SGST - RNG | 9.0
| 25A Four Pole 300mA ELCB L&T Exora BG402530 | 25A Four Pole 300mA ELCB L&T Exora BG402530 | LTMCB | Nos |  | 25A Four Pole 300mA ELCB L&T Exora BG402530 |  | 0 | 0 | 1 | 1 | 1 | 0.0 | 0.0 | 0.0 | 0 |  |  | 0.0 | Electrical Components | 25A Four Pole 300mA ELCB L&T Exora BG402530 | 0 | 31-12-2099 | Material Transfer | Moving Average |  | 0.0 |  | 0 | 0 |  | 0 | 0 | 0 | 0 |  | 0 | Item Attribute | 1 | Nos | 0.0 | 0.0 | 0 | 0.0 | 0 | L&T | BG402530 | India |  |  | 0 | 0.0 |  | 0 | 0 |  | 0 | 0 | 0 | 0 |  |  | 0 | 0 | 0 |  | 0 | [5 empty] | 0 |  |  | 0 | [13 empty] | Nos | 1.0 | [10 empty] | Ringlus Electro Controls & Automation PVT LTD | [18 empty] | CGST - RNG | 9.0
[121 empty] | SGST - RNG | 9.0
| 40A Four Pole 30mA ELCB L&T Exora BG404003 | 40A Four Pole 30mA ELCB L&T Exora BG404003 | LTMCB | Nos |  | 40A Four Pole 30mA ELCB L&T Exora BG404003 |  | 0 | 0 | 1 | 1 | 1 | 0.0 | 0.0 | 0.0 | 0 |  |  | 0.0 | Electrical Components | 40A Four Pole 30mA ELCB L&T Exora BG404003 | 0 | 31-12-2099 | Material Transfer | Moving Average |  | 0.0 |  | 0 | 0 |  | 0 | 0 | 0 | 0 |  | 0 | Item Attribute | 1 | Nos | 0.0 | 0.0 | 0 | 0.0 | 0 | L&T | BG404003 | India |  |  | 0 | 0.0 |  | 0 | 0 |  | 0 | 0 | 0 | 0 |  |  | 0 | 0 | 0 |  | 0 | [5 empty] | 0 |  |  | 0 | [13 empty] | Nos | 1.0 | [10 empty] | Ringlus Electro Controls & Automation PVT LTD | [18 empty] | CGST - RNG | 9.0
[121 empty] | SGST - RNG | 9.0
| 40A Four Pole 100mA ELCB L&T Exora BG404010 | 40A Four Pole 100mA ELCB L&T Exora BG404010 | LTMCB | Nos |  | 40A Four Pole 100mA ELCB L&T Exora BG404010 |  | 0 | 0 | 1 | 1 | 1 | 0.0 | 0.0 | 0.0 | 0 |  |  | 0.0 | Electrical Components | 40A Four Pole 100mA ELCB L&T Exora BG404010 | 0 | 31-12-2099 | Material Transfer | Moving Average |  | 0.0 |  | 0 | 0 |  | 0 | 0 | 0 | 0 |  | 0 | Item Attribute | 1 | Nos | 0.0 | 0.0 | 0 | 0.0 | 0 | L&T | BG404010 | India |  |  | 0 | 0.0 |  | 0 | 0 |  | 0 | 0 | 0 | 0 |  |  | 0 | 0 | 0 |  | 0 | [5 empty] | 0 |  |  | 0 | [13 empty] | Nos | 1.0 | [10 empty] | Ringlus Electro Controls & Automation PVT LTD | [18 empty] | CGST - RNG | 9.0
[121 empty] | SGST - RNG | 9.0
| 40A Four Pole 300mA ELCB L&T Exora BG404030 | 40A Four Pole 300mA ELCB L&T Exora BG404030 | LTMCB | Nos |  | 40A Four Pole 300mA ELCB L&T Exora BG404030 |  | 0 | 0 | 1 | 1 | 1 | 0.0 | 0.0 | 0.0 | 0 |  |  | 0.0 | Electrical Components | 40A Four Pole 300mA ELCB L&T Exora BG404030 | 0 | 31-12-2099 | Material Transfer | Moving Average |  | 0.0 |  | 0 | 0 |  | 0 | 0 | 0 | 0 |  | 0 | Item Attribute | 1 | Nos | 0.0 | 0.0 | 0 | 0.0 | 0 | L&T | BG404030 | India |  |  | 0 | 0.0 |  | 0 | 0 |  | 0 | 0 | 0 | 0 |  |  | 0 | 0 | 0 |  | 0 | [5 empty] | 0 |  |  | 0 | [13 empty] | Nos | 1.0 | [10 empty] | Ringlus Electro Controls & Automation PVT LTD | [18 empty] | CGST - RNG | 9.0
[121 empty] | SGST - RNG | 9.0
| 63A Four Pole 30mA ELCB L&T Exora BG406303 | 63A Four Pole 30mA ELCB L&T Exora BG406303 | LTMCB | Nos |  | 63A Four Pole 30mA ELCB L&T Exora BG406303 |  | 0 | 0 | 1 | 1 | 1 | 0.0 | 0.0 | 0.0 | 0 |  |  | 0.0 | Electrical Components | 63A Four Pole 30mA ELCB L&T Exora BG406303 | 0 | 31-12-2099 | Material Transfer | Moving Average |  | 0.0 |  | 0 | 0 |  | 0 | 0 | 0 | 0 |  | 0 | Item Attribute | 1 | Nos | 0.0 | 0.0 | 0 | 0.0 | 0 | L&T | BG406303 | India |  |  | 0 | 0.0 |  | 0 | 0 |  | 0 | 0 | 0 | 0 |  |  | 0 | 0 | 0 |  | 0 | [5 empty] | 0 |  |  | 0 | [13 empty] | Nos | 1.0 | [10 empty] | Ringlus Electro Controls & Automation PVT LTD | [18 empty] | CGST - RNG | 9.0
[121 empty] | SGST - RNG | 9.0
| 63A Four Pole 100mA ELCB L&T Exora BG406310 | 63A Four Pole 100mA ELCB L&T Exora BG406310 | LTMCB | Nos |  | 63A Four Pole 100mA ELCB L&T Exora BG406310 |  | 0 | 0 | 1 | 1 | 1 | 0.0 | 0.0 | 0.0 | 0 |  |  | 0.0 | Electrical Components | 63A Four Pole 100mA ELCB L&T Exora BG406310 | 0 | 31-12-2099 | Material Transfer | Moving Average |  | 0.0 |  | 0 | 0 |  | 0 | 0 | 0 | 0 |  | 0 | Item Attribute | 1 | Nos | 0.0 | 0.0 | 0 | 0.0 | 0 | L&T | BG406310 | India |  |  | 0 | 0.0 |  | 0 | 0 |  | 0 | 0 | 0 | 0 |  |  | 0 | 0 | 0 |  | 0 | [5 empty] | 0 |  |  | 0 | [13 empty] | Nos | 1.0 | [10 empty] | Ringlus Electro Controls & Automation PVT LTD | [18 empty] | CGST - RNG | 9.0
[121 empty] | SGST - RNG | 9.0
| 63A Four Pole 300mA ELCB L&T Exora BG406330 | 63A Four Pole 300mA ELCB L&T Exora BG406330 | LTMCB | Nos |  | 63A Four Pole 300mA ELCB L&T Exora BG406330 |  | 0 | 0 | 1 | 1 | 1 | 0.0 | 0.0 | 0.0 | 0 |  |  | 0.0 | Electrical Components | 63A Four Pole 300mA ELCB L&T Exora BG406330 | 0 | 31-12-2099 | Material Transfer | Moving Average |  | 0.0 |  | 0 | 0 |  | 0 | 0 | 0 | 0 |  | 0 | Item Attribute | 1 | Nos | 0.0 | 0.0 | 0 | 0.0 | 0 | L&T | BG406330 | India |  |  | 0 | 0.0 |  | 0 | 0 |  | 0 | 0 | 0 | 0 |  |  | 0 | 0 | 0 |  | 0 | [5 empty] | 0 |  |  | 0 | [13 empty] | Nos | 1.0 | [10 empty] | Ringlus Electro Controls & Automation PVT LTD | [18 empty] | CGST - RNG | 9.0
[121 empty] | SGST - RNG | 9.0
| 100A Four Pole 30mA ELCB L&T Exora BG410003 | 100A Four Pole 30mA ELCB L&T Exora BG410003 | LTMCB | Nos |  | 100A Four Pole 30mA ELCB L&T Exora BG410003 |  | 0 | 0 | 1 | 1 | 1 | 0.0 | 0.0 | 0.0 | 0 |  |  | 0.0 | Electrical Components | 100A Four Pole 30mA ELCB L&T Exora BG410003 | 0 | 31-12-2099 | Material Transfer | Moving Average |  | 0.0 |  | 0 | 0 |  | 0 | 0 | 0 | 0 |  | 0 | Item Attribute | 1 | Nos | 0.0 | 0.0 | 0 | 0.0 | 0 | L&T | BG410003 | India |  |  | 0 | 0.0 |  | 0 | 0 |  | 0 | 0 | 0 | 0 |  |  | 0 | 0 | 0 |  | 0 | [5 empty] | 0 |  |  | 0 | [13 empty] | Nos | 1.0 | [10 empty] | Ringlus Electro Controls & Automation PVT LTD | [18 empty] | CGST - RNG | 9.0
[121 empty] | SGST - RNG | 9.0
| 100A Four Pole 100mA ELCB L&T Exora BG410010 | 100A Four Pole 100mA ELCB L&T Exora BG410010 | LTMCB | Nos |  | 100A Four Pole 100mA ELCB L&T Exora BG410010 |  | 0 | 0 | 1 | 1 | 1 | 0.0 | 0.0 | 0.0 | 0 |  |  | 0.0 | Electrical Components | 100A Four Pole 100mA ELCB L&T Exora BG410010 | 0 | 31-12-2099 | Material Transfer | Moving Average |  | 0.0 |  | 0 | 0 |  | 0 | 0 | 0 | 0 |  | 0 | Item Attribute | 1 | Nos | 0.0 | 0.0 | 0 | 0.0 | 0 | L&T | BG410010 | India |  |  | 0 | 0.0 |  | 0 | 0 |  | 0 | 0 | 0 | 0 |  |  | 0 | 0 | 0 |  | 0 | [5 empty] | 0 |  |  | 0 | [13 empty] | Nos | 1.0 | [10 empty] | Ringlus Electro Controls & Automation PVT LTD | [18 empty] | CGST - RNG | 9.0
[121 empty] | SGST - RNG | 9.0
| 100A Four Pole 300mA ELCB L&T Exora BG410030 | 100A Four Pole 300mA ELCB L&T Exora BG410030 | LTMCB | Nos |  | 100A Four Pole 300mA ELCB L&T Exora BG410030 |  | 0 | 0 | 1 | 1 | 1 | 0.0 | 0.0 | 0.0 | 0 |  |  | 0.0 | Electrical Components | 100A Four Pole 300mA ELCB L&T Exora BG410030 | 0 | 31-12-2099 | Material Transfer | Moving Average |  | 0.0 |  | 0 | 0 |  | 0 | 0 | 0 | 0 |  | 0 | Item Attribute | 1 | Nos | 0.0 | 0.0 | 0 | 0.0 | 0 | L&T | BG410030 | India |  |  | 0 | 0.0 |  | 0 | 0 |  | 0 | 0 | 0 | 0 |  |  | 0 | 0 | 0 |  | 0 | [5 empty] | 0 |  |  | 0 | [13 empty] | Nos | 1.0 | [10 empty] | Ringlus Electro Controls & Automation PVT LTD | [18 empty] | CGST - RNG | 9.0
[121 empty] | SGST - RNG | 9.0
| 6A Double Pole 10mA RCBO L&T Exora AUF3C200601 | 6A Double Pole 10mA RCBO L&T Exora AUF3C200601 | LTMCB | Nos |  | 6A Double Pole 10mA RCBO L&T Exora AUF3C200601 |  | 0 | 0 | 1 | 1 | 1 | 0.0 | 0.0 | 0.0 | 0 |  |  | 0.0 | Electrical Components | 6A Double Pole 10mA RCBO L&T Exora AUF3C200601 | 0 | 31-12-2099 | Material Transfer | Moving Average |  | 0.0 |  | 0 | 0 |  | 0 | 0 | 0 | 0 |  | 0 | Item Attribute | 1 | Nos | 0.0 | 0.0 | 0 | 0.0 | 0 | L&T | AUF3C200601 | India |  |  | 0 | 0.0 |  | 0 | 0 |  | 0 | 0 | 0 | 0 |  |  | 0 | 0 | 0 |  | 0 | [5 empty] | 0 |  |  | 0 | [13 empty] | Nos | 1.0 | [10 empty] | Ringlus Electro Controls & Automation PVT LTD | [18 empty] | CGST - RNG | 9.0
[121 empty] | SGST - RNG | 9.0
| 6A Double Pole 30mA RCBO L&T Exora AUF3C200603 | 6A Double Pole 30mA RCBO L&T Exora AUF3C200603 | LTMCB | Nos |  | 6A Double Pole 30mA RCBO L&T Exora AUF3C200603 |  | 0 | 0 | 1 | 1 | 1 | 0.0 | 0.0 | 0.0 | 0 |  |  | 0.0 | Electrical Components | 6A Double Pole 30mA RCBO L&T Exora AUF3C200603 | 0 | 31-12-2099 | Material Transfer | Moving Average |  | 0.0 |  | 0 | 0 |  | 0 | 0 | 0 | 0 |  | 0 | Item Attribute | 1 | Nos | 0.0 | 0.0 | 0 | 0.0 | 0 | L&T | AUF3C200603 | India |  |  | 0 | 0.0 |  | 0 | 0 |  | 0 | 0 | 0 | 0 |  |  | 0 | 0 | 0 |  | 0 | [5 empty] | 0 |  |  | 0 | [13 empty] | Nos | 1.0 | [10 empty] | Ringlus Electro Controls & Automation PVT LTD | [18 empty] | CGST - RNG | 9.0
[121 empty] | SGST - RNG | 9.0
| 6A Double Pole 100mA RCBO L&T Exora AUF3C200610 | 6A Double Pole 100mA RCBO L&T Exora AUF3C200610 | LTMCB | Nos |  | 6A Double Pole 100mA RCBO L&T Exora AUF3C200610 |  | 0 | 0 | 1 | 1 | 1 | 0.0 | 0.0 | 0.0 | 0 |  |  | 0.0 | Electrical Components | 6A Double Pole 100mA RCBO L&T Exora AUF3C200610 | 0 | 31-12-2099 | Material Transfer | Moving Average |  | 0.0 |  | 0 | 0 |  | 0 | 0 | 0 | 0 |  | 0 | Item Attribute | 1 | Nos | 0.0 | 0.0 | 0 | 0.0 | 0 | L&T | AUF3C200610 | India |  |  | 0 | 0.0 |  | 0 | 0 |  | 0 | 0 | 0 | 0 |  |  | 0 | 0 | 0 |  | 0 | [5 empty] | 0 |  |  | 0 | [13 empty] | Nos | 1.0 | [10 empty] | Ringlus Electro Controls & Automation PVT LTD | [18 empty] | CGST - RNG | 9.0
[121 empty] | SGST - RNG | 9.0
| 6A Double Pole 300mA RCBO L&T Exora AUF3C200630 | 6A Double Pole 300mA RCBO L&T Exora AUF3C200630 | LTMCB | Nos |  | 6A Double Pole 300mA RCBO L&T Exora AUF3C200630 |  | 0 | 0 | 1 | 1 | 1 | 0.0 | 0.0 | 0.0 | 0 |  |  | 0.0 | Electrical Components | 6A Double Pole 300mA RCBO L&T Exora AUF3C200630 | 0 | 31-12-2099 | Material Transfer | Moving Average |  | 0.0 |  | 0 | 0 |  | 0 | 0 | 0 | 0 |  | 0 | Item Attribute | 1 | Nos | 0.0 | 0.0 | 0 | 0.0 | 0 | L&T | AUF3C200630 | India |  |  | 0 | 0.0 |  | 0 | 0 |  | 0 | 0 | 0 | 0 |  |  | 0 | 0 | 0 |  | 0 | [5 empty] | 0 |  |  | 0 | [13 empty] | Nos | 1.0 | [10 empty] | Ringlus Electro Controls & Automation PVT LTD | [18 empty] | CGST - RNG | 9.0
[121 empty] | SGST - RNG | 9.0
| 10A Double Pole 10mA RCBO L&T Exora AUF3C201001 | 10A Double Pole 10mA RCBO L&T Exora AUF3C201001 | LTMCB | Nos |  | 10A Double Pole 10mA RCBO L&T Exora AUF3C201001 |  | 0 | 0 | 1 | 1 | 1 | 0.0 | 0.0 | 0.0 | 0 |  |  | 0.0 | Electrical Components | 10A Double Pole 10mA RCBO L&T Exora AUF3C201001 | 0 | 31-12-2099 | Material Transfer | Moving Average |  | 0.0 |  | 0 | 0 |  | 0 | 0 | 0 | 0 |  | 0 | Item Attribute | 1 | Nos | 0.0 | 0.0 | 0 | 0.0 | 0 | L&T | AUF3C201001 | India |  |  | 0 | 0.0 |  | 0 | 0 |  | 0 | 0 | 0 | 0 |  |  | 0 | 0 | 0 |  | 0 | [5 empty] | 0 |  |  | 0 | [13 empty] | Nos | 1.0 | [10 empty] | Ringlus Electro Controls & Automation PVT LTD | [18 empty] | CGST - RNG | 9.0
[121 empty] | SGST - RNG | 9.0
| 10A Double Pole 30mA RCBO L&T Exora AUF3C201003 | 10A Double Pole 30mA RCBO L&T Exora AUF3C201003 | LTMCB | Nos |  | 10A Double Pole 30mA RCBO L&T Exora AUF3C201003 |  | 0 | 0 | 1 | 1 | 1 | 0.0 | 0.0 | 0.0 | 0 |  |  | 0.0 | Electrical Components | 10A Double Pole 30mA RCBO L&T Exora AUF3C201003 | 0 | 31-12-2099 | Material Transfer | Moving Average |  | 0.0 |  | 0 | 0 |  | 0 | 0 | 0 | 0 |  | 0 | Item Attribute | 1 | Nos | 0.0 | 0.0 | 0 | 0.0 | 0 | L&T | AUF3C201003 | India |  |  | 0 | 0.0 |  | 0 | 0 |  | 0 | 0 | 0 | 0 |  |  | 0 | 0 | 0 |  | 0 | [5 empty] | 0 |  |  | 0 | [13 empty] | Nos | 1.0 | [10 empty] | Ringlus Electro Controls & Automation PVT LTD | [18 empty] | CGST - RNG | 9.0
[121 empty] | SGST - RNG | 9.0
| 10A Double Pole 100mA RCBO L&T Exora AUF3C201010 | 10A Double Pole 100mA RCBO L&T Exora AUF3C201010 | LTMCB | Nos |  | 10A Double Pole 100mA RCBO L&T Exora AUF3C201010 |  | 0 | 0 | 1 | 1 | 1 | 0.0 | 0.0 | 0.0 | 0 |  |  | 0.0 | Electrical Components | 10A Double Pole 100mA RCBO L&T Exora AUF3C201010 | 0 | 31-12-2099 | Material Transfer | Moving Average |  | 0.0 |  | 0 | 0 |  | 0 | 0 | 0 | 0 |  | 0 | Item Attribute | 1 | Nos | 0.0 | 0.0 | 0 | 0.0 | 0 | L&T | AUF3C201010 | India |  |  | 0 | 0.0 |  | 0 | 0 |  | 0 | 0 | 0 | 0 |  |  | 0 | 0 | 0 |  | 0 | [5 empty] | 0 |  |  | 0 | [13 empty] | Nos | 1.0 | [10 empty] | Ringlus Electro Controls & Automation PVT LTD | [18 empty] | CGST - RNG | 9.0
[121 empty] | SGST - RNG | 9.0
| 10A Double Pole 300mA RCBO L&T Exora AUF3C201030 | 10A Double Pole 300mA RCBO L&T Exora AUF3C201030 | LTMCB | Nos |  | 10A Double Pole 300mA RCBO L&T Exora AUF3C201030 |  | 0 | 0 | 1 | 1 | 1 | 0.0 | 0.0 | 0.0 | 0 |  |  | 0.0 | Electrical Components | 10A Double Pole 300mA RCBO L&T Exora AUF3C201030 | 0 | 31-12-2099 | Material Transfer | Moving Average |  | 0.0 |  | 0 | 0 |  | 0 | 0 | 0 | 0 |  | 0 | Item Attribute | 1 | Nos | 0.0 | 0.0 | 0 | 0.0 | 0 | L&T | AUF3C201030 | India |  |  | 0 | 0.0 |  | 0 | 0 |  | 0 | 0 | 0 | 0 |  |  | 0 | 0 | 0 |  | 0 | [5 empty] | 0 |  |  | 0 | [13 empty] | Nos | 1.0 | [10 empty] | Ringlus Electro Controls & Automation PVT LTD | [18 empty] | CGST - RNG | 9.0
[121 empty] | SGST - RNG | 9.0
| 16A Double Pole 10mA RCBO L&T Exora AUF3C201601 | 16A Double Pole 10mA RCBO L&T Exora AUF3C201601 | LTMCB | Nos |  | 16A Double Pole 10mA RCBO L&T Exora AUF3C201601 |  | 0 | 0 | 1 | 1 | 1 | 0.0 | 0.0 | 0.0 | 0 |  |  | 0.0 | Electrical Components | 16A Double Pole 10mA RCBO L&T Exora AUF3C201601 | 0 | 31-12-2099 | Material Transfer | Moving Average |  | 0.0 |  | 0 | 0 |  | 0 | 0 | 0 | 0 |  | 0 | Item Attribute | 1 | Nos | 0.0 | 0.0 | 0 | 0.0 | 0 | L&T | AUF3C201601 | India |  |  | 0 | 0.0 |  | 0 | 0 |  | 0 | 0 | 0 | 0 |  |  | 0 | 0 | 0 |  | 0 | [5 empty] | 0 |  |  | 0 | [13 empty] | Nos | 1.0 | [10 empty] | Ringlus Electro Controls & Automation PVT LTD | [18 empty] | CGST - RNG | 9.0
[121 empty] | SGST - RNG | 9.0
| 16A Double Pole 30mA RCBO L&T Exora AUF3C201603 | 16A Double Pole 30mA RCBO L&T Exora AUF3C201603 | LTMCB | Nos |  | 16A Double Pole 30mA RCBO L&T Exora AUF3C201603 |  | 0 | 0 | 1 | 1 | 1 | 0.0 | 0.0 | 0.0 | 0 |  |  | 0.0 | Electrical Components | 16A Double Pole 30mA RCBO L&T Exora AUF3C201603 | 0 | 31-12-2099 | Material Transfer | Moving Average |  | 0.0 |  | 0 | 0 |  | 0 | 0 | 0 | 0 |  | 0 | Item Attribute | 1 | Nos | 0.0 | 0.0 | 0 | 0.0 | 0 | L&T | AUF3C201603 | India |  |  | 0 | 0.0 |  | 0 | 0 |  | 0 | 0 | 0 | 0 |  |  | 0 | 0 | 0 |  | 0 | [5 empty] | 0 |  |  | 0 | [13 empty] | Nos | 1.0 | [10 empty] | Ringlus Electro Controls & Automation PVT LTD | [18 empty] | CGST - RNG | 9.0
[121 empty] | SGST - RNG | 9.0
| 16A Double Pole 100mA RCBO L&T Exora AUF3C201610 | 16A Double Pole 100mA RCBO L&T Exora AUF3C201610 | LTMCB | Nos |  | 16A Double Pole 100mA RCBO L&T Exora AUF3C201610 |  | 0 | 0 | 1 | 1 | 1 | 0.0 | 0.0 | 0.0 | 0 |  |  | 0.0 | Electrical Components | 16A Double Pole 100mA RCBO L&T Exora AUF3C201610 | 0 | 31-12-2099 | Material Transfer | Moving Average |  | 0.0 |  | 0 | 0 |  | 0 | 0 | 0 | 0 |  | 0 | Item Attribute | 1 | Nos | 0.0 | 0.0 | 0 | 0.0 | 0 | L&T | AUF3C201610 | India |  |  | 0 | 0.0 |  | 0 | 0 |  | 0 | 0 | 0 | 0 |  |  | 0 | 0 | 0 |  | 0 | [5 empty] | 0 |  |  | 0 | [13 empty] | Nos | 1.0 | [10 empty] | Ringlus Electro Controls & Automation PVT LTD | [18 empty] | CGST - RNG | 9.0
[121 empty] | SGST - RNG | 9.0
| 16A Double Pole 300mA RCBO L&T Exora AUF3C201630 | 16A Double Pole 300mA RCBO L&T Exora AUF3C201630 | LTMCB | Nos |  | 16A Double Pole 300mA RCBO L&T Exora AUF3C201630 |  | 0 | 0 | 1 | 1 | 1 | 0.0 | 0.0 | 0.0 | 0 |  |  | 0.0 | Electrical Components | 16A Double Pole 300mA RCBO L&T Exora AUF3C201630 | 0 | 31-12-2099 | Material Transfer | Moving Average |  | 0.0 |  | 0 | 0 |  | 0 | 0 | 0 | 0 |  | 0 | Item Attribute | 1 | Nos | 0.0 | 0.0 | 0 | 0.0 | 0 | L&T | AUF3C201630 | India |  |  | 0 | 0.0 |  | 0 | 0 |  | 0 | 0 | 0 | 0 |  |  | 0 | 0 | 0 |  | 0 | [5 empty] | 0 |  |  | 0 | [13 empty] | Nos | 1.0 | [10 empty] | Ringlus Electro Controls & Automation PVT LTD | [18 empty] | CGST - RNG | 9.0
[121 empty] | SGST - RNG | 9.0
| 20A Double Pole 30mA RCBO L&T Exora AUF3C202003 | 20A Double Pole 30mA RCBO L&T Exora AUF3C202003 | LTMCB | Nos |  | 20A Double Pole 30mA RCBO L&T Exora AUF3C202003 |  | 0 | 0 | 1 | 1 | 1 | 0.0 | 0.0 | 0.0 | 0 |  |  | 0.0 | Electrical Components | 20A Double Pole 30mA RCBO L&T Exora AUF3C202003 | 0 | 31-12-2099 | Material Transfer | Moving Average |  | 0.0 |  | 0 | 0 |  | 0 | 0 | 0 | 0 |  | 0 | Item Attribute | 1 | Nos | 0.0 | 0.0 | 0 | 0.0 | 0 | L&T | AUF3C202003 | India |  |  | 0 | 0.0 |  | 0 | 0 |  | 0 | 0 | 0 | 0 |  |  | 0 | 0 | 0 |  | 0 | [5 empty] | 0 |  |  | 0 | [13 empty] | Nos | 1.0 | [10 empty] | Ringlus Electro Controls & Automation PVT LTD | [18 empty] | CGST - RNG | 9.0
[121 empty] | SGST - RNG | 9.0
| 20A Double Pole 100mA RCBO L&T Exora AUF3C202010 | 20A Double Pole 100mA RCBO L&T Exora AUF3C202010 | LTMCB | Nos |  | 20A Double Pole 100mA RCBO L&T Exora AUF3C202010 |  | 0 | 0 | 1 | 1 | 1 | 0.0 | 0.0 | 0.0 | 0 |  |  | 0.0 | Electrical Components | 20A Double Pole 100mA RCBO L&T Exora AUF3C202010 | 0 | 31-12-2099 | Material Transfer | Moving Average |  | 0.0 |  | 0 | 0 |  | 0 | 0 | 0 | 0 |  | 0 | Item Attribute | 1 | Nos | 0.0 | 0.0 | 0 | 0.0 | 0 | L&T | AUF3C202010 | India |  |  | 0 | 0.0 |  | 0 | 0 |  | 0 | 0 | 0 | 0 |  |  | 0 | 0 | 0 |  | 0 | [5 empty] | 0 |  |  | 0 | [13 empty] | Nos | 1.0 | [10 empty] | Ringlus Electro Controls & Automation PVT LTD | [18 empty] | CGST - RNG | 9.0
[121 empty] | SGST - RNG | 9.0
| 20A Double Pole 300mA RCBO L&T Exora AUF3C202030 | 20A Double Pole 300mA RCBO L&T Exora AUF3C202030 | LTMCB | Nos |  | 20A Double Pole 300mA RCBO L&T Exora AUF3C202030 |  | 0 | 0 | 1 | 1 | 1 | 0.0 | 0.0 | 0.0 | 0 |  |  | 0.0 | Electrical Components | 20A Double Pole 300mA RCBO L&T Exora AUF3C202030 | 0 | 31-12-2099 | Material Transfer | Moving Average |  | 0.0 |  | 0 | 0 |  | 0 | 0 | 0 | 0 |  | 0 | Item Attribute | 1 | Nos | 0.0 | 0.0 | 0 | 0.0 | 0 | L&T | AUF3C202030 | India |  |  | 0 | 0.0 |  | 0 | 0 |  | 0 | 0 | 0 | 0 |  |  | 0 | 0 | 0 |  | 0 | [5 empty] | 0 |  |  | 0 | [13 empty] | Nos | 1.0 | [10 empty] | Ringlus Electro Controls & Automation PVT LTD | [18 empty] | CGST - RNG | 9.0
[121 empty] | SGST - RNG | 9.0
| 25A Double Pole 30mA RCBO L&T Exora AUF3C202503 | 25A Double Pole 30mA RCBO L&T Exora AUF3C202503 | LTMCB | Nos |  | 25A Double Pole 30mA RCBO L&T Exora AUF3C202503 |  | 0 | 0 | 1 | 1 | 1 | 0.0 | 0.0 | 0.0 | 0 |  |  | 0.0 | Electrical Components | 25A Double Pole 30mA RCBO L&T Exora AUF3C202503 | 0 | 31-12-2099 | Material Transfer | Moving Average |  | 0.0 |  | 0 | 0 |  | 0 | 0 | 0 | 0 |  | 0 | Item Attribute | 1 | Nos | 0.0 | 0.0 | 0 | 0.0 | 0 | L&T | AUF3C202503 | India |  |  | 0 | 0.0 |  | 0 | 0 |  | 0 | 0 | 0 | 0 |  |  | 0 | 0 | 0 |  | 0 | [5 empty] | 0 |  |  | 0 | [13 empty] | Nos | 1.0 | [10 empty] | Ringlus Electro Controls & Automation PVT LTD | [18 empty] | CGST - RNG | 9.0
[121 empty] | SGST - RNG | 9.0
| 25A Double Pole 100mA RCBO L&T Exora AUF3C202510 | 25A Double Pole 100mA RCBO L&T Exora AUF3C202510 | LTMCB | Nos |  | 25A Double Pole 100mA RCBO L&T Exora AUF3C202510 |  | 0 | 0 | 1 | 1 | 1 | 0.0 | 0.0 | 0.0 | 0 |  |  | 0.0 | Electrical Components | 25A Double Pole 100mA RCBO L&T Exora AUF3C202510 | 0 | 31-12-2099 | Material Transfer | Moving Average |  | 0.0 |  | 0 | 0 |  | 0 | 0 | 0 | 0 |  | 0 | Item Attribute | 1 | Nos | 0.0 | 0.0 | 0 | 0.0 | 0 | L&T | AUF3C202510 | India |  |  | 0 | 0.0 |  | 0 | 0 |  | 0 | 0 | 0 | 0 |  |  | 0 | 0 | 0 |  | 0 | [5 empty] | 0 |  |  | 0 | [13 empty] | Nos | 1.0 | [10 empty] | Ringlus Electro Controls & Automation PVT LTD | [18 empty] | CGST - RNG | 9.0
[121 empty] | SGST - RNG | 9.0
| 25A Double Pole 300mA RCBO L&T Exora AUF3C202530 | 25A Double Pole 300mA RCBO L&T Exora AUF3C202530 | LTMCB | Nos |  | 25A Double Pole 300mA RCBO L&T Exora AUF3C202530 |  | 0 | 0 | 1 | 1 | 1 | 0.0 | 0.0 | 0.0 | 0 |  |  | 0.0 | Electrical Components | 25A Double Pole 300mA RCBO L&T Exora AUF3C202530 | 0 | 31-12-2099 | Material Transfer | Moving Average |  | 0.0 |  | 0 | 0 |  | 0 | 0 | 0 | 0 |  | 0 | Item Attribute | 1 | Nos | 0.0 | 0.0 | 0 | 0.0 | 0 | L&T | AUF3C202530 | India |  |  | 0 | 0.0 |  | 0 | 0 |  | 0 | 0 | 0 | 0 |  |  | 0 | 0 | 0 |  | 0 | [5 empty] | 0 |  |  | 0 | [13 empty] | Nos | 1.0 | [10 empty] | Ringlus Electro Controls & Automation PVT LTD | [18 empty] | CGST - RNG | 9.0
[121 empty] | SGST - RNG | 9.0
| 32A Double Pole 30mA RCBO L&T Exora AUF3C203203 | 32A Double Pole 30mA RCBO L&T Exora AUF3C203203 | LTMCB | Nos |  | 32A Double Pole 30mA RCBO L&T Exora AUF3C203203 |  | 0 | 0 | 1 | 1 | 1 | 0.0 | 0.0 | 0.0 | 0 |  |  | 0.0 | Electrical Components | 32A Double Pole 30mA RCBO L&T Exora AUF3C203203 | 0 | 31-12-2099 | Material Transfer | Moving Average |  | 0.0 |  | 0 | 0 |  | 0 | 0 | 0 | 0 |  | 0 | Item Attribute | 1 | Nos | 0.0 | 0.0 | 0 | 0.0 | 0 | L&T | AUF3C203203 | India |  |  | 0 | 0.0 |  | 0 | 0 |  | 0 | 0 | 0 | 0 |  |  | 0 | 0 | 0 |  | 0 | [5 empty] | 0 |  |  | 0 | [13 empty] | Nos | 1.0 | [10 empty] | Ringlus Electro Controls & Automation PVT LTD | [18 empty] | CGST - RNG | 9.0
[121 empty] | SGST - RNG | 9.0
| 32A Double Pole 100mA RCBO L&T Exora AUF3C203210 | 32A Double Pole 100mA RCBO L&T Exora AUF3C203210 | LTMCB | Nos |  | 32A Double Pole 100mA RCBO L&T Exora AUF3C203210 |  | 0 | 0 | 1 | 1 | 1 | 0.0 | 0.0 | 0.0 | 0 |  |  | 0.0 | Electrical Components | 32A Double Pole 100mA RCBO L&T Exora AUF3C203210 | 0 | 31-12-2099 | Material Transfer | Moving Average |  | 0.0 |  | 0 | 0 |  | 0 | 0 | 0 | 0 |  | 0 | Item Attribute | 1 | Nos | 0.0 | 0.0 | 0 | 0.0 | 0 | L&T | AUF3C203210 | India |  |  | 0 | 0.0 |  | 0 | 0 |  | 0 | 0 | 0 | 0 |  |  | 0 | 0 | 0 |  | 0 | [5 empty] | 0 |  |  | 0 | [13 empty] | Nos | 1.0 | [10 empty] | Ringlus Electro Controls & Automation PVT LTD | [18 empty] | CGST - RNG | 9.0
[121 empty] | SGST - RNG | 9.0
| 32A Double Pole 300mA RCBO L&T Exora AUF3C203230 | 32A Double Pole 300mA RCBO L&T Exora AUF3C203230 | LTMCB | Nos |  | 32A Double Pole 300mA RCBO L&T Exora AUF3C203230 |  | 0 | 0 | 1 | 1 | 1 | 0.0 | 0.0 | 0.0 | 0 |  |  | 0.0 | Electrical Components | 32A Double Pole 300mA RCBO L&T Exora AUF3C203230 | 0 | 31-12-2099 | Material Transfer | Moving Average |  | 0.0 |  | 0 | 0 |  | 0 | 0 | 0 | 0 |  | 0 | Item Attribute | 1 | Nos | 0.0 | 0.0 | 0 | 0.0 | 0 | L&T | AUF3C203230 | India |  |  | 0 | 0.0 |  | 0 | 0 |  | 0 | 0 | 0 | 0 |  |  | 0 | 0 | 0 |  | 0 | [5 empty] | 0 |  |  | 0 | [13 empty] | Nos | 1.0 | [10 empty] | Ringlus Electro Controls & Automation PVT LTD | [18 empty] | CGST - RNG | 9.0
[121 empty] | SGST - RNG | 9.0
| 40A Double Pole 30mA RCBO L&T Exora AUF3C204003 | 40A Double Pole 30mA RCBO L&T Exora AUF3C204003 | LTMCB | Nos |  | 40A Double Pole 30mA RCBO L&T Exora AUF3C204003 |  | 0 | 0 | 1 | 1 | 1 | 0.0 | 0.0 | 0.0 | 0 |  |  | 0.0 | Electrical Components | 40A Double Pole 30mA RCBO L&T Exora AUF3C204003 | 0 | 31-12-2099 | Material Transfer | Moving Average |  | 0.0 |  | 0 | 0 |  | 0 | 0 | 0 | 0 |  | 0 | Item Attribute | 1 | Nos | 0.0 | 0.0 | 0 | 0.0 | 0 | L&T | AUF3C204003 | India |  |  | 0 | 0.0 |  | 0 | 0 |  | 0 | 0 | 0 | 0 |  |  | 0 | 0 | 0 |  | 0 | [5 empty] | 0 |  |  | 0 | [13 empty] | Nos | 1.0 | [10 empty] | Ringlus Electro Controls & Automation PVT LTD | [18 empty] | CGST - RNG | 9.0
[121 empty] | SGST - RNG | 9.0
| 40A Double Pole 100mA RCBO L&T Exora AUF3C204010 | 40A Double Pole 100mA RCBO L&T Exora AUF3C204010 | LTMCB | Nos |  | 40A Double Pole 100mA RCBO L&T Exora AUF3C204010 |  | 0 | 0 | 1 | 1 | 1 | 0.0 | 0.0 | 0.0 | 0 |  |  | 0.0 | Electrical Components | 40A Double Pole 100mA RCBO L&T Exora AUF3C204010 | 0 | 31-12-2099 | Material Transfer | Moving Average |  | 0.0 |  | 0 | 0 |  | 0 | 0 | 0 | 0 |  | 0 | Item Attribute | 1 | Nos | 0.0 | 0.0 | 0 | 0.0 | 0 | L&T | AUF3C204010 | India |  |  | 0 | 0.0 |  | 0 | 0 |  | 0 | 0 | 0 | 0 |  |  | 0 | 0 | 0 |  | 0 | [5 empty] | 0 |  |  | 0 | [13 empty] | Nos | 1.0 | [10 empty] | Ringlus Electro Controls & Automation PVT LTD | [18 empty] | CGST - RNG | 9.0
[121 empty] | SGST - RNG | 9.0
| 40A Double Pole 300mA RCBO L&T Exora AUF3C204030 | 40A Double Pole 300mA RCBO L&T Exora AUF3C204030 | LTMCB | Nos |  | 40A Double Pole 300mA RCBO L&T Exora AUF3C204030 |  | 0 | 0 | 1 | 1 | 1 | 0.0 | 0.0 | 0.0 | 0 |  |  | 0.0 | Electrical Components | 40A Double Pole 300mA RCBO L&T Exora AUF3C204030 | 0 | 31-12-2099 | Material Transfer | Moving Average |  | 0.0 |  | 0 | 0 |  | 0 | 0 | 0 | 0 |  | 0 | Item Attribute | 1 | Nos | 0.0 | 0.0 | 0 | 0.0 | 0 | L&T | AUF3C204030 | India |  |  | 0 | 0.0 |  | 0 | 0 |  | 0 | 0 | 0 | 0 |  |  | 0 | 0 | 0 |  | 0 | [5 empty] | 0 |  |  | 0 | [13 empty] | Nos | 1.0 | [10 empty] | Ringlus Electro Controls & Automation PVT LTD | [18 empty] | CGST - RNG | 9.0
[121 empty] | SGST - RNG | 9.0
| 63A Double Pole 30mA RCBO L&T Exora AUF3C206303 | 63A Double Pole 30mA RCBO L&T Exora AUF3C206303 | LTMCB | Nos |  | 63A Double Pole 30mA RCBO L&T Exora AUF3C206303 |  | 0 | 0 | 1 | 1 | 1 | 0.0 | 0.0 | 0.0 | 0 |  |  | 0.0 | Electrical Components | 63A Double Pole 30mA RCBO L&T Exora AUF3C206303 | 0 | 31-12-2099 | Material Transfer | Moving Average |  | 0.0 |  | 0 | 0 |  | 0 | 0 | 0 | 0 |  | 0 | Item Attribute | 1 | Nos | 0.0 | 0.0 | 0 | 0.0 | 0 | L&T | AUF3C206303 | India |  |  | 0 | 0.0 |  | 0 | 0 |  | 0 | 0 | 0 | 0 |  |  | 0 | 0 | 0 |  | 0 | [5 empty] | 0 |  |  | 0 | [13 empty] | Nos | 1.0 | [10 empty] | Ringlus Electro Controls & Automation PVT LTD | [18 empty] | CGST - RNG | 9.0
[121 empty] | SGST - RNG | 9.0
| 63A Double Pole 100mA RCBO L&T Exora AUF3C206310 | 63A Double Pole 100mA RCBO L&T Exora AUF3C206310 | LTMCB | Nos |  | 63A Double Pole 100mA RCBO L&T Exora AUF3C206310 |  | 0 | 0 | 1 | 1 | 1 | 0.0 | 0.0 | 0.0 | 0 |  |  | 0.0 | Electrical Components | 63A Double Pole 100mA RCBO L&T Exora AUF3C206310 | 0 | 31-12-2099 | Material Transfer | Moving Average |  | 0.0 |  | 0 | 0 |  | 0 | 0 | 0 | 0 |  | 0 | Item Attribute | 1 | Nos | 0.0 | 0.0 | 0 | 0.0 | 0 | L&T | AUF3C206310 | India |  |  | 0 | 0.0 |  | 0 | 0 |  | 0 | 0 | 0 | 0 |  |  | 0 | 0 | 0 |  | 0 | [5 empty] | 0 |  |  | 0 | [13 empty] | Nos | 1.0 | [10 empty] | Ringlus Electro Controls & Automation PVT LTD | [18 empty] | CGST - RNG | 9.0
[121 empty] | SGST - RNG | 9.0
| 63A Double Pole 300mA RCBO L&T Exora AUF3C206330 | 63A Double Pole 300mA RCBO L&T Exora AUF3C206330 | LTMCB | Nos |  | 63A Double Pole 300mA RCBO L&T Exora AUF3C206330 |  | 0 | 0 | 1 | 1 | 1 | 0.0 | 0.0 | 0.0 | 0 |  |  | 0.0 | Electrical Components | 63A Double Pole 300mA RCBO L&T Exora AUF3C206330 | 0 | 31-12-2099 | Material Transfer | Moving Average |  | 0.0 |  | 0 | 0 |  | 0 | 0 | 0 | 0 |  | 0 | Item Attribute | 1 | Nos | 0.0 | 0.0 | 0 | 0.0 | 0 | L&T | AUF3C206330 | India |  |  | 0 | 0.0 |  | 0 | 0 |  | 0 | 0 | 0 | 0 |  |  | 0 | 0 | 0 |  | 0 | [5 empty] | 0 |  |  | 0 | [13 empty] | Nos | 1.0 | [10 empty] | Ringlus Electro Controls & Automation PVT LTD | [18 empty] | CGST - RNG | 9.0
[121 empty] | SGST - RNG | 9.0
| 16A Four Pole 30mA RCBO L&T Exora AUF3C401603 | 16A Four Pole 30mA RCBO L&T Exora AUF3C401603 | LTMCB | Nos |  | 16A Four Pole 30mA RCBO L&T Exora AUF3C401603 |  | 0 | 0 | 1 | 1 | 1 | 0.0 | 0.0 | 0.0 | 0 |  |  | 0.0 | Electrical Components | 16A Four Pole 30mA RCBO L&T Exora AUF3C401603 | 0 | 31-12-2099 | Material Transfer | Moving Average |  | 0.0 |  | 0 | 0 |  | 0 | 0 | 0 | 0 |  | 0 | Item Attribute | 1 | Nos | 0.0 | 0.0 | 0 | 0.0 | 0 | L&T | AUF3C401603 | India |  |  | 0 | 0.0 |  | 0 | 0 |  | 0 | 0 | 0 | 0 |  |  | 0 | 0 | 0 |  | 0 | [5 empty] | 0 |  |  | 0 | [13 empty] | Nos | 1.0 | [10 empty] | Ringlus Electro Controls & Automation PVT LTD | [18 empty] | CGST - RNG | 9.0
[121 empty] | SGST - RNG | 9.0
| 16A Four Pole 100mA RCBO L&T Exora AUF3C401610 | 16A Four Pole 100mA RCBO L&T Exora AUF3C401610 | LTMCB | Nos |  | 16A Four Pole 100mA RCBO L&T Exora AUF3C401610 |  | 0 | 0 | 1 | 1 | 1 | 0.0 | 0.0 | 0.0 | 0 |  |  | 0.0 | Electrical Components | 16A Four Pole 100mA RCBO L&T Exora AUF3C401610 | 0 | 31-12-2099 | Material Transfer | Moving Average |  | 0.0 |  | 0 | 0 |  | 0 | 0 | 0 | 0 |  | 0 | Item Attribute | 1 | Nos | 0.0 | 0.0 | 0 | 0.0 | 0 | L&T | AUF3C401610 | India |  |  | 0 | 0.0 |  | 0 | 0 |  | 0 | 0 | 0 | 0 |  |  | 0 | 0 | 0 |  | 0 | [5 empty] | 0 |  |  | 0 | [13 empty] | Nos | 1.0 | [10 empty] | Ringlus Electro Controls & Automation PVT LTD | [18 empty] | CGST - RNG | 9.0
[121 empty] | SGST - RNG | 9.0
| 16A Four Pole 300mA RCBO L&T Exora AUF3C401630 | 16A Four Pole 300mA RCBO L&T Exora AUF3C401630 | LTMCB | Nos |  | 16A Four Pole 300mA RCBO L&T Exora AUF3C401630 |  | 0 | 0 | 1 | 1 | 1 | 0.0 | 0.0 | 0.0 | 0 |  |  | 0.0 | Electrical Components | 16A Four Pole 300mA RCBO L&T Exora AUF3C401630 | 0 | 31-12-2099 | Material Transfer | Moving Average |  | 0.0 |  | 0 | 0 |  | 0 | 0 | 0 | 0 |  | 0 | Item Attribute | 1 | Nos | 0.0 | 0.0 | 0 | 0.0 | 0 | L&T | AUF3C401630 | India |  |  | 0 | 0.0 |  | 0 | 0 |  | 0 | 0 | 0 | 0 |  |  | 0 | 0 | 0 |  | 0 | [5 empty] | 0 |  |  | 0 | [13 empty] | Nos | 1.0 | [10 empty] | Ringlus Electro Controls & Automation PVT LTD | [18 empty] | CGST - RNG | 9.0
[121 empty] | SGST - RNG | 9.0
| 20A Four Pole 30mA RCBO L&T Exora AUF3C402003 | 20A Four Pole 30mA RCBO L&T Exora AUF3C402003 | LTMCB | Nos |  | 20A Four Pole 30mA RCBO L&T Exora AUF3C402003 |  | 0 | 0 | 1 | 1 | 1 | 0.0 | 0.0 | 0.0 | 0 |  |  | 0.0 | Electrical Components | 20A Four Pole 30mA RCBO L&T Exora AUF3C402003 | 0 | 31-12-2099 | Material Transfer | Moving Average |  | 0.0 |  | 0 | 0 |  | 0 | 0 | 0 | 0 |  | 0 | Item Attribute | 1 | Nos | 0.0 | 0.0 | 0 | 0.0 | 0 | L&T | AUF3C402003 | India |  |  | 0 | 0.0 |  | 0 | 0 |  | 0 | 0 | 0 | 0 |  |  | 0 | 0 | 0 |  | 0 | [5 empty] | 0 |  |  | 0 | [13 empty] | Nos | 1.0 | [10 empty] | Ringlus Electro Controls & Automation PVT LTD | [18 empty] | CGST - RNG | 9.0
[121 empty] | SGST - RNG | 9.0
| 20A Four Pole 100mA RCBO L&T Exora AUF3C402010 | 20A Four Pole 100mA RCBO L&T Exora AUF3C402010 | LTMCB | Nos |  | 20A Four Pole 100mA RCBO L&T Exora AUF3C402010 |  | 0 | 0 | 1 | 1 | 1 | 0.0 | 0.0 | 0.0 | 0 |  |  | 0.0 | Electrical Components | 20A Four Pole 100mA RCBO L&T Exora AUF3C402010 | 0 | 31-12-2099 | Material Transfer | Moving Average |  | 0.0 |  | 0 | 0 |  | 0 | 0 | 0 | 0 |  | 0 | Item Attribute | 1 | Nos | 0.0 | 0.0 | 0 | 0.0 | 0 | L&T | AUF3C402010 | India |  |  | 0 | 0.0 |  | 0 | 0 |  | 0 | 0 | 0 | 0 |  |  | 0 | 0 | 0 |  | 0 | [5 empty] | 0 |  |  | 0 | [13 empty] | Nos | 1.0 | [10 empty] | Ringlus Electro Controls & Automation PVT LTD | [18 empty] | CGST - RNG | 9.0
[121 empty] | SGST - RNG | 9.0
| 20A Four Pole 300mA RCBO L&T Exora AUF3C402030 | 20A Four Pole 300mA RCBO L&T Exora AUF3C402030 | LTMCB | Nos |  | 20A Four Pole 300mA RCBO L&T Exora AUF3C402030 |  | 0 | 0 | 1 | 1 | 1 | 0.0 | 0.0 | 0.0 | 0 |  |  | 0.0 | Electrical Components | 20A Four Pole 300mA RCBO L&T Exora AUF3C402030 | 0 | 31-12-2099 | Material Transfer | Moving Average |  | 0.0 |  | 0 | 0 |  | 0 | 0 | 0 | 0 |  | 0 | Item Attribute | 1 | Nos | 0.0 | 0.0 | 0 | 0.0 | 0 | L&T | AUF3C402030 | India |  |  | 0 | 0.0 |  | 0 | 0 |  | 0 | 0 | 0 | 0 |  |  | 0 | 0 | 0 |  | 0 | [5 empty] | 0 |  |  | 0 | [13 empty] | Nos | 1.0 | [10 empty] | Ringlus Electro Controls & Automation PVT LTD | [18 empty] | CGST - RNG | 9.0
[121 empty] | SGST - RNG | 9.0
| 25A Four Pole 30mA RCBO L&T Exora AUF3C402503 | 25A Four Pole 30mA RCBO L&T Exora AUF3C402503 | LTMCB | Nos |  | 25A Four Pole 30mA RCBO L&T Exora AUF3C402503 |  | 0 | 0 | 1 | 1 | 1 | 0.0 | 0.0 | 0.0 | 0 |  |  | 0.0 | Electrical Components | 25A Four Pole 30mA RCBO L&T Exora AUF3C402503 | 0 | 31-12-2099 | Material Transfer | Moving Average |  | 0.0 |  | 0 | 0 |  | 0 | 0 | 0 | 0 |  | 0 | Item Attribute | 1 | Nos | 0.0 | 0.0 | 0 | 0.0 | 0 | L&T | AUF3C402503 | India |  |  | 0 | 0.0 |  | 0 | 0 |  | 0 | 0 | 0 | 0 |  |  | 0 | 0 | 0 |  | 0 | [5 empty] | 0 |  |  | 0 | [13 empty] | Nos | 1.0 | [10 empty] | Ringlus Electro Controls & Automation PVT LTD | [18 empty] | CGST - RNG | 9.0
[121 empty] | SGST - RNG | 9.0
| 25A Four Pole 100mA RCBO L&T Exora AUF3C402510 | 25A Four Pole 100mA RCBO L&T Exora AUF3C402510 | LTMCB | Nos |  | 25A Four Pole 100mA RCBO L&T Exora AUF3C402510 |  | 0 | 0 | 1 | 1 | 1 | 0.0 | 0.0 | 0.0 | 0 |  |  | 0.0 | Electrical Components | 25A Four Pole 100mA RCBO L&T Exora AUF3C402510 | 0 | 31-12-2099 | Material Transfer | Moving Average |  | 0.0 |  | 0 | 0 |  | 0 | 0 | 0 | 0 |  | 0 | Item Attribute | 1 | Nos | 0.0 | 0.0 | 0 | 0.0 | 0 | L&T | AUF3C402510 | India |  |  | 0 | 0.0 |  | 0 | 0 |  | 0 | 0 | 0 | 0 |  |  | 0 | 0 | 0 |  | 0 | [5 empty] | 0 |  |  | 0 | [13 empty] | Nos | 1.0 | [10 empty] | Ringlus Electro Controls & Automation PVT LTD | [18 empty] | CGST - RNG | 9.0
[121 empty] | SGST - RNG | 9.0
| 25A Four Pole 300mA RCBO L&T Exora AUF3C402530 | 25A Four Pole 300mA RCBO L&T Exora AUF3C402530 | LTMCB | Nos |  | 25A Four Pole 300mA RCBO L&T Exora AUF3C402530 |  | 0 | 0 | 1 | 1 | 1 | 0.0 | 0.0 | 0.0 | 0 |  |  | 0.0 | Electrical Components | 25A Four Pole 300mA RCBO L&T Exora AUF3C402530 | 0 | 31-12-2099 | Material Transfer | Moving Average |  | 0.0 |  | 0 | 0 |  | 0 | 0 | 0 | 0 |  | 0 | Item Attribute | 1 | Nos | 0.0 | 0.0 | 0 | 0.0 | 0 | L&T | AUF3C402530 | India |  |  | 0 | 0.0 |  | 0 | 0 |  | 0 | 0 | 0 | 0 |  |  | 0 | 0 | 0 |  | 0 | [5 empty] | 0 |  |  | 0 | [13 empty] | Nos | 1.0 | [10 empty] | Ringlus Electro Controls & Automation PVT LTD | [18 empty] | CGST - RNG | 9.0
[121 empty] | SGST - RNG | 9.0
| 32A Four Pole 30mA RCBO L&T Exora AUF3C403203 | 32A Four Pole 30mA RCBO L&T Exora AUF3C403203 | LTMCB | Nos |  | 32A Four Pole 30mA RCBO L&T Exora AUF3C403203 |  | 0 | 0 | 1 | 1 | 1 | 0.0 | 0.0 | 0.0 | 0 |  |  | 0.0 | Electrical Components | 32A Four Pole 30mA RCBO L&T Exora AUF3C403203 | 0 | 31-12-2099 | Material Transfer | Moving Average |  | 0.0 |  | 0 | 0 |  | 0 | 0 | 0 | 0 |  | 0 | Item Attribute | 1 | Nos | 0.0 | 0.0 | 0 | 0.0 | 0 | L&T | AUF3C403203 | India |  |  | 0 | 0.0 |  | 0 | 0 |  | 0 | 0 | 0 | 0 |  |  | 0 | 0 | 0 |  | 0 | [5 empty] | 0 |  |  | 0 | [13 empty] | Nos | 1.0 | [10 empty] | Ringlus Electro Controls & Automation PVT LTD | [18 empty] | CGST - RNG | 9.0
[121 empty] | SGST - RNG | 9.0
| 32A Four Pole 100mA RCBO L&T Exora AUF3C403210 | 32A Four Pole 100mA RCBO L&T Exora AUF3C403210 | LTMCB | Nos |  | 32A Four Pole 100mA RCBO L&T Exora AUF3C403210 |  | 0 | 0 | 1 | 1 | 1 | 0.0 | 0.0 | 0.0 | 0 |  |  | 0.0 | Electrical Components | 32A Four Pole 100mA RCBO L&T Exora AUF3C403210 | 0 | 31-12-2099 | Material Transfer | Moving Average |  | 0.0 |  | 0 | 0 |  | 0 | 0 | 0 | 0 |  | 0 | Item Attribute | 1 | Nos | 0.0 | 0.0 | 0 | 0.0 | 0 | L&T | AUF3C403210 | India |  |  | 0 | 0.0 |  | 0 | 0 |  | 0 | 0 | 0 | 0 |  |  | 0 | 0 | 0 |  | 0 | [5 empty] | 0 |  |  | 0 | [13 empty] | Nos | 1.0 | [10 empty] | Ringlus Electro Controls & Automation PVT LTD | [18 empty] | CGST - RNG | 9.0
[121 empty] | SGST - RNG | 9.0
| 32A Four Pole 300mA RCBO L&T Exora AUF3C403230 | 32A Four Pole 300mA RCBO L&T Exora AUF3C403230 | LTMCB | Nos |  | 32A Four Pole 300mA RCBO L&T Exora AUF3C403230 |  | 0 | 0 | 1 | 1 | 1 | 0.0 | 0.0 | 0.0 | 0 |  |  | 0.0 | Electrical Components | 32A Four Pole 300mA RCBO L&T Exora AUF3C403230 | 0 | 31-12-2099 | Material Transfer | Moving Average |  | 0.0 |  | 0 | 0 |  | 0 | 0 | 0 | 0 |  | 0 | Item Attribute | 1 | Nos | 0.0 | 0.0 | 0 | 0.0 | 0 | L&T | AUF3C403230 | India |  |  | 0 | 0.0 |  | 0 | 0 |  | 0 | 0 | 0 | 0 |  |  | 0 | 0 | 0 |  | 0 | [5 empty] | 0 |  |  | 0 | [13 empty] | Nos | 1.0 | [10 empty] | Ringlus Electro Controls & Automation PVT LTD | [18 empty] | CGST - RNG | 9.0
[121 empty] | SGST - RNG | 9.0
| 40A Four Pole 30mA RCBO L&T Exora AUF3C404003 | 40A Four Pole 30mA RCBO L&T Exora AUF3C404003 | LTMCB | Nos |  | 40A Four Pole 30mA RCBO L&T Exora AUF3C404003 |  | 0 | 0 | 1 | 1 | 1 | 0.0 | 0.0 | 0.0 | 0 |  |  | 0.0 | Electrical Components | 40A Four Pole 30mA RCBO L&T Exora AUF3C404003 | 0 | 31-12-2099 | Material Transfer | Moving Average |  | 0.0 |  | 0 | 0 |  | 0 | 0 | 0 | 0 |  | 0 | Item Attribute | 1 | Nos | 0.0 | 0.0 | 0 | 0.0 | 0 | L&T | AUF3C404003 | India |  |  | 0 | 0.0 |  | 0 | 0 |  | 0 | 0 | 0 | 0 |  |  | 0 | 0 | 0 |  | 0 | [5 empty] | 0 |  |  | 0 | [13 empty] | Nos | 1.0 | [10 empty] | Ringlus Electro Controls & Automation PVT LTD | [18 empty] | CGST - RNG | 9.0
[121 empty] | SGST - RNG | 9.0
| 40A Four Pole 100mA RCBO L&T Exora AUF3C404010 | 40A Four Pole 100mA RCBO L&T Exora AUF3C404010 | LTMCB | Nos |  | 40A Four Pole 100mA RCBO L&T Exora AUF3C404010 |  | 0 | 0 | 1 | 1 | 1 | 0.0 | 0.0 | 0.0 | 0 |  |  | 0.0 | Electrical Components | 40A Four Pole 100mA RCBO L&T Exora AUF3C404010 | 0 | 31-12-2099 | Material Transfer | Moving Average |  | 0.0 |  | 0 | 0 |  | 0 | 0 | 0 | 0 |  | 0 | Item Attribute | 1 | Nos | 0.0 | 0.0 | 0 | 0.0 | 0 | L&T | AUF3C404010 | India |  |  | 0 | 0.0 |  | 0 | 0 |  | 0 | 0 | 0 | 0 |  |  | 0 | 0 | 0 |  | 0 | [5 empty] | 0 |  |  | 0 | [13 empty] | Nos | 1.0 | [10 empty] | Ringlus Electro Controls & Automation PVT LTD | [18 empty] | CGST - RNG | 9.0
[121 empty] | SGST - RNG | 9.0
| 40A Four Pole 300mA RCBO L&T Exora AUF3C404030 | 40A Four Pole 300mA RCBO L&T Exora AUF3C404030 | LTMCB | Nos |  | 40A Four Pole 300mA RCBO L&T Exora AUF3C404030 |  | 0 | 0 | 1 | 1 | 1 | 0.0 | 0.0 | 0.0 | 0 |  |  | 0.0 | Electrical Components | 40A Four Pole 300mA RCBO L&T Exora AUF3C404030 | 0 | 31-12-2099 | Material Transfer | Moving Average |  | 0.0 |  | 0 | 0 |  | 0 | 0 | 0 | 0 |  | 0 | Item Attribute | 1 | Nos | 0.0 | 0.0 | 0 | 0.0 | 0 | L&T | AUF3C404030 | India |  |  | 0 | 0.0 |  | 0 | 0 |  | 0 | 0 | 0 | 0 |  |  | 0 | 0 | 0 |  | 0 | [5 empty] | 0 |  |  | 0 | [13 empty] | Nos | 1.0 | [10 empty] | Ringlus Electro Controls & Automation PVT LTD | [18 empty] | CGST - RNG | 9.0
[121 empty] | SGST - RNG | 9.0
| 63A Four Pole 30mA RCBO L&T Exora AUF3C406303 | 63A Four Pole 30mA RCBO L&T Exora AUF3C406303 | LTMCB | Nos |  | 63A Four Pole 30mA RCBO L&T Exora AUF3C406303 |  | 0 | 0 | 1 | 1 | 1 | 0.0 | 0.0 | 0.0 | 0 |  |  | 0.0 | Electrical Components | 63A Four Pole 30mA RCBO L&T Exora AUF3C406303 | 0 | 31-12-2099 | Material Transfer | Moving Average |  | 0.0 |  | 0 | 0 |  | 0 | 0 | 0 | 0 |  | 0 | Item Attribute | 1 | Nos | 0.0 | 0.0 | 0 | 0.0 | 0 | L&T | AUF3C406303 | India |  |  | 0 | 0.0 |  | 0 | 0 |  | 0 | 0 | 0 | 0 |  |  | 0 | 0 | 0 |  | 0 | [5 empty] | 0 |  |  | 0 | [13 empty] | Nos | 1.0 | [10 empty] | Ringlus Electro Controls & Automation PVT LTD | [18 empty] | CGST - RNG | 9.0
[121 empty] | SGST - RNG | 9.0
| 63A Four Pole 100mA RCBO L&T Exora AUF3C406310 | 63A Four Pole 100mA RCBO L&T Exora AUF3C406310 | LTMCB | Nos |  | 63A Four Pole 100mA RCBO L&T Exora AUF3C406310 |  | 0 | 0 | 1 | 1 | 1 | 0.0 | 0.0 | 0.0 | 0 |  |  | 0.0 | Electrical Components | 63A Four Pole 100mA RCBO L&T Exora AUF3C406310 | 0 | 31-12-2099 | Material Transfer | Moving Average |  | 0.0 |  | 0 | 0 |  | 0 | 0 | 0 | 0 |  | 0 | Item Attribute | 1 | Nos | 0.0 | 0.0 | 0 | 0.0 | 0 | L&T | AUF3C406310 | India |  |  | 0 | 0.0 |  | 0 | 0 |  | 0 | 0 | 0 | 0 |  |  | 0 | 0 | 0 |  | 0 | [5 empty] | 0 |  |  | 0 | [13 empty] | Nos | 1.0 | [10 empty] | Ringlus Electro Controls & Automation PVT LTD | [18 empty] | CGST - RNG | 9.0
[121 empty] | SGST - RNG | 9.0
| 63A Four Pole 300mA RCBO L&T Exora AUF3C406330 | 63A Four Pole 300mA RCBO L&T Exora AUF3C406330 | LTMCB | Nos |  | 63A Four Pole 300mA RCBO L&T Exora AUF3C406330 |  | 0 | 0 | 1 | 1 | 1 | 0.0 | 0.0 | 0.0 | 0 |  |  | 0.0 | Electrical Components | 63A Four Pole 300mA RCBO L&T Exora AUF3C406330 | 0 | 31-12-2099 | Material Transfer | Moving Average |  | 0.0 |  | 0 | 0 |  | 0 | 0 | 0 | 0 |  | 0 | Item Attribute | 1 | Nos | 0.0 | 0.0 | 0 | 0.0 | 0 | L&T | AUF3C406330 | India |  |  | 0 | 0.0 |  | 0 | 0 |  | 0 | 0 | 0 | 0 |  |  | 0 | 0 | 0 |  | 0 | [5 empty] | 0 |  |  | 0 | [13 empty] | Nos | 1.0 | [10 empty] | Ringlus Electro Controls & Automation PVT LTD | [18 empty] | CGST - RNG | 9.0
[121 empty] | SGST - RNG | 9.0
| 25A Double Pole Changeover Switch L&T AUC00202500 | 25A Double Pole Changeover Switch L&T AUC00202500 | LTMCB | Nos |  | 25A Double Pole Changeover Switch L&T AUC00202500 |  | 0 | 0 | 1 | 1 | 1 | 0.0 | 0.0 | 0.0 | 0 |  |  | 0.0 | Electrical Components | 25A Double Pole Changeover Switch L&T AUC00202500 | 0 | 31-12-2099 | Material Transfer | Moving Average |  | 0.0 |  | 0 | 0 |  | 0 | 0 | 0 | 0 |  | 0 | Item Attribute | 1 | Nos | 0.0 | 0.0 | 0 | 0.0 | 0 | L&T | AUC00202500 | India |  |  | 0 | 0.0 |  | 0 | 0 |  | 0 | 0 | 0 | 0 |  |  | 0 | 0 | 0 |  | 0 | [5 empty] | 0 |  |  | 0 | [13 empty] | Nos | 1.0 | [10 empty] | Ringlus Electro Controls & Automation PVT LTD | [18 empty] | CGST - RNG | 9.0
[121 empty] | SGST - RNG | 9.0
| 40A Double Pole Changeover Switch L&T AUC00204000 | 40A Double Pole Changeover Switch L&T AUC00204000 | LTMCB | Nos |  | 40A Double Pole Changeover Switch L&T AUC00204000 |  | 0 | 0 | 1 | 1 | 1 | 0.0 | 0.0 | 0.0 | 0 |  |  | 0.0 | Electrical Components | 40A Double Pole Changeover Switch L&T AUC00204000 | 0 | 31-12-2099 | Material Transfer | Moving Average |  | 0.0 |  | 0 | 0 |  | 0 | 0 | 0 | 0 |  | 0 | Item Attribute | 1 | Nos | 0.0 | 0.0 | 0 | 0.0 | 0 | L&T | AUC00204000 | India |  |  | 0 | 0.0 |  | 0 | 0 |  | 0 | 0 | 0 | 0 |  |  | 0 | 0 | 0 |  | 0 | [5 empty] | 0 |  |  | 0 | [13 empty] | Nos | 1.0 | [10 empty] | Ringlus Electro Controls & Automation PVT LTD | [18 empty] | CGST - RNG | 9.0
[121 empty] | SGST - RNG | 9.0
| 63A Double Pole Changeover Switch L&T AUC00206300 | 63A Double Pole Changeover Switch L&T AUC00206300 | LTMCB | Nos |  | 63A Double Pole Changeover Switch L&T AUC00206300 |  | 0 | 0 | 1 | 1 | 1 | 0.0 | 0.0 | 0.0 | 0 |  |  | 0.0 | Electrical Components | 63A Double Pole Changeover Switch L&T AUC00206300 | 0 | 31-12-2099 | Material Transfer | Moving Average |  | 0.0 |  | 0 | 0 |  | 0 | 0 | 0 | 0 |  | 0 | Item Attribute | 1 | Nos | 0.0 | 0.0 | 0 | 0.0 | 0 | L&T | AUC00206300 | India |  |  | 0 | 0.0 |  | 0 | 0 |  | 0 | 0 | 0 | 0 |  |  | 0 | 0 | 0 |  | 0 | [5 empty] | 0 |  |  | 0 | [13 empty] | Nos | 1.0 | [10 empty] | Ringlus Electro Controls & Automation PVT LTD | [18 empty] | CGST - RNG | 9.0
[121 empty] | SGST - RNG | 9.0
| 40A Four Pole Chengeover Switch L&T AUC00404000 | 40A Four Pole Chengeover Switch L&T AUC00404000 | LTMCB | Nos |  | 40A Four Pole Chengeover Switch L&T AUC00404000 |  | 0 | 0 | 1 | 1 | 1 | 0.0 | 0.0 | 0.0 | 0 |  |  | 0.0 | Electrical Components | 40A Four Pole Chengeover Switch L&T AUC00404000 | 0 | 31-12-2099 | Material Transfer | Moving Average |  | 0.0 |  | 0 | 0 |  | 0 | 0 | 0 | 0 |  | 0 | Item Attribute | 1 | Nos | 0.0 | 0.0 | 0 | 0.0 | 0 | L&T | AUC00404000 | India |  |  | 0 | 0.0 |  | 0 | 0 |  | 0 | 0 | 0 | 0 |  |  | 0 | 0 | 0 |  | 0 | [5 empty] | 0 |  |  | 0 | [13 empty] | Nos | 1.0 | [10 empty] | Ringlus Electro Controls & Automation PVT LTD | [18 empty] | CGST - RNG | 9.0
[121 empty] | SGST - RNG | 9.0
| 63A Four Pole Chengeover Switch L&T AUC00406300 | 63A Four Pole Chengeover Switch L&T AUC00406300 | LTMCB | Nos |  | 63A Four Pole Chengeover Switch L&T AUC00406300 |  | 0 | 0 | 1 | 1 | 1 | 0.0 | 0.0 | 0.0 | 0 |  |  | 0.0 | Electrical Components | 63A Four Pole Chengeover Switch L&T AUC00406300 | 0 | 31-12-2099 | Material Transfer | Moving Average |  | 0.0 |  | 0 | 0 |  | 0 | 0 | 0 | 0 |  | 0 | Item Attribute | 1 | Nos | 0.0 | 0.0 | 0 | 0.0 | 0 | L&T | AUC00406300 | India |  |  | 0 | 0.0 |  | 0 | 0 |  | 0 | 0 | 0 | 0 |  |  | 0 | 0 | 0 |  | 0 | [5 empty] | 0 |  |  | 0 | [13 empty] | Nos | 1.0 | [10 empty] | Ringlus Electro Controls & Automation PVT LTD | [18 empty] | CGST - RNG | 9.0
[121 empty] | SGST - RNG | 9.0
| Analog Time Switch Module 1 L&T AUTS01ANA00 | Analog Time Switch Module 1 L&T AUTS01ANA00 | LTMTR | Nos |  | Analog Time Switch Module 1 L&T AUTS01ANA00 |  | 0 | 0 | 1 | 1 | 1 | 0.0 | 0.0 | 0.0 | 0 |  |  | 0.0 | Electrical Components | Analog Time Switch Module 1 L&T AUTS01ANA00 | 0 | 31-12-2099 | Material Transfer | Moving Average |  | 0.0 |  | 0 | 0 |  | 0 | 0 | 0 | 0 |  | 0 | Item Attribute | 1 | Nos | 0.0 | 0.0 | 0 | 0.0 | 0 | L&T | AUTS01ANA00 | India |  |  | 0 | 0.0 |  | 0 | 0 |  | 0 | 0 | 0 | 0 |  |  | 0 | 0 | 0 |  | 0 | [5 empty] | 0 |  |  | 0 | [13 empty] | Nos | 1.0 | [10 empty] | Ringlus Electro Controls & Automation PVT LTD | [18 empty] | CGST - RNG | 9.0
[121 empty] | SGST - RNG | 9.0
| Analog Time Switch Module 3 L&T AUTS03ANA00 | Analog Time Switch Module 3 L&T AUTS03ANA00 | LTMTR | Nos |  | Analog Time Switch Module 3 L&T AUTS03ANA00 |  | 0 | 0 | 1 | 1 | 1 | 0.0 | 0.0 | 0.0 | 0 |  |  | 0.0 | Electrical Components | Analog Time Switch Module 3 L&T AUTS03ANA00 | 0 | 31-12-2099 | Material Transfer | Moving Average |  | 0.0 |  | 0 | 0 |  | 0 | 0 | 0 | 0 |  | 0 | Item Attribute | 1 | Nos | 0.0 | 0.0 | 0 | 0.0 | 0 | L&T | AUTS03ANA00 | India |  |  | 0 | 0.0 |  | 0 | 0 |  | 0 | 0 | 0 | 0 |  |  | 0 | 0 | 0 |  | 0 | [5 empty] | 0 |  |  | 0 | [13 empty] | Nos | 1.0 | [10 empty] | Ringlus Electro Controls & Automation PVT LTD | [18 empty] | CGST - RNG | 9.0
[121 empty] | SGST - RNG | 9.0
| Digital Time Switch Module 2 L&T AUTS02DIG00 | Digital Time Switch Module 2 L&T AUTS02DIG00 | LTMTR | Nos |  | Digital Time Switch Module 2 L&T AUTS02DIG00 |  | 0 | 0 | 1 | 1 | 1 | 0.0 | 0.0 | 0.0 | 0 |  |  | 0.0 | Electrical Components | Digital Time Switch Module 2 L&T AUTS02DIG00 | 0 | 31-12-2099 | Material Transfer | Moving Average |  | 0.0 |  | 0 | 0 |  | 0 | 0 | 0 | 0 |  | 0 | Item Attribute | 1 | Nos | 0.0 | 0.0 | 0 | 0.0 | 0 | L&T | AUTS02DIG00 | India |  |  | 0 | 0.0 |  | 0 | 0 |  | 0 | 0 | 0 | 0 |  |  | 0 | 0 | 0 |  | 0 | [5 empty] | 0 |  |  | 0 | [13 empty] | Nos | 1.0 | [10 empty] | Ringlus Electro Controls & Automation PVT LTD | [18 empty] | CGST - RNG | 9.0
[121 empty] | SGST - RNG | 9.0
| Astro time Switch 2 L&T AUTS02AST00 | Astro time Switch 2 L&T AUTS02AST00 | LTMTR | Nos |  | Astro time Switch 2 L&T AUTS02AST00 |  | 0 | 0 | 1 | 1 | 1 | 0.0 | 0.0 | 0.0 | 0 |  |  | 0.0 | Electrical Components | Astro time Switch 2 L&T AUTS02AST00 | 0 | 31-12-2099 | Material Transfer | Moving Average |  | 0.0 |  | 0 | 0 |  | 0 | 0 | 0 | 0 |  | 0 | Item Attribute | 1 | Nos | 0.0 | 0.0 | 0 | 0.0 | 0 | L&T | AUTS02AST00 | India |  |  | 0 | 0.0 |  | 0 | 0 |  | 0 | 0 | 0 | 0 |  |  | 0 | 0 | 0 |  | 0 | [5 empty] | 0 |  |  | 0 | [13 empty] | Nos | 1.0 | [10 empty] | Ringlus Electro Controls & Automation PVT LTD | [18 empty] | CGST - RNG | 9.0
[121 empty] | SGST - RNG | 9.0
| Single Phase (5-40A)Energy Meter WD4000101OOO | Single Phase (5-40A)Energy Meter WD4000101OOO | LTMTR | Nos |  | Single Phase (5-40A)Energy Meter WD4000101OOO |  | 0 | 0 | 1 | 1 | 1 | 0.0 | 0.0 | 0.0 | 0 |  |  | 0.0 | Electrical Components | Single Phase (5-40A)Energy Meter WD4000101OOO | 0 | 31-12-2099 | Material Transfer | Moving Average |  | 0.0 |  | 0 | 0 |  | 0 | 0 | 0 | 0 |  | 0 | Item Attribute | 1 | Nos | 0.0 | 0.0 | 0 | 0.0 | 0 | L&T | WD4000101OOO | India |  |  | 0 | 0.0 |  | 0 | 0 |  | 0 | 0 | 0 | 0 |  |  | 0 | 0 | 0 |  | 0 | [5 empty] | 0 |  |  | 0 | [13 empty] | Nos | 1.0 | [10 empty] | Ringlus Electro Controls & Automation PVT LTD | [18 empty] | CGST - RNG | 9.0
[121 empty] | SGST - RNG | 9.0
| Single Phase (10-60A)Energy Meter WD4000103OOO | Single Phase (10-60A)Energy Meter WD4000103OOO | LTMTR | Nos |  | Single Phase (10-60A)Energy Meter WD4000103OOO |  | 0 | 0 | 1 | 1 | 1 | 0.0 | 0.0 | 0.0 | 0 |  |  | 0.0 | Electrical Components | Single Phase (10-60A)Energy Meter WD4000103OOO | 0 | 31-12-2099 | Material Transfer | Moving Average |  | 0.0 |  | 0 | 0 |  | 0 | 0 | 0 | 0 |  | 0 | Item Attribute | 1 | Nos | 0.0 | 0.0 | 0 | 0.0 | 0 | L&T | WD4000103OOO | India |  |  | 0 | 0.0 |  | 0 | 0 |  | 0 | 0 | 0 | 0 |  |  | 0 | 0 | 0 |  | 0 | [5 empty] | 0 |  |  | 0 | [13 empty] | Nos | 1.0 | [10 empty] | Ringlus Electro Controls & Automation PVT LTD | [18 empty] | CGST - RNG | 9.0
[121 empty] | SGST - RNG | 9.0
| 630A 50KA MDO TP MPR ACB L&T SL96041 | 630A 50KA MDO TP MPR ACB L&T SL96041 | LTCPACB | Nos |  | 630A 50KA MDO TP MPR ACB L&T SL96041 |  | 0 | 0 | 1 | 1 | 1 | 0.0 | 0.0 | 0.0 | 0 |  |  | 0.0 | Electrical Components | 630A 50KA MDO TP MPR ACB L&T SL96041 | 0 | 31-12-2099 | Material Transfer | Moving Average |  | 0.0 |  | 0 | 0 |  | 0 | 0 | 0 | 0 |  | 0 | Item Attribute | 1 | Nos | 0.0 | 0.0 | 0 | 0.0 | 0 | L&T | SL96041 | India |  |  | 0 | 0.0 |  | 0 | 0 |  | 0 | 0 | 0 | 0 |  |  | 0 | 0 | 0 |  | 0 | [5 empty] | 0 |  |  | 0 | [13 empty] | Nos | 1.0 | [10 empty] | Ringlus Electro Controls & Automation PVT LTD | [18 empty] | CGST - RNG | 9.0
[121 empty] | SGST - RNG | 9.0
| 630A 50KA EDO TP MPR ACB L&T SL96051 | 630A 50KA EDO TP MPR ACB L&T SL96051 | LTCPACB | Nos |  | 630A 50KA EDO TP MPR ACB L&T SL96051 |  | 0 | 0 | 1 | 1 | 1 | 0.0 | 0.0 | 0.0 | 0 |  |  | 0.0 | Electrical Components | 630A 50KA EDO TP MPR ACB L&T SL96051 | 0 | 31-12-2099 | Material Transfer | Moving Average |  | 0.0 |  | 0 | 0 |  | 0 | 0 | 0 | 0 |  | 0 | Item Attribute | 1 | Nos | 0.0 | 0.0 | 0 | 0.0 | 0 | L&T | SL96051 | India |  |  | 0 | 0.0 |  | 0 | 0 |  | 0 | 0 | 0 | 0 |  |  | 0 | 0 | 0 |  | 0 | [5 empty] | 0 |  |  | 0 | [13 empty] | Nos | 1.0 | [10 empty] | Ringlus Electro Controls & Automation PVT LTD | [18 empty] | CGST - RNG | 9.0
[121 empty] | SGST - RNG | 9.0
| 800A 50KA MDO TP MPR ACB L&T SL96042 | 800A 50KA MDO TP MPR ACB L&T SL96042 | LTCPACB | Nos |  | 800A 50KA MDO TP MPR ACB L&T SL96042 |  | 0 | 0 | 1 | 1 | 1 | 0.0 | 0.0 | 0.0 | 0 |  |  | 0.0 | Electrical Components | 800A 50KA MDO TP MPR ACB L&T SL96042 | 0 | 31-12-2099 | Material Transfer | Moving Average |  | 0.0 |  | 0 | 0 |  | 0 | 0 | 0 | 0 |  | 0 | Item Attribute | 1 | Nos | 0.0 | 0.0 | 0 | 0.0 | 0 | L&T | SL96042 | India |  |  | 0 | 0.0 |  | 0 | 0 |  | 0 | 0 | 0 | 0 |  |  | 0 | 0 | 0 |  | 0 | [5 empty] | 0 |  |  | 0 | [13 empty] | Nos | 1.0 | [10 empty] | Ringlus Electro Controls & Automation PVT LTD | [18 empty] | CGST - RNG | 9.0
[121 empty] | SGST - RNG | 9.0
| 800A 50KA EDO TP MPR ACB L&T SL96052 | 800A 50KA EDO TP MPR ACB L&T SL96052 | LTCPACB | Nos |  | 800A 50KA EDO TP MPR ACB L&T SL96052 |  | 0 | 0 | 1 | 1 | 1 | 0.0 | 0.0 | 0.0 | 0 |  |  | 0.0 | Electrical Components | 800A 50KA EDO TP MPR ACB L&T SL96052 | 0 | 31-12-2099 | Material Transfer | Moving Average |  | 0.0 |  | 0 | 0 |  | 0 | 0 | 0 | 0 |  | 0 | Item Attribute | 1 | Nos | 0.0 | 0.0 | 0 | 0.0 | 0 | L&T | SL96052 | India |  |  | 0 | 0.0 |  | 0 | 0 |  | 0 | 0 | 0 | 0 |  |  | 0 | 0 | 0 |  | 0 | [5 empty] | 0 |  |  | 0 | [13 empty] | Nos | 1.0 | [10 empty] | Ringlus Electro Controls & Automation PVT LTD | [18 empty] | CGST - RNG | 9.0
[121 empty] | SGST - RNG | 9.0
| 1000A 50KA MDO TP MPR ACB L&T SL96043 | 1000A 50KA MDO TP MPR ACB L&T SL96043 | LTCPACB | Nos |  | 1000A 50KA MDO TP MPR ACB L&T SL96043 |  | 0 | 0 | 1 | 1 | 1 | 0.0 | 0.0 | 0.0 | 0 |  |  | 0.0 | Electrical Components | 1000A 50KA MDO TP MPR ACB L&T SL96043 | 0 | 31-12-2099 | Material Transfer | Moving Average |  | 0.0 |  | 0 | 0 |  | 0 | 0 | 0 | 0 |  | 0 | Item Attribute | 1 | Nos | 0.0 | 0.0 | 0 | 0.0 | 0 | L&T | SL96043 | India |  |  | 0 | 0.0 |  | 0 | 0 |  | 0 | 0 | 0 | 0 |  |  | 0 | 0 | 0 |  | 0 | [5 empty] | 0 |  |  | 0 | [13 empty] | Nos | 1.0 | [10 empty] | Ringlus Electro Controls & Automation PVT LTD | [18 empty] | CGST - RNG | 9.0
[121 empty] | SGST - RNG | 9.0
| 1000A 50KA EDO TP MPR ACB L&T SL96053 | 1000A 50KA EDO TP MPR ACB L&T SL96053 | LTCPACB | Nos |  | 1000A 50KA EDO TP MPR ACB L&T SL96053 |  | 0 | 0 | 1 | 1 | 1 | 0.0 | 0.0 | 0.0 | 0 |  |  | 0.0 | Electrical Components | 1000A 50KA EDO TP MPR ACB L&T SL96053 | 0 | 31-12-2099 | Material Transfer | Moving Average |  | 0.0 |  | 0 | 0 |  | 0 | 0 | 0 | 0 |  | 0 | Item Attribute | 1 | Nos | 0.0 | 0.0 | 0 | 0.0 | 0 | L&T | SL96053 | India |  |  | 0 | 0.0 |  | 0 | 0 |  | 0 | 0 | 0 | 0 |  |  | 0 | 0 | 0 |  | 0 | [5 empty] | 0 |  |  | 0 | [13 empty] | Nos | 1.0 | [10 empty] | Ringlus Electro Controls & Automation PVT LTD | [18 empty] | CGST - RNG | 9.0
[121 empty] | SGST - RNG | 9.0
| 1250A 50KA MDO TP MPR ACB L&T SL96044 | 1250A 50KA MDO TP MPR ACB L&T SL96044 | LTCPACB | Nos |  | 1250A 50KA MDO TP MPR ACB L&T SL96044 |  | 0 | 0 | 1 | 1 | 1 | 0.0 | 0.0 | 0.0 | 0 |  |  | 0.0 | Electrical Components | 1250A 50KA MDO TP MPR ACB L&T SL96044 | 0 | 31-12-2099 | Material Transfer | Moving Average |  | 0.0 |  | 0 | 0 |  | 0 | 0 | 0 | 0 |  | 0 | Item Attribute | 1 | Nos | 0.0 | 0.0 | 0 | 0.0 | 0 | L&T | SL96044 | India |  |  | 0 | 0.0 |  | 0 | 0 |  | 0 | 0 | 0 | 0 |  |  | 0 | 0 | 0 |  | 0 | [5 empty] | 0 |  |  | 0 | [13 empty] | Nos | 1.0 | [10 empty] | Ringlus Electro Controls & Automation PVT LTD | [18 empty] | CGST - RNG | 9.0
[121 empty] | SGST - RNG | 9.0
| 1250A 50KA EDO TP MPR ACB L&T SL96054 | 1250A 50KA EDO TP MPR ACB L&T SL96054 | LTCPACB | Nos |  | 1250A 50KA EDO TP MPR ACB L&T SL96054 |  | 0 | 0 | 1 | 1 | 1 | 0.0 | 0.0 | 0.0 | 0 |  |  | 0.0 | Electrical Components | 1250A 50KA EDO TP MPR ACB L&T SL96054 | 0 | 31-12-2099 | Material Transfer | Moving Average |  | 0.0 |  | 0 | 0 |  | 0 | 0 | 0 | 0 |  | 0 | Item Attribute | 1 | Nos | 0.0 | 0.0 | 0 | 0.0 | 0 | L&T | SL96054 | India |  |  | 0 | 0.0 |  | 0 | 0 |  | 0 | 0 | 0 | 0 |  |  | 0 | 0 | 0 |  | 0 | [5 empty] | 0 |  |  | 0 | [13 empty] | Nos | 1.0 | [10 empty] | Ringlus Electro Controls & Automation PVT LTD | [18 empty] | CGST - RNG | 9.0
[121 empty] | SGST - RNG | 9.0
| 1600A 50KA MDO TP MPR ACB L&T SL96045 | 1600A 50KA MDO TP MPR ACB L&T SL96045 | LTCPACB | Nos |  | 1600A 50KA MDO TP MPR ACB L&T SL96045 |  | 0 | 0 | 1 | 1 | 1 | 0.0 | 0.0 | 0.0 | 0 |  |  | 0.0 | Electrical Components | 1600A 50KA MDO TP MPR ACB L&T SL96045 | 0 | 31-12-2099 | Material Transfer | Moving Average |  | 0.0 |  | 0 | 0 |  | 0 | 0 | 0 | 0 |  | 0 | Item Attribute | 1 | Nos | 0.0 | 0.0 | 0 | 0.0 | 0 | L&T | SL96045 | India |  |  | 0 | 0.0 |  | 0 | 0 |  | 0 | 0 | 0 | 0 |  |  | 0 | 0 | 0 |  | 0 | [5 empty] | 0 |  |  | 0 | [13 empty] | Nos | 1.0 | [10 empty] | Ringlus Electro Controls & Automation PVT LTD | [18 empty] | CGST - RNG | 9.0
[121 empty] | SGST - RNG | 9.0
| 1600A 50KA EDO TP MPR ACB L&T SL96055 | 1600A 50KA EDO TP MPR ACB L&T SL96055 | LTCPACB | Nos |  | 1600A 50KA EDO TP MPR ACB L&T SL96055 |  | 0 | 0 | 1 | 1 | 1 | 0.0 | 0.0 | 0.0 | 0 |  |  | 0.0 | Electrical Components | 1600A 50KA EDO TP MPR ACB L&T SL96055 | 0 | 31-12-2099 | Material Transfer | Moving Average |  | 0.0 |  | 0 | 0 |  | 0 | 0 | 0 | 0 |  | 0 | Item Attribute | 1 | Nos | 0.0 | 0.0 | 0 | 0.0 | 0 | L&T | SL96055 | India |  |  | 0 | 0.0 |  | 0 | 0 |  | 0 | 0 | 0 | 0 |  |  | 0 | 0 | 0 |  | 0 | [5 empty] | 0 |  |  | 0 | [13 empty] | Nos | 1.0 | [10 empty] | Ringlus Electro Controls & Automation PVT LTD | [18 empty] | CGST - RNG | 9.0
[121 empty] | SGST - RNG | 9.0
| 2000A 50KA MDO TP MPR ACB L&T SL96046 | 2000A 50KA MDO TP MPR ACB L&T SL96046 | LTCPACB | Nos |  | 2000A 50KA MDO TP MPR ACB L&T SL96046 |  | 0 | 0 | 1 | 1 | 1 | 0.0 | 0.0 | 0.0 | 0 |  |  | 0.0 | Electrical Components | 2000A 50KA MDO TP MPR ACB L&T SL96046 | 0 | 31-12-2099 | Material Transfer | Moving Average |  | 0.0 |  | 0 | 0 |  | 0 | 0 | 0 | 0 |  | 0 | Item Attribute | 1 | Nos | 0.0 | 0.0 | 0 | 0.0 | 0 | L&T | SL96046 | India |  |  | 0 | 0.0 |  | 0 | 0 |  | 0 | 0 | 0 | 0 |  |  | 0 | 0 | 0 |  | 0 | [5 empty] | 0 |  |  | 0 | [13 empty] | Nos | 1.0 | [10 empty] | Ringlus Electro Controls & Automation PVT LTD | [18 empty] | CGST - RNG | 9.0
[121 empty] | SGST - RNG | 9.0
| 2000A 50KA EDO TP MPR ACB L&T SL96056 | 2000A 50KA EDO TP MPR ACB L&T SL96056 | LTCPACB | Nos |  | 2000A 50KA EDO TP MPR ACB L&T SL96056 |  | 0 | 0 | 1 | 1 | 1 | 0.0 | 0.0 | 0.0 | 0 |  |  | 0.0 | Electrical Components | 2000A 50KA EDO TP MPR ACB L&T SL96056 | 0 | 31-12-2099 | Material Transfer | Moving Average |  | 0.0 |  | 0 | 0 |  | 0 | 0 | 0 | 0 |  | 0 | Item Attribute | 1 | Nos | 0.0 | 0.0 | 0 | 0.0 | 0 | L&T | SL96056 | India |  |  | 0 | 0.0 |  | 0 | 0 |  | 0 | 0 | 0 | 0 |  |  | 0 | 0 | 0 |  | 0 | [5 empty] | 0 |  |  | 0 | [13 empty] | Nos | 1.0 | [10 empty] | Ringlus Electro Controls & Automation PVT LTD | [18 empty] | CGST - RNG | 9.0
[121 empty] | SGST - RNG | 9.0
| 2500A 60KA MDO TP MPR ACB L&T SL96047 | 2500A 60KA MDO TP MPR ACB L&T SL96047 | LTCPACB | Nos |  | 2500A 60KA MDO TP MPR ACB L&T SL96047 |  | 0 | 0 | 1 | 1 | 1 | 0.0 | 0.0 | 0.0 | 0 |  |  | 0.0 | Electrical Components | 2500A 60KA MDO TP MPR ACB L&T SL96047 | 0 | 31-12-2099 | Material Transfer | Moving Average |  | 0.0 |  | 0 | 0 |  | 0 | 0 | 0 | 0 |  | 0 | Item Attribute | 1 | Nos | 0.0 | 0.0 | 0 | 0.0 | 0 | L&T | SL96047 | India |  |  | 0 | 0.0 |  | 0 | 0 |  | 0 | 0 | 0 | 0 |  |  | 0 | 0 | 0 |  | 0 | [5 empty] | 0 |  |  | 0 | [13 empty] | Nos | 1.0 | [10 empty] | Ringlus Electro Controls & Automation PVT LTD | [18 empty] | CGST - RNG | 9.0
[121 empty] | SGST - RNG | 9.0
| 2500A 60KA EDO TP MPR ACB L&T SL96057 | 2500A 60KA EDO TP MPR ACB L&T SL96057 | LTCPACB | Nos |  | 2500A 60KA EDO TP MPR ACB L&T SL96057 |  | 0 | 0 | 1 | 1 | 1 | 0.0 | 0.0 | 0.0 | 0 |  |  | 0.0 | Electrical Components | 2500A 60KA EDO TP MPR ACB L&T SL96057 | 0 | 31-12-2099 | Material Transfer | Moving Average |  | 0.0 |  | 0 | 0 |  | 0 | 0 | 0 | 0 |  | 0 | Item Attribute | 1 | Nos | 0.0 | 0.0 | 0 | 0.0 | 0 | L&T | SL96057 | India |  |  | 0 | 0.0 |  | 0 | 0 |  | 0 | 0 | 0 | 0 |  |  | 0 | 0 | 0 |  | 0 | [5 empty] | 0 |  |  | 0 | [13 empty] | Nos | 1.0 | [10 empty] | Ringlus Electro Controls & Automation PVT LTD | [18 empty] | CGST - RNG | 9.0
[121 empty] | SGST - RNG | 9.0
| 630A 50KA MDO FP MPR ACB L&T SL96061 | 630A 50KA MDO FP MPR ACB L&T SL96061 | LTCPACB | Nos |  | 630A 50KA MDO FP MPR ACB L&T SL96061 |  | 0 | 0 | 1 | 1 | 1 | 0.0 | 0.0 | 0.0 | 0 |  |  | 0.0 | Electrical Components | 630A 50KA MDO FP MPR ACB L&T SL96061 | 0 | 31-12-2099 | Material Transfer | Moving Average |  | 0.0 |  | 0 | 0 |  | 0 | 0 | 0 | 0 |  | 0 | Item Attribute | 1 | Nos | 0.0 | 0.0 | 0 | 0.0 | 0 | L&T | SL96061 | India |  |  | 0 | 0.0 |  | 0 | 0 |  | 0 | 0 | 0 | 0 |  |  | 0 | 0 | 0 |  | 0 | [5 empty] | 0 |  |  | 0 | [13 empty] | Nos | 1.0 | [10 empty] | Ringlus Electro Controls & Automation PVT LTD | [18 empty] | CGST - RNG | 9.0
[121 empty] | SGST - RNG | 9.0
| 630A 50KA EDO FP MPR ACB L&T SL96071 | 630A 50KA EDO FP MPR ACB L&T SL96071 | LTCPACB | Nos |  | 630A 50KA EDO FP MPR ACB L&T SL96071 |  | 0 | 0 | 1 | 1 | 1 | 0.0 | 0.0 | 0.0 | 0 |  |  | 0.0 | Electrical Components | 630A 50KA EDO FP MPR ACB L&T SL96071 | 0 | 31-12-2099 | Material Transfer | Moving Average |  | 0.0 |  | 0 | 0 |  | 0 | 0 | 0 | 0 |  | 0 | Item Attribute | 1 | Nos | 0.0 | 0.0 | 0 | 0.0 | 0 | L&T | SL96071 | India |  |  | 0 | 0.0 |  | 0 | 0 |  | 0 | 0 | 0 | 0 |  |  | 0 | 0 | 0 |  | 0 | [5 empty] | 0 |  |  | 0 | [13 empty] | Nos | 1.0 | [10 empty] | Ringlus Electro Controls & Automation PVT LTD | [18 empty] | CGST - RNG | 9.0
[121 empty] | SGST - RNG | 9.0
| 800A 50KA MDO FP MPR ACB L&T SL96062 | 800A 50KA MDO FP MPR ACB L&T SL96062 | LTCPACB | Nos |  | 800A 50KA MDO FP MPR ACB L&T SL96062 |  | 0 | 0 | 1 | 1 | 1 | 0.0 | 0.0 | 0.0 | 0 |  |  | 0.0 | Electrical Components | 800A 50KA MDO FP MPR ACB L&T SL96062 | 0 | 31-12-2099 | Material Transfer | Moving Average |  | 0.0 |  | 0 | 0 |  | 0 | 0 | 0 | 0 |  | 0 | Item Attribute | 1 | Nos | 0.0 | 0.0 | 0 | 0.0 | 0 | L&T | SL96062 | India |  |  | 0 | 0.0 |  | 0 | 0 |  | 0 | 0 | 0 | 0 |  |  | 0 | 0 | 0 |  | 0 | [5 empty] | 0 |  |  | 0 | [13 empty] | Nos | 1.0 | [10 empty] | Ringlus Electro Controls & Automation PVT LTD | [18 empty] | CGST - RNG | 9.0
[121 empty] | SGST - RNG | 9.0
| 800A 50KA EDO FP MPR ACB L&T SL96072 | 800A 50KA EDO FP MPR ACB L&T SL96072 | LTCPACB | Nos |  | 800A 50KA EDO FP MPR ACB L&T SL96072 |  | 0 | 0 | 1 | 1 | 1 | 0.0 | 0.0 | 0.0 | 0 |  |  | 0.0 | Electrical Components | 800A 50KA EDO FP MPR ACB L&T SL96072 | 0 | 31-12-2099 | Material Transfer | Moving Average |  | 0.0 |  | 0 | 0 |  | 0 | 0 | 0 | 0 |  | 0 | Item Attribute | 1 | Nos | 0.0 | 0.0 | 0 | 0.0 | 0 | L&T | SL96072 | India |  |  | 0 | 0.0 |  | 0 | 0 |  | 0 | 0 | 0 | 0 |  |  | 0 | 0 | 0 |  | 0 | [5 empty] | 0 |  |  | 0 | [13 empty] | Nos | 1.0 | [10 empty] | Ringlus Electro Controls & Automation PVT LTD | [18 empty] | CGST - RNG | 9.0
[121 empty] | SGST - RNG | 9.0
| 1000A 50KA MDO FP MPR ACB L&T SL96063 | 1000A 50KA MDO FP MPR ACB L&T SL96063 | LTCPACB | Nos |  | 1000A 50KA MDO FP MPR ACB L&T SL96063 |  | 0 | 0 | 1 | 1 | 1 | 0.0 | 0.0 | 0.0 | 0 |  |  | 0.0 | Electrical Components | 1000A 50KA MDO FP MPR ACB L&T SL96063 | 0 | 31-12-2099 | Material Transfer | Moving Average |  | 0.0 |  | 0 | 0 |  | 0 | 0 | 0 | 0 |  | 0 | Item Attribute | 1 | Nos | 0.0 | 0.0 | 0 | 0.0 | 0 | L&T | SL96063 | India |  |  | 0 | 0.0 |  | 0 | 0 |  | 0 | 0 | 0 | 0 |  |  | 0 | 0 | 0 |  | 0 | [5 empty] | 0 |  |  | 0 | [13 empty] | Nos | 1.0 | [10 empty] | Ringlus Electro Controls & Automation PVT LTD | [18 empty] | CGST - RNG | 9.0
[121 empty] | SGST - RNG | 9.0
| 1000A 50KA EDO FP MPR ACB L&T SL96073 | 1000A 50KA EDO FP MPR ACB L&T SL96073 | LTCPACB | Nos |  | 1000A 50KA EDO FP MPR ACB L&T SL96073 |  | 0 | 0 | 1 | 1 | 1 | 0.0 | 0.0 | 0.0 | 0 |  |  | 0.0 | Electrical Components | 1000A 50KA EDO FP MPR ACB L&T SL96073 | 0 | 31-12-2099 | Material Transfer | Moving Average |  | 0.0 |  | 0 | 0 |  | 0 | 0 | 0 | 0 |  | 0 | Item Attribute | 1 | Nos | 0.0 | 0.0 | 0 | 0.0 | 0 | L&T | SL96073 | India |  |  | 0 | 0.0 |  | 0 | 0 |  | 0 | 0 | 0 | 0 |  |  | 0 | 0 | 0 |  | 0 | [5 empty] | 0 |  |  | 0 | [13 empty] | Nos | 1.0 | [10 empty] | Ringlus Electro Controls & Automation PVT LTD | [18 empty] | CGST - RNG | 9.0
[121 empty] | SGST - RNG | 9.0
| 1250A 50KA MDO FP MPR ACB L&T SL96064 | 1250A 50KA MDO FP MPR ACB L&T SL96064 | LTCPACB | Nos |  | 1250A 50KA MDO FP MPR ACB L&T SL96064 |  | 0 | 0 | 1 | 1 | 1 | 0.0 | 0.0 | 0.0 | 0 |  |  | 0.0 | Electrical Components | 1250A 50KA MDO FP MPR ACB L&T SL96064 | 0 | 31-12-2099 | Material Transfer | Moving Average |  | 0.0 |  | 0 | 0 |  | 0 | 0 | 0 | 0 |  | 0 | Item Attribute | 1 | Nos | 0.0 | 0.0 | 0 | 0.0 | 0 | L&T | SL96064 | India |  |  | 0 | 0.0 |  | 0 | 0 |  | 0 | 0 | 0 | 0 |  |  | 0 | 0 | 0 |  | 0 | [5 empty] | 0 |  |  | 0 | [13 empty] | Nos | 1.0 | [10 empty] | Ringlus Electro Controls & Automation PVT LTD | [18 empty] | CGST - RNG | 9.0
[121 empty] | SGST - RNG | 9.0
| 1250A 50KA EDO FP MPR ACB L&T SL96074 | 1250A 50KA EDO FP MPR ACB L&T SL96074 | LTCPACB | Nos |  | 1250A 50KA EDO FP MPR ACB L&T SL96074 |  | 0 | 0 | 1 | 1 | 1 | 0.0 | 0.0 | 0.0 | 0 |  |  | 0.0 | Electrical Components | 1250A 50KA EDO FP MPR ACB L&T SL96074 | 0 | 31-12-2099 | Material Transfer | Moving Average |  | 0.0 |  | 0 | 0 |  | 0 | 0 | 0 | 0 |  | 0 | Item Attribute | 1 | Nos | 0.0 | 0.0 | 0 | 0.0 | 0 | L&T | SL96074 | India |  |  | 0 | 0.0 |  | 0 | 0 |  | 0 | 0 | 0 | 0 |  |  | 0 | 0 | 0 |  | 0 | [5 empty] | 0 |  |  | 0 | [13 empty] | Nos | 1.0 | [10 empty] | Ringlus Electro Controls & Automation PVT LTD | [18 empty] | CGST - RNG | 9.0
[121 empty] | SGST - RNG | 9.0
| 1600A 50KA MDO FP MPR ACB L&T SL96065 | 1600A 50KA MDO FP MPR ACB L&T SL96065 | LTCPACB | Nos |  | 1600A 50KA MDO FP MPR ACB L&T SL96065 |  | 0 | 0 | 1 | 1 | 1 | 0.0 | 0.0 | 0.0 | 0 |  |  | 0.0 | Electrical Components | 1600A 50KA MDO FP MPR ACB L&T SL96065 | 0 | 31-12-2099 | Material Transfer | Moving Average |  | 0.0 |  | 0 | 0 |  | 0 | 0 | 0 | 0 |  | 0 | Item Attribute | 1 | Nos | 0.0 | 0.0 | 0 | 0.0 | 0 | L&T | SL96065 | India |  |  | 0 | 0.0 |  | 0 | 0 |  | 0 | 0 | 0 | 0 |  |  | 0 | 0 | 0 |  | 0 | [5 empty] | 0 |  |  | 0 | [13 empty] | Nos | 1.0 | [10 empty] | Ringlus Electro Controls & Automation PVT LTD | [18 empty] | CGST - RNG | 9.0
[121 empty] | SGST - RNG | 9.0
| 1600A 50KA EDO FP MPR ACB L&T SL96075 | 1600A 50KA EDO FP MPR ACB L&T SL96075 | LTCPACB | Nos |  | 1600A 50KA EDO FP MPR ACB L&T SL96075 |  | 0 | 0 | 1 | 1 | 1 | 0.0 | 0.0 | 0.0 | 0 |  |  | 0.0 | Electrical Components | 1600A 50KA EDO FP MPR ACB L&T SL96075 | 0 | 31-12-2099 | Material Transfer | Moving Average |  | 0.0 |  | 0 | 0 |  | 0 | 0 | 0 | 0 |  | 0 | Item Attribute | 1 | Nos | 0.0 | 0.0 | 0 | 0.0 | 0 | L&T | SL96075 | India |  |  | 0 | 0.0 |  | 0 | 0 |  | 0 | 0 | 0 | 0 |  |  | 0 | 0 | 0 |  | 0 | [5 empty] | 0 |  |  | 0 | [13 empty] | Nos | 1.0 | [10 empty] | Ringlus Electro Controls & Automation PVT LTD | [18 empty] | CGST - RNG | 9.0
[121 empty] | SGST - RNG | 9.0
| 2000A 50KA MDO FP MPR ACB L&T SL96066 | 2000A 50KA MDO FP MPR ACB L&T SL96066 | LTCPACB | Nos |  | 2000A 50KA MDO FP MPR ACB L&T SL96066 |  | 0 | 0 | 1 | 1 | 1 | 0.0 | 0.0 | 0.0 | 0 |  |  | 0.0 | Electrical Components | 2000A 50KA MDO FP MPR ACB L&T SL96066 | 0 | 31-12-2099 | Material Transfer | Moving Average |  | 0.0 |  | 0 | 0 |  | 0 | 0 | 0 | 0 |  | 0 | Item Attribute | 1 | Nos | 0.0 | 0.0 | 0 | 0.0 | 0 | L&T | SL96066 | India |  |  | 0 | 0.0 |  | 0 | 0 |  | 0 | 0 | 0 | 0 |  |  | 0 | 0 | 0 |  | 0 | [5 empty] | 0 |  |  | 0 | [13 empty] | Nos | 1.0 | [10 empty] | Ringlus Electro Controls & Automation PVT LTD | [18 empty] | CGST - RNG | 9.0
[121 empty] | SGST - RNG | 9.0
| 2000A 50KA EDO FP MPR ACB L&T SL96076 | 2000A 50KA EDO FP MPR ACB L&T SL96076 | LTCPACB | Nos |  | 2000A 50KA EDO FP MPR ACB L&T SL96076 |  | 0 | 0 | 1 | 1 | 1 | 0.0 | 0.0 | 0.0 | 0 |  |  | 0.0 | Electrical Components | 2000A 50KA EDO FP MPR ACB L&T SL96076 | 0 | 31-12-2099 | Material Transfer | Moving Average |  | 0.0 |  | 0 | 0 |  | 0 | 0 | 0 | 0 |  | 0 | Item Attribute | 1 | Nos | 0.0 | 0.0 | 0 | 0.0 | 0 | L&T | SL96076 | India |  |  | 0 | 0.0 |  | 0 | 0 |  | 0 | 0 | 0 | 0 |  |  | 0 | 0 | 0 |  | 0 | [5 empty] | 0 |  |  | 0 | [13 empty] | Nos | 1.0 | [10 empty] | Ringlus Electro Controls & Automation PVT LTD | [18 empty] | CGST - RNG | 9.0
[121 empty] | SGST - RNG | 9.0
| 2500A 60KA MDO FP MPR ACB L&T SL96067 | 2500A 60KA MDO FP MPR ACB L&T SL96067 | LTCPACB | Nos |  | 2500A 60KA MDO FP MPR ACB L&T SL96067 |  | 0 | 0 | 1 | 1 | 1 | 0.0 | 0.0 | 0.0 | 0 |  |  | 0.0 | Electrical Components | 2500A 60KA MDO FP MPR ACB L&T SL96067 | 0 | 31-12-2099 | Material Transfer | Moving Average |  | 0.0 |  | 0 | 0 |  | 0 | 0 | 0 | 0 |  | 0 | Item Attribute | 1 | Nos | 0.0 | 0.0 | 0 | 0.0 | 0 | L&T | SL96067 | India |  |  | 0 | 0.0 |  | 0 | 0 |  | 0 | 0 | 0 | 0 |  |  | 0 | 0 | 0 |  | 0 | [5 empty] | 0 |  |  | 0 | [13 empty] | Nos | 1.0 | [10 empty] | Ringlus Electro Controls & Automation PVT LTD | [18 empty] | CGST - RNG | 9.0
[121 empty] | SGST - RNG | 9.0
| 2500A 60KA EDO FP MPR ACB L&T SL96077 | 2500A 60KA EDO FP MPR ACB L&T SL96077 | LTCPACB | Nos |  | 2500A 60KA EDO FP MPR ACB L&T SL96077 |  | 0 | 0 | 1 | 1 | 1 | 0.0 | 0.0 | 0.0 | 0 |  |  | 0.0 | Electrical Components | 2500A 60KA EDO FP MPR ACB L&T SL96077 | 0 | 31-12-2099 | Material Transfer | Moving Average |  | 0.0 |  | 0 | 0 |  | 0 | 0 | 0 | 0 |  | 0 | Item Attribute | 1 | Nos | 0.0 | 0.0 | 0 | 0.0 | 0 | L&T | SL96077 | India |  |  | 0 | 0.0 |  | 0 | 0 |  | 0 | 0 | 0 | 0 |  |  | 0 | 0 | 0 |  | 0 | [5 empty] | 0 |  |  | 0 | [13 empty] | Nos | 1.0 | [10 empty] | Ringlus Electro Controls & Automation PVT LTD | [18 empty] | CGST - RNG | 9.0
[121 empty] | SGST - RNG | 9.0
| 630A 50KA MDO TP TMR ACB TMR L&T SL95331 | 630A 50KA MDO TP TMR ACB TMR L&T SL95331 | LTCPACB | Nos |  | 630A 50KA MDO TP TMR ACB TMR L&T SL95331 |  | 0 | 0 | 1 | 1 | 1 | 0.0 | 0.0 | 0.0 | 0 |  |  | 0.0 | Electrical Components | 630A 50KA MDO TP TMR ACB TMR L&T SL95331 | 0 | 31-12-2099 | Material Transfer | Moving Average |  | 0.0 |  | 0 | 0 |  | 0 | 0 | 0 | 0 |  | 0 | Item Attribute | 1 | Nos | 0.0 | 0.0 | 0 | 0.0 | 0 | L&T | SL95331 | India |  |  | 0 | 0.0 |  | 0 | 0 |  | 0 | 0 | 0 | 0 |  |  | 0 | 0 | 0 |  | 0 | [5 empty] | 0 |  |  | 0 | [13 empty] | Nos | 1.0 | [10 empty] | Ringlus Electro Controls & Automation PVT LTD | [18 empty] | CGST - RNG | 9.0
[121 empty] | SGST - RNG | 9.0
| 630A 50KA EDO TP TMR ACB L&T SL95341 | 630A 50KA EDO TP TMR ACB L&T SL95341 | LTCPACB | Nos |  | 630A 50KA EDO TP TMR ACB L&T SL95341 |  | 0 | 0 | 1 | 1 | 1 | 0.0 | 0.0 | 0.0 | 0 |  |  | 0.0 | Electrical Components | 630A 50KA EDO TP TMR ACB L&T SL95341 | 0 | 31-12-2099 | Material Transfer | Moving Average |  | 0.0 |  | 0 | 0 |  | 0 | 0 | 0 | 0 |  | 0 | Item Attribute | 1 | Nos | 0.0 | 0.0 | 0 | 0.0 | 0 | L&T | SL95341 | India |  |  | 0 | 0.0 |  | 0 | 0 |  | 0 | 0 | 0 | 0 |  |  | 0 | 0 | 0 |  | 0 | [5 empty] | 0 |  |  | 0 | [13 empty] | Nos | 1.0 | [10 empty] | Ringlus Electro Controls & Automation PVT LTD | [18 empty] | CGST - RNG | 9.0
[121 empty] | SGST - RNG | 9.0
| 800A 50KA MDO TP TMR ACB L&T SL95332 | 800A 50KA MDO TP TMR ACB L&T SL95332 | LTCPACB | Nos |  | 800A 50KA MDO TP TMR ACB L&T SL95332 |  | 0 | 0 | 1 | 1 | 1 | 0.0 | 0.0 | 0.0 | 0 |  |  | 0.0 | Electrical Components | 800A 50KA MDO TP TMR ACB L&T SL95332 | 0 | 31-12-2099 | Material Transfer | Moving Average |  | 0.0 |  | 0 | 0 |  | 0 | 0 | 0 | 0 |  | 0 | Item Attribute | 1 | Nos | 0.0 | 0.0 | 0 | 0.0 | 0 | L&T | SL95332 | India |  |  | 0 | 0.0 |  | 0 | 0 |  | 0 | 0 | 0 | 0 |  |  | 0 | 0 | 0 |  | 0 | [5 empty] | 0 |  |  | 0 | [13 empty] | Nos | 1.0 | [10 empty] | Ringlus Electro Controls & Automation PVT LTD | [18 empty] | CGST - RNG | 9.0
[121 empty] | SGST - RNG | 9.0
| 800A 50KA EDO TP TMR ACB L&T SL95342 | 800A 50KA EDO TP TMR ACB L&T SL95342 | LTCPACB | Nos |  | 800A 50KA EDO TP TMR ACB L&T SL95342 |  | 0 | 0 | 1 | 1 | 1 | 0.0 | 0.0 | 0.0 | 0 |  |  | 0.0 | Electrical Components | 800A 50KA EDO TP TMR ACB L&T SL95342 | 0 | 31-12-2099 | Material Transfer | Moving Average |  | 0.0 |  | 0 | 0 |  | 0 | 0 | 0 | 0 |  | 0 | Item Attribute | 1 | Nos | 0.0 | 0.0 | 0 | 0.0 | 0 | L&T | SL95342 | India |  |  | 0 | 0.0 |  | 0 | 0 |  | 0 | 0 | 0 | 0 |  |  | 0 | 0 | 0 |  | 0 | [5 empty] | 0 |  |  | 0 | [13 empty] | Nos | 1.0 | [10 empty] | Ringlus Electro Controls & Automation PVT LTD | [18 empty] | CGST - RNG | 9.0
[121 empty] | SGST - RNG | 9.0
| 1000A 50KA MDO TP TMR ACB L&T SL95333 | 1000A 50KA MDO TP TMR ACB L&T SL95333 | LTCPACB | Nos |  | 1000A 50KA MDO TP TMR ACB L&T SL95333 |  | 0 | 0 | 1 | 1 | 1 | 0.0 | 0.0 | 0.0 | 0 |  |  | 0.0 | Electrical Components | 1000A 50KA MDO TP TMR ACB L&T SL95333 | 0 | 31-12-2099 | Material Transfer | Moving Average |  | 0.0 |  | 0 | 0 |  | 0 | 0 | 0 | 0 |  | 0 | Item Attribute | 1 | Nos | 0.0 | 0.0 | 0 | 0.0 | 0 | L&T | SL95333 | India |  |  | 0 | 0.0 |  | 0 | 0 |  | 0 | 0 | 0 | 0 |  |  | 0 | 0 | 0 |  | 0 | [5 empty] | 0 |  |  | 0 | [13 empty] | Nos | 1.0 | [10 empty] | Ringlus Electro Controls & Automation PVT LTD | [18 empty] | CGST - RNG | 9.0
[121 empty] | SGST - RNG | 9.0
| 1000A 50KA EDO TP TMR ACB L&T SL95343 | 1000A 50KA EDO TP TMR ACB L&T SL95343 | LTCPACB | Nos |  | 1000A 50KA EDO TP TMR ACB L&T SL95343 |  | 0 | 0 | 1 | 1 | 1 | 0.0 | 0.0 | 0.0 | 0 |  |  | 0.0 | Electrical Components | 1000A 50KA EDO TP TMR ACB L&T SL95343 | 0 | 31-12-2099 | Material Transfer | Moving Average |  | 0.0 |  | 0 | 0 |  | 0 | 0 | 0 | 0 |  | 0 | Item Attribute | 1 | Nos | 0.0 | 0.0 | 0 | 0.0 | 0 | L&T | SL95343 | India |  |  | 0 | 0.0 |  | 0 | 0 |  | 0 | 0 | 0 | 0 |  |  | 0 | 0 | 0 |  | 0 | [5 empty] | 0 |  |  | 0 | [13 empty] | Nos | 1.0 | [10 empty] | Ringlus Electro Controls & Automation PVT LTD | [18 empty] | CGST - RNG | 9.0
[121 empty] | SGST - RNG | 9.0
| 1250A 50KA MDO TP TMR ACB L&T SL95334 | 1250A 50KA MDO TP TMR ACB L&T SL95334 | LTCPACB | Nos |  | 1250A 50KA MDO TP TMR ACB L&T SL95334 |  | 0 | 0 | 1 | 1 | 1 | 0.0 | 0.0 | 0.0 | 0 |  |  | 0.0 | Electrical Components | 1250A 50KA MDO TP TMR ACB L&T SL95334 | 0 | 31-12-2099 | Material Transfer | Moving Average |  | 0.0 |  | 0 | 0 |  | 0 | 0 | 0 | 0 |  | 0 | Item Attribute | 1 | Nos | 0.0 | 0.0 | 0 | 0.0 | 0 | L&T | SL95334 | India |  |  | 0 | 0.0 |  | 0 | 0 |  | 0 | 0 | 0 | 0 |  |  | 0 | 0 | 0 |  | 0 | [5 empty] | 0 |  |  | 0 | [13 empty] | Nos | 1.0 | [10 empty] | Ringlus Electro Controls & Automation PVT LTD | [18 empty] | CGST - RNG | 9.0
[121 empty] | SGST - RNG | 9.0
| 1250A 50KA EDO TP TMR ACB L&T SL95344 | 1250A 50KA EDO TP TMR ACB L&T SL95344 | LTCPACB | Nos |  | 1250A 50KA EDO TP TMR ACB L&T SL95344 |  | 0 | 0 | 1 | 1 | 1 | 0.0 | 0.0 | 0.0 | 0 |  |  | 0.0 | Electrical Components | 1250A 50KA EDO TP TMR ACB L&T SL95344 | 0 | 31-12-2099 | Material Transfer | Moving Average |  | 0.0 |  | 0 | 0 |  | 0 | 0 | 0 | 0 |  | 0 | Item Attribute | 1 | Nos | 0.0 | 0.0 | 0 | 0.0 | 0 | L&T | SL95344 | India |  |  | 0 | 0.0 |  | 0 | 0 |  | 0 | 0 | 0 | 0 |  |  | 0 | 0 | 0 |  | 0 | [5 empty] | 0 |  |  | 0 | [13 empty] | Nos | 1.0 | [10 empty] | Ringlus Electro Controls & Automation PVT LTD | [18 empty] | CGST - RNG | 9.0
[121 empty] | SGST - RNG | 9.0
| 1600A 50KA MDO TP TMR ACB L&T SL95335 | 1600A 50KA MDO TP TMR ACB L&T SL95335 | LTCPACB | Nos |  | 1600A 50KA MDO TP TMR ACB L&T SL95335 |  | 0 | 0 | 1 | 1 | 1 | 0.0 | 0.0 | 0.0 | 0 |  |  | 0.0 | Electrical Components | 1600A 50KA MDO TP TMR ACB L&T SL95335 | 0 | 31-12-2099 | Material Transfer | Moving Average |  | 0.0 |  | 0 | 0 |  | 0 | 0 | 0 | 0 |  | 0 | Item Attribute | 1 | Nos | 0.0 | 0.0 | 0 | 0.0 | 0 | L&T | SL95335 | India |  |  | 0 | 0.0 |  | 0 | 0 |  | 0 | 0 | 0 | 0 |  |  | 0 | 0 | 0 |  | 0 | [5 empty] | 0 |  |  | 0 | [13 empty] | Nos | 1.0 | [10 empty] | Ringlus Electro Controls & Automation PVT LTD | [18 empty] | CGST - RNG | 9.0
[121 empty] | SGST - RNG | 9.0
| 1600A 50KA EDO TP TMR ACB L&T SL95345 | 1600A 50KA EDO TP TMR ACB L&T SL95345 | LTCPACB | Nos |  | 1600A 50KA EDO TP TMR ACB L&T SL95345 |  | 0 | 0 | 1 | 1 | 1 | 0.0 | 0.0 | 0.0 | 0 |  |  | 0.0 | Electrical Components | 1600A 50KA EDO TP TMR ACB L&T SL95345 | 0 | 31-12-2099 | Material Transfer | Moving Average |  | 0.0 |  | 0 | 0 |  | 0 | 0 | 0 | 0 |  | 0 | Item Attribute | 1 | Nos | 0.0 | 0.0 | 0 | 0.0 | 0 | L&T | SL95345 | India |  |  | 0 | 0.0 |  | 0 | 0 |  | 0 | 0 | 0 | 0 |  |  | 0 | 0 | 0 |  | 0 | [5 empty] | 0 |  |  | 0 | [13 empty] | Nos | 1.0 | [10 empty] | Ringlus Electro Controls & Automation PVT LTD | [18 empty] | CGST - RNG | 9.0
[121 empty] | SGST - RNG | 9.0
| 2000A 50KA MDO TP TMR ACB L&T SL95336 | 2000A 50KA MDO TP TMR ACB L&T SL95336 | LTCPACB | Nos |  | 2000A 50KA MDO TP TMR ACB L&T SL95336 |  | 0 | 0 | 1 | 1 | 1 | 0.0 | 0.0 | 0.0 | 0 |  |  | 0.0 | Electrical Components | 2000A 50KA MDO TP TMR ACB L&T SL95336 | 0 | 31-12-2099 | Material Transfer | Moving Average |  | 0.0 |  | 0 | 0 |  | 0 | 0 | 0 | 0 |  | 0 | Item Attribute | 1 | Nos | 0.0 | 0.0 | 0 | 0.0 | 0 | L&T | SL95336 | India |  |  | 0 | 0.0 |  | 0 | 0 |  | 0 | 0 | 0 | 0 |  |  | 0 | 0 | 0 |  | 0 | [5 empty] | 0 |  |  | 0 | [13 empty] | Nos | 1.0 | [10 empty] | Ringlus Electro Controls & Automation PVT LTD | [18 empty] | CGST - RNG | 9.0
[121 empty] | SGST - RNG | 9.0
| 2000A 50KA EDO TP TMR ACB L&T SL95346 | 2000A 50KA EDO TP TMR ACB L&T SL95346 | LTCPACB | Nos |  | 2000A 50KA EDO TP TMR ACB L&T SL95346 |  | 0 | 0 | 1 | 1 | 1 | 0.0 | 0.0 | 0.0 | 0 |  |  | 0.0 | Electrical Components | 2000A 50KA EDO TP TMR ACB L&T SL95346 | 0 | 31-12-2099 | Material Transfer | Moving Average |  | 0.0 |  | 0 | 0 |  | 0 | 0 | 0 | 0 |  | 0 | Item Attribute | 1 | Nos | 0.0 | 0.0 | 0 | 0.0 | 0 | L&T | SL95346 | India |  |  | 0 | 0.0 |  | 0 | 0 |  | 0 | 0 | 0 | 0 |  |  | 0 | 0 | 0 |  | 0 | [5 empty] | 0 |  |  | 0 | [13 empty] | Nos | 1.0 | [10 empty] | Ringlus Electro Controls & Automation PVT LTD | [18 empty] | CGST - RNG | 9.0
[121 empty] | SGST - RNG | 9.0
| 2500A 60KA MDO TP TMR ACB L&T SL95337 | 2500A 60KA MDO TP TMR ACB L&T SL95337 | LTCPACB | Nos |  | 2500A 60KA MDO TP TMR ACB L&T SL95337 |  | 0 | 0 | 1 | 1 | 1 | 0.0 | 0.0 | 0.0 | 0 |  |  | 0.0 | Electrical Components | 2500A 60KA MDO TP TMR ACB L&T SL95337 | 0 | 31-12-2099 | Material Transfer | Moving Average |  | 0.0 |  | 0 | 0 |  | 0 | 0 | 0 | 0 |  | 0 | Item Attribute | 1 | Nos | 0.0 | 0.0 | 0 | 0.0 | 0 | L&T | SL95337 | India |  |  | 0 | 0.0 |  | 0 | 0 |  | 0 | 0 | 0 | 0 |  |  | 0 | 0 | 0 |  | 0 | [5 empty] | 0 |  |  | 0 | [13 empty] | Nos | 1.0 | [10 empty] | Ringlus Electro Controls & Automation PVT LTD | [18 empty] | CGST - RNG | 9.0
[121 empty] | SGST - RNG | 9.0
| 2500A 60KA EDO TP TMR ACB L&T SL95347 | 2500A 60KA EDO TP TMR ACB L&T SL95347 | LTCPACB | Nos |  | 2500A 60KA EDO TP TMR ACB L&T SL95347 |  | 0 | 0 | 1 | 1 | 1 | 0.0 | 0.0 | 0.0 | 0 |  |  | 0.0 | Electrical Components | 2500A 60KA EDO TP TMR ACB L&T SL95347 | 0 | 31-12-2099 | Material Transfer | Moving Average |  | 0.0 |  | 0 | 0 |  | 0 | 0 | 0 | 0 |  | 0 | Item Attribute | 1 | Nos | 0.0 | 0.0 | 0 | 0.0 | 0 | L&T | SL95347 | India |  |  | 0 | 0.0 |  | 0 | 0 |  | 0 | 0 | 0 | 0 |  |  | 0 | 0 | 0 |  | 0 | [5 empty] | 0 |  |  | 0 | [13 empty] | Nos | 1.0 | [10 empty] | Ringlus Electro Controls & Automation PVT LTD | [18 empty] | CGST - RNG | 9.0
[121 empty] | SGST - RNG | 9.0
| 630A 50KA MDO FP TMR ACB L&T SL95351 | 630A 50KA MDO FP TMR ACB L&T SL95351 | LTCPACB | Nos |  | 630A 50KA MDO FP TMR ACB L&T SL95351 |  | 0 | 0 | 1 | 1 | 1 | 0.0 | 0.0 | 0.0 | 0 |  |  | 0.0 | Electrical Components | 630A 50KA MDO FP TMR ACB L&T SL95351 | 0 | 31-12-2099 | Material Transfer | Moving Average |  | 0.0 |  | 0 | 0 |  | 0 | 0 | 0 | 0 |  | 0 | Item Attribute | 1 | Nos | 0.0 | 0.0 | 0 | 0.0 | 0 | L&T | SL95351 | India |  |  | 0 | 0.0 |  | 0 | 0 |  | 0 | 0 | 0 | 0 |  |  | 0 | 0 | 0 |  | 0 | [5 empty] | 0 |  |  | 0 | [13 empty] | Nos | 1.0 | [10 empty] | Ringlus Electro Controls & Automation PVT LTD | [18 empty] | CGST - RNG | 9.0
[121 empty] | SGST - RNG | 9.0
| 630A 50KA EDO FP TMR ACB L&T SL95361 | 630A 50KA EDO FP TMR ACB L&T SL95361 | LTCPACB | Nos |  | 630A 50KA EDO FP TMR ACB L&T SL95361 |  | 0 | 0 | 1 | 1 | 1 | 0.0 | 0.0 | 0.0 | 0 |  |  | 0.0 | Electrical Components | 630A 50KA EDO FP TMR ACB L&T SL95361 | 0 | 31-12-2099 | Material Transfer | Moving Average |  | 0.0 |  | 0 | 0 |  | 0 | 0 | 0 | 0 |  | 0 | Item Attribute | 1 | Nos | 0.0 | 0.0 | 0 | 0.0 | 0 | L&T | SL95361 | India |  |  | 0 | 0.0 |  | 0 | 0 |  | 0 | 0 | 0 | 0 |  |  | 0 | 0 | 0 |  | 0 | [5 empty] | 0 |  |  | 0 | [13 empty] | Nos | 1.0 | [10 empty] | Ringlus Electro Controls & Automation PVT LTD | [18 empty] | CGST - RNG | 9.0
[121 empty] | SGST - RNG | 9.0
| 800A 50KA MDO FP TMR ACB L&T SL95352 | 800A 50KA MDO FP TMR ACB L&T SL95352 | LTCPACB | Nos |  | 800A 50KA MDO FP TMR ACB L&T SL95352 |  | 0 | 0 | 1 | 1 | 1 | 0.0 | 0.0 | 0.0 | 0 |  |  | 0.0 | Electrical Components | 800A 50KA MDO FP TMR ACB L&T SL95352 | 0 | 31-12-2099 | Material Transfer | Moving Average |  | 0.0 |  | 0 | 0 |  | 0 | 0 | 0 | 0 |  | 0 | Item Attribute | 1 | Nos | 0.0 | 0.0 | 0 | 0.0 | 0 | L&T | SL95352 | India |  |  | 0 | 0.0 |  | 0 | 0 |  | 0 | 0 | 0 | 0 |  |  | 0 | 0 | 0 |  | 0 | [5 empty] | 0 |  |  | 0 | [13 empty] | Nos | 1.0 | [10 empty] | Ringlus Electro Controls & Automation PVT LTD | [18 empty] | CGST - RNG | 9.0
[121 empty] | SGST - RNG | 9.0
| 800A 50KA EDO FP TMR ACB L&T SL95362 | 800A 50KA EDO FP TMR ACB L&T SL95362 | LTCPACB | Nos |  | 800A 50KA EDO FP TMR ACB L&T SL95362 |  | 0 | 0 | 1 | 1 | 1 | 0.0 | 0.0 | 0.0 | 0 |  |  | 0.0 | Electrical Components | 800A 50KA EDO FP TMR ACB L&T SL95362 | 0 | 31-12-2099 | Material Transfer | Moving Average |  | 0.0 |  | 0 | 0 |  | 0 | 0 | 0 | 0 |  | 0 | Item Attribute | 1 | Nos | 0.0 | 0.0 | 0 | 0.0 | 0 | L&T | SL95362 | India |  |  | 0 | 0.0 |  | 0 | 0 |  | 0 | 0 | 0 | 0 |  |  | 0 | 0 | 0 |  | 0 | [5 empty] | 0 |  |  | 0 | [13 empty] | Nos | 1.0 | [10 empty] | Ringlus Electro Controls & Automation PVT LTD | [18 empty] | CGST - RNG | 9.0
[121 empty] | SGST - RNG | 9.0
| 1000A 50KA MDO FP TMR ACB L&T SL95353 | 1000A 50KA MDO FP TMR ACB L&T SL95353 | LTCPACB | Nos |  | 1000A 50KA MDO FP TMR ACB L&T SL95353 |  | 0 | 0 | 1 | 1 | 1 | 0.0 | 0.0 | 0.0 | 0 |  |  | 0.0 | Electrical Components | 1000A 50KA MDO FP TMR ACB L&T SL95353 | 0 | 31-12-2099 | Material Transfer | Moving Average |  | 0.0 |  | 0 | 0 |  | 0 | 0 | 0 | 0 |  | 0 | Item Attribute | 1 | Nos | 0.0 | 0.0 | 0 | 0.0 | 0 | L&T | SL95353 | India |  |  | 0 | 0.0 |  | 0 | 0 |  | 0 | 0 | 0 | 0 |  |  | 0 | 0 | 0 |  | 0 | [5 empty] | 0 |  |  | 0 | [13 empty] | Nos | 1.0 | [10 empty] | Ringlus Electro Controls & Automation PVT LTD | [18 empty] | CGST - RNG | 9.0
[121 empty] | SGST - RNG | 9.0
| 1000A 50KA EDO FP TMR ACB L&T SL95363 | 1000A 50KA EDO FP TMR ACB L&T SL95363 | LTCPACB | Nos |  | 1000A 50KA EDO FP TMR ACB L&T SL95363 |  | 0 | 0 | 1 | 1 | 1 | 0.0 | 0.0 | 0.0 | 0 |  |  | 0.0 | Electrical Components | 1000A 50KA EDO FP TMR ACB L&T SL95363 | 0 | 31-12-2099 | Material Transfer | Moving Average |  | 0.0 |  | 0 | 0 |  | 0 | 0 | 0 | 0 |  | 0 | Item Attribute | 1 | Nos | 0.0 | 0.0 | 0 | 0.0 | 0 | L&T | SL95363 | India |  |  | 0 | 0.0 |  | 0 | 0 |  | 0 | 0 | 0 | 0 |  |  | 0 | 0 | 0 |  | 0 | [5 empty] | 0 |  |  | 0 | [13 empty] | Nos | 1.0 | [10 empty] | Ringlus Electro Controls & Automation PVT LTD | [18 empty] | CGST - RNG | 9.0
[121 empty] | SGST - RNG | 9.0
| 1250A 50KA MDO FP TMR ACB L&T SL95354 | 1250A 50KA MDO FP TMR ACB L&T SL95354 | LTCPACB | Nos |  | 1250A 50KA MDO FP TMR ACB L&T SL95354 |  | 0 | 0 | 1 | 1 | 1 | 0.0 | 0.0 | 0.0 | 0 |  |  | 0.0 | Electrical Components | 1250A 50KA MDO FP TMR ACB L&T SL95354 | 0 | 31-12-2099 | Material Transfer | Moving Average |  | 0.0 |  | 0 | 0 |  | 0 | 0 | 0 | 0 |  | 0 | Item Attribute | 1 | Nos | 0.0 | 0.0 | 0 | 0.0 | 0 | L&T | SL95354 | India |  |  | 0 | 0.0 |  | 0 | 0 |  | 0 | 0 | 0 | 0 |  |  | 0 | 0 | 0 |  | 0 | [5 empty] | 0 |  |  | 0 | [13 empty] | Nos | 1.0 | [10 empty] | Ringlus Electro Controls & Automation PVT LTD | [18 empty] | CGST - RNG | 9.0
[121 empty] | SGST - RNG | 9.0
| 1250A 50KA EDO FP TMR ACB L&T SL95364 | 1250A 50KA EDO FP TMR ACB L&T SL95364 | LTCPACB | Nos |  | 1250A 50KA EDO FP TMR ACB L&T SL95364 |  | 0 | 0 | 1 | 1 | 1 | 0.0 | 0.0 | 0.0 | 0 |  |  | 0.0 | Electrical Components | 1250A 50KA EDO FP TMR ACB L&T SL95364 | 0 | 31-12-2099 | Material Transfer | Moving Average |  | 0.0 |  | 0 | 0 |  | 0 | 0 | 0 | 0 |  | 0 | Item Attribute | 1 | Nos | 0.0 | 0.0 | 0 | 0.0 | 0 | L&T | SL95364 | India |  |  | 0 | 0.0 |  | 0 | 0 |  | 0 | 0 | 0 | 0 |  |  | 0 | 0 | 0 |  | 0 | [5 empty] | 0 |  |  | 0 | [13 empty] | Nos | 1.0 | [10 empty] | Ringlus Electro Controls & Automation PVT LTD | [18 empty] | CGST - RNG | 9.0
[121 empty] | SGST - RNG | 9.0
| 1600A 50KA MDO FP TMR ACB L&T SL95355 | 1600A 50KA MDO FP TMR ACB L&T SL95355 | LTCPACB | Nos |  | 1600A 50KA MDO FP TMR ACB L&T SL95355 |  | 0 | 0 | 1 | 1 | 1 | 0.0 | 0.0 | 0.0 | 0 |  |  | 0.0 | Electrical Components | 1600A 50KA MDO FP TMR ACB L&T SL95355 | 0 | 31-12-2099 | Material Transfer | Moving Average |  | 0.0 |  | 0 | 0 |  | 0 | 0 | 0 | 0 |  | 0 | Item Attribute | 1 | Nos | 0.0 | 0.0 | 0 | 0.0 | 0 | L&T | SL95355 | India |  |  | 0 | 0.0 |  | 0 | 0 |  | 0 | 0 | 0 | 0 |  |  | 0 | 0 | 0 |  | 0 | [5 empty] | 0 |  |  | 0 | [13 empty] | Nos | 1.0 | [10 empty] | Ringlus Electro Controls & Automation PVT LTD | [18 empty] | CGST - RNG | 9.0
[121 empty] | SGST - RNG | 9.0
| 1600A 50KA EDO FP TMR ACB L&T SL95365 | 1600A 50KA EDO FP TMR ACB L&T SL95365 | LTCPACB | Nos |  | 1600A 50KA EDO FP TMR ACB L&T SL95365 |  | 0 | 0 | 1 | 1 | 1 | 0.0 | 0.0 | 0.0 | 0 |  |  | 0.0 | Electrical Components | 1600A 50KA EDO FP TMR ACB L&T SL95365 | 0 | 31-12-2099 | Material Transfer | Moving Average |  | 0.0 |  | 0 | 0 |  | 0 | 0 | 0 | 0 |  | 0 | Item Attribute | 1 | Nos | 0.0 | 0.0 | 0 | 0.0 | 0 | L&T | SL95365 | India |  |  | 0 | 0.0 |  | 0 | 0 |  | 0 | 0 | 0 | 0 |  |  | 0 | 0 | 0 |  | 0 | [5 empty] | 0 |  |  | 0 | [13 empty] | Nos | 1.0 | [10 empty] | Ringlus Electro Controls & Automation PVT LTD | [18 empty] | CGST - RNG | 9.0
[121 empty] | SGST - RNG | 9.0
| 2000A 50KA MDO FP TMR ACB L&T SL95356 | 2000A 50KA MDO FP TMR ACB L&T SL95356 | LTCPACB | Nos |  | 2000A 50KA MDO FP TMR ACB L&T SL95356 |  | 0 | 0 | 1 | 1 | 1 | 0.0 | 0.0 | 0.0 | 0 |  |  | 0.0 | Electrical Components | 2000A 50KA MDO FP TMR ACB L&T SL95356 | 0 | 31-12-2099 | Material Transfer | Moving Average |  | 0.0 |  | 0 | 0 |  | 0 | 0 | 0 | 0 |  | 0 | Item Attribute | 1 | Nos | 0.0 | 0.0 | 0 | 0.0 | 0 | L&T | SL95356 | India |  |  | 0 | 0.0 |  | 0 | 0 |  | 0 | 0 | 0 | 0 |  |  | 0 | 0 | 0 |  | 0 | [5 empty] | 0 |  |  | 0 | [13 empty] | Nos | 1.0 | [10 empty] | Ringlus Electro Controls & Automation PVT LTD | [18 empty] | CGST - RNG | 9.0
[121 empty] | SGST - RNG | 9.0
| 2000A 50KA EDO FP TMR ACB L&T SL95366 | 2000A 50KA EDO FP TMR ACB L&T SL95366 | LTCPACB | Nos |  | 2000A 50KA EDO FP TMR ACB L&T SL95366 |  | 0 | 0 | 1 | 1 | 1 | 0.0 | 0.0 | 0.0 | 0 |  |  | 0.0 | Electrical Components | 2000A 50KA EDO FP TMR ACB L&T SL95366 | 0 | 31-12-2099 | Material Transfer | Moving Average |  | 0.0 |  | 0 | 0 |  | 0 | 0 | 0 | 0 |  | 0 | Item Attribute | 1 | Nos | 0.0 | 0.0 | 0 | 0.0 | 0 | L&T | SL95366 | India |  |  | 0 | 0.0 |  | 0 | 0 |  | 0 | 0 | 0 | 0 |  |  | 0 | 0 | 0 |  | 0 | [5 empty] | 0 |  |  | 0 | [13 empty] | Nos | 1.0 | [10 empty] | Ringlus Electro Controls & Automation PVT LTD | [18 empty] | CGST - RNG | 9.0
[121 empty] | SGST - RNG | 9.0
| 2500A 60KA MDO FP TMR ACB L&T SL95357 | 2500A 60KA MDO FP TMR ACB L&T SL95357 | LTCPACB | Nos |  | 2500A 60KA MDO FP TMR ACB L&T SL95357 |  | 0 | 0 | 1 | 1 | 1 | 0.0 | 0.0 | 0.0 | 0 |  |  | 0.0 | Electrical Components | 2500A 60KA MDO FP TMR ACB L&T SL95357 | 0 | 31-12-2099 | Material Transfer | Moving Average |  | 0.0 |  | 0 | 0 |  | 0 | 0 | 0 | 0 |  | 0 | Item Attribute | 1 | Nos | 0.0 | 0.0 | 0 | 0.0 | 0 | L&T | SL95357 | India |  |  | 0 | 0.0 |  | 0 | 0 |  | 0 | 0 | 0 | 0 |  |  | 0 | 0 | 0 |  | 0 | [5 empty] | 0 |  |  | 0 | [13 empty] | Nos | 1.0 | [10 empty] | Ringlus Electro Controls & Automation PVT LTD | [18 empty] | CGST - RNG | 9.0
[121 empty] | SGST - RNG | 9.0
| 2500A 60KA EDO FP TMR ACB L&T SL95367 | 2500A 60KA EDO FP TMR ACB L&T SL95367 | LTCPACB | Nos |  | 2500A 60KA EDO FP TMR ACB L&T SL95367 |  | 0 | 0 | 1 | 1 | 1 | 0.0 | 0.0 | 0.0 | 0 |  |  | 0.0 | Electrical Components | 2500A 60KA EDO FP TMR ACB L&T SL95367 | 0 | 31-12-2099 | Material Transfer | Moving Average |  | 0.0 |  | 0 | 0 |  | 0 | 0 | 0 | 0 |  | 0 | Item Attribute | 1 | Nos | 0.0 | 0.0 | 0 | 0.0 | 0 | L&T | SL95367 | India |  |  | 0 | 0.0 |  | 0 | 0 |  | 0 | 0 | 0 | 0 |  |  | 0 | 0 | 0 |  | 0 | [5 empty] | 0 |  |  | 0 | [13 empty] | Nos | 1.0 | [10 empty] | Ringlus Electro Controls & Automation PVT LTD | [18 empty] | CGST - RNG | 9.0
[121 empty] | SGST - RNG | 9.0
| 630A 50KA MF TP MPR ACB L&T SL95561 | 630A 50KA MF TP MPR ACB L&T SL95561 | LTCPACB | Nos |  | 630A 50KA MF TP MPR ACB L&T SL95561 |  | 0 | 0 | 1 | 1 | 1 | 0.0 | 0.0 | 0.0 | 0 |  |  | 0.0 | Electrical Components | 630A 50KA MF TP MPR ACB L&T SL95561 | 0 | 31-12-2099 | Material Transfer | Moving Average |  | 0.0 |  | 0 | 0 |  | 0 | 0 | 0 | 0 |  | 0 | Item Attribute | 1 | Nos | 0.0 | 0.0 | 0 | 0.0 | 0 | L&T | SL95561 | India |  |  | 0 | 0.0 |  | 0 | 0 |  | 0 | 0 | 0 | 0 |  |  | 0 | 0 | 0 |  | 0 | [5 empty] | 0 |  |  | 0 | [13 empty] | Nos | 1.0 | [10 empty] | Ringlus Electro Controls & Automation PVT LTD | [18 empty] | CGST - RNG | 9.0
[121 empty] | SGST - RNG | 9.0
| 630A 50KA EF TP MPR ACB L&T SL95571 | 630A 50KA EF TP MPR ACB L&T SL95571 | LTCPACB | Nos |  | 630A 50KA EF TP MPR ACB L&T SL95571 |  | 0 | 0 | 1 | 1 | 1 | 0.0 | 0.0 | 0.0 | 0 |  |  | 0.0 | Electrical Components | 630A 50KA EF TP MPR ACB L&T SL95571 | 0 | 31-12-2099 | Material Transfer | Moving Average |  | 0.0 |  | 0 | 0 |  | 0 | 0 | 0 | 0 |  | 0 | Item Attribute | 1 | Nos | 0.0 | 0.0 | 0 | 0.0 | 0 | L&T | SL95571 | India |  |  | 0 | 0.0 |  | 0 | 0 |  | 0 | 0 | 0 | 0 |  |  | 0 | 0 | 0 |  | 0 | [5 empty] | 0 |  |  | 0 | [13 empty] | Nos | 1.0 | [10 empty] | Ringlus Electro Controls & Automation PVT LTD | [18 empty] | CGST - RNG | 9.0
[121 empty] | SGST - RNG | 9.0
| 800A 50KA MF TP MPR ACB L&T SL95562 | 800A 50KA MF TP MPR ACB L&T SL95562 | LTCPACB | Nos |  | 800A 50KA MF TP MPR ACB L&T SL95562 |  | 0 | 0 | 1 | 1 | 1 | 0.0 | 0.0 | 0.0 | 0 |  |  | 0.0 | Electrical Components | 800A 50KA MF TP MPR ACB L&T SL95562 | 0 | 31-12-2099 | Material Transfer | Moving Average |  | 0.0 |  | 0 | 0 |  | 0 | 0 | 0 | 0 |  | 0 | Item Attribute | 1 | Nos | 0.0 | 0.0 | 0 | 0.0 | 0 | L&T | SL95562 | India |  |  | 0 | 0.0 |  | 0 | 0 |  | 0 | 0 | 0 | 0 |  |  | 0 | 0 | 0 |  | 0 | [5 empty] | 0 |  |  | 0 | [13 empty] | Nos | 1.0 | [10 empty] | Ringlus Electro Controls & Automation PVT LTD | [18 empty] | CGST - RNG | 9.0
[121 empty] | SGST - RNG | 9.0
| 800A 50KA EF TP MPR ACB L&T SL95572 | 800A 50KA EF TP MPR ACB L&T SL95572 | LTCPACB | Nos |  | 800A 50KA EF TP MPR ACB L&T SL95572 |  | 0 | 0 | 1 | 1 | 1 | 0.0 | 0.0 | 0.0 | 0 |  |  | 0.0 | Electrical Components | 800A 50KA EF TP MPR ACB L&T SL95572 | 0 | 31-12-2099 | Material Transfer | Moving Average |  | 0.0 |  | 0 | 0 |  | 0 | 0 | 0 | 0 |  | 0 | Item Attribute | 1 | Nos | 0.0 | 0.0 | 0 | 0.0 | 0 | L&T | SL95572 | India |  |  | 0 | 0.0 |  | 0 | 0 |  | 0 | 0 | 0 | 0 |  |  | 0 | 0 | 0 |  | 0 | [5 empty] | 0 |  |  | 0 | [13 empty] | Nos | 1.0 | [10 empty] | Ringlus Electro Controls & Automation PVT LTD | [18 empty] | CGST - RNG | 9.0
[121 empty] | SGST - RNG | 9.0
| 1000A 50KA MF TP MPR ACB L&T SL95563 | 1000A 50KA MF TP MPR ACB L&T SL95563 | LTCPACB | Nos |  | 1000A 50KA MF TP MPR ACB L&T SL95563 |  | 0 | 0 | 1 | 1 | 1 | 0.0 | 0.0 | 0.0 | 0 |  |  | 0.0 | Electrical Components | 1000A 50KA MF TP MPR ACB L&T SL95563 | 0 | 31-12-2099 | Material Transfer | Moving Average |  | 0.0 |  | 0 | 0 |  | 0 | 0 | 0 | 0 |  | 0 | Item Attribute | 1 | Nos | 0.0 | 0.0 | 0 | 0.0 | 0 | L&T | SL95563 | India |  |  | 0 | 0.0 |  | 0 | 0 |  | 0 | 0 | 0 | 0 |  |  | 0 | 0 | 0 |  | 0 | [5 empty] | 0 |  |  | 0 | [13 empty] | Nos | 1.0 | [10 empty] | Ringlus Electro Controls & Automation PVT LTD | [18 empty] | CGST - RNG | 9.0
[121 empty] | SGST - RNG | 9.0
| 1000A 50KA EF TP MPR ACB L&T SL95573 | 1000A 50KA EF TP MPR ACB L&T SL95573 | LTCPACB | Nos |  | 1000A 50KA EF TP MPR ACB L&T SL95573 |  | 0 | 0 | 1 | 1 | 1 | 0.0 | 0.0 | 0.0 | 0 |  |  | 0.0 | Electrical Components | 1000A 50KA EF TP MPR ACB L&T SL95573 | 0 | 31-12-2099 | Material Transfer | Moving Average |  | 0.0 |  | 0 | 0 |  | 0 | 0 | 0 | 0 |  | 0 | Item Attribute | 1 | Nos | 0.0 | 0.0 | 0 | 0.0 | 0 | L&T | SL95573 | India |  |  | 0 | 0.0 |  | 0 | 0 |  | 0 | 0 | 0 | 0 |  |  | 0 | 0 | 0 |  | 0 | [5 empty] | 0 |  |  | 0 | [13 empty] | Nos | 1.0 | [10 empty] | Ringlus Electro Controls & Automation PVT LTD | [18 empty] | CGST - RNG | 9.0
[121 empty] | SGST - RNG | 9.0
| 1250A 50KA MF TP MPR ACB L&T SL95564 | 1250A 50KA MF TP MPR ACB L&T SL95564 | LTCPACB | Nos |  | 1250A 50KA MF TP MPR ACB L&T SL95564 |  | 0 | 0 | 1 | 1 | 1 | 0.0 | 0.0 | 0.0 | 0 |  |  | 0.0 | Electrical Components | 1250A 50KA MF TP MPR ACB L&T SL95564 | 0 | 31-12-2099 | Material Transfer | Moving Average |  | 0.0 |  | 0 | 0 |  | 0 | 0 | 0 | 0 |  | 0 | Item Attribute | 1 | Nos | 0.0 | 0.0 | 0 | 0.0 | 0 | L&T | SL95564 | India |  |  | 0 | 0.0 |  | 0 | 0 |  | 0 | 0 | 0 | 0 |  |  | 0 | 0 | 0 |  | 0 | [5 empty] | 0 |  |  | 0 | [13 empty] | Nos | 1.0 | [10 empty] | Ringlus Electro Controls & Automation PVT LTD | [18 empty] | CGST - RNG | 9.0
[121 empty] | SGST - RNG | 9.0
| 1250A 50KA EF TP MPR ACB L&T SL95574 | 1250A 50KA EF TP MPR ACB L&T SL95574 | LTCPACB | Nos |  | 1250A 50KA EF TP MPR ACB L&T SL95574 |  | 0 | 0 | 1 | 1 | 1 | 0.0 | 0.0 | 0.0 | 0 |  |  | 0.0 | Electrical Components | 1250A 50KA EF TP MPR ACB L&T SL95574 | 0 | 31-12-2099 | Material Transfer | Moving Average |  | 0.0 |  | 0 | 0 |  | 0 | 0 | 0 | 0 |  | 0 | Item Attribute | 1 | Nos | 0.0 | 0.0 | 0 | 0.0 | 0 | L&T | SL95574 | India |  |  | 0 | 0.0 |  | 0 | 0 |  | 0 | 0 | 0 | 0 |  |  | 0 | 0 | 0 |  | 0 | [5 empty] | 0 |  |  | 0 | [13 empty] | Nos | 1.0 | [10 empty] | Ringlus Electro Controls & Automation PVT LTD | [18 empty] | CGST - RNG | 9.0
[121 empty] | SGST - RNG | 9.0
| 1600A 50KA MF TP MPR ACB L&T SL95565 | 1600A 50KA MF TP MPR ACB L&T SL95565 | LTCPACB | Nos |  | 1600A 50KA MF TP MPR ACB L&T SL95565 |  | 0 | 0 | 1 | 1 | 1 | 0.0 | 0.0 | 0.0 | 0 |  |  | 0.0 | Electrical Components | 1600A 50KA MF TP MPR ACB L&T SL95565 | 0 | 31-12-2099 | Material Transfer | Moving Average |  | 0.0 |  | 0 | 0 |  | 0 | 0 | 0 | 0 |  | 0 | Item Attribute | 1 | Nos | 0.0 | 0.0 | 0 | 0.0 | 0 | L&T | SL95565 | India |  |  | 0 | 0.0 |  | 0 | 0 |  | 0 | 0 | 0 | 0 |  |  | 0 | 0 | 0 |  | 0 | [5 empty] | 0 |  |  | 0 | [13 empty] | Nos | 1.0 | [10 empty] | Ringlus Electro Controls & Automation PVT LTD | [18 empty] | CGST - RNG | 9.0
[121 empty] | SGST - RNG | 9.0
| 1600A 50KA EF TP MPR ACB L&T SL95575 | 1600A 50KA EF TP MPR ACB L&T SL95575 | LTCPACB | Nos |  | 1600A 50KA EF TP MPR ACB L&T SL95575 |  | 0 | 0 | 1 | 1 | 1 | 0.0 | 0.0 | 0.0 | 0 |  |  | 0.0 | Electrical Components | 1600A 50KA EF TP MPR ACB L&T SL95575 | 0 | 31-12-2099 | Material Transfer | Moving Average |  | 0.0 |  | 0 | 0 |  | 0 | 0 | 0 | 0 |  | 0 | Item Attribute | 1 | Nos | 0.0 | 0.0 | 0 | 0.0 | 0 | L&T | SL95575 | India |  |  | 0 | 0.0 |  | 0 | 0 |  | 0 | 0 | 0 | 0 |  |  | 0 | 0 | 0 |  | 0 | [5 empty] | 0 |  |  | 0 | [13 empty] | Nos | 1.0 | [10 empty] | Ringlus Electro Controls & Automation PVT LTD | [18 empty] | CGST - RNG | 9.0
[121 empty] | SGST - RNG | 9.0
| 630A 50KA MF FP MPR ACB L&T SL95581 | 630A 50KA MF FP MPR ACB L&T SL95581 | LTCPACB | Nos |  | 630A 50KA MF FP MPR ACB L&T SL95581 |  | 0 | 0 | 1 | 1 | 1 | 0.0 | 0.0 | 0.0 | 0 |  |  | 0.0 | Electrical Components | 630A 50KA MF FP MPR ACB L&T SL95581 | 0 | 31-12-2099 | Material Transfer | Moving Average |  | 0.0 |  | 0 | 0 |  | 0 | 0 | 0 | 0 |  | 0 | Item Attribute | 1 | Nos | 0.0 | 0.0 | 0 | 0.0 | 0 | L&T | SL95581 | India |  |  | 0 | 0.0 |  | 0 | 0 |  | 0 | 0 | 0 | 0 |  |  | 0 | 0 | 0 |  | 0 | [5 empty] | 0 |  |  | 0 | [13 empty] | Nos | 1.0 | [10 empty] | Ringlus Electro Controls & Automation PVT LTD | [18 empty] | CGST - RNG | 9.0
[121 empty] | SGST - RNG | 9.0
| 630A 50KA EF FP MPR ACB L&T SL95591 | 630A 50KA EF FP MPR ACB L&T SL95591 | LTCPACB | Nos |  | 630A 50KA EF FP MPR ACB L&T SL95591 |  | 0 | 0 | 1 | 1 | 1 | 0.0 | 0.0 | 0.0 | 0 |  |  | 0.0 | Electrical Components | 630A 50KA EF FP MPR ACB L&T SL95591 | 0 | 31-12-2099 | Material Transfer | Moving Average |  | 0.0 |  | 0 | 0 |  | 0 | 0 | 0 | 0 |  | 0 | Item Attribute | 1 | Nos | 0.0 | 0.0 | 0 | 0.0 | 0 | L&T | SL95591 | India |  |  | 0 | 0.0 |  | 0 | 0 |  | 0 | 0 | 0 | 0 |  |  | 0 | 0 | 0 |  | 0 | [5 empty] | 0 |  |  | 0 | [13 empty] | Nos | 1.0 | [10 empty] | Ringlus Electro Controls & Automation PVT LTD | [18 empty] | CGST - RNG | 9.0
[121 empty] | SGST - RNG | 9.0
| 800A 50KA MF FP MPR ACB L&T SL95582 | 800A 50KA MF FP MPR ACB L&T SL95582 | LTCPACB | Nos |  | 800A 50KA MF FP MPR ACB L&T SL95582 |  | 0 | 0 | 1 | 1 | 1 | 0.0 | 0.0 | 0.0 | 0 |  |  | 0.0 | Electrical Components | 800A 50KA MF FP MPR ACB L&T SL95582 | 0 | 31-12-2099 | Material Transfer | Moving Average |  | 0.0 |  | 0 | 0 |  | 0 | 0 | 0 | 0 |  | 0 | Item Attribute | 1 | Nos | 0.0 | 0.0 | 0 | 0.0 | 0 | L&T | SL95582 | India |  |  | 0 | 0.0 |  | 0 | 0 |  | 0 | 0 | 0 | 0 |  |  | 0 | 0 | 0 |  | 0 | [5 empty] | 0 |  |  | 0 | [13 empty] | Nos | 1.0 | [10 empty] | Ringlus Electro Controls & Automation PVT LTD | [18 empty] | CGST - RNG | 9.0
[121 empty] | SGST - RNG | 9.0
| 800A 50KA EF FP MPR ACB L&T SL95592 | 800A 50KA EF FP MPR ACB L&T SL95592 | LTCPACB | Nos |  | 800A 50KA EF FP MPR ACB L&T SL95592 |  | 0 | 0 | 1 | 1 | 1 | 0.0 | 0.0 | 0.0 | 0 |  |  | 0.0 | Electrical Components | 800A 50KA EF FP MPR ACB L&T SL95592 | 0 | 31-12-2099 | Material Transfer | Moving Average |  | 0.0 |  | 0 | 0 |  | 0 | 0 | 0 | 0 |  | 0 | Item Attribute | 1 | Nos | 0.0 | 0.0 | 0 | 0.0 | 0 | L&T | SL95592 | India |  |  | 0 | 0.0 |  | 0 | 0 |  | 0 | 0 | 0 | 0 |  |  | 0 | 0 | 0 |  | 0 | [5 empty] | 0 |  |  | 0 | [13 empty] | Nos | 1.0 | [10 empty] | Ringlus Electro Controls & Automation PVT LTD | [18 empty] | CGST - RNG | 9.0
[121 empty] | SGST - RNG | 9.0
| 1000A 50KA MF FP MPR ACB L&T SL95583 | 1000A 50KA MF FP MPR ACB L&T SL95583 | LTCPACB | Nos |  | 1000A 50KA MF FP MPR ACB L&T SL95583 |  | 0 | 0 | 1 | 1 | 1 | 0.0 | 0.0 | 0.0 | 0 |  |  | 0.0 | Electrical Components | 1000A 50KA MF FP MPR ACB L&T SL95583 | 0 | 31-12-2099 | Material Transfer | Moving Average |  | 0.0 |  | 0 | 0 |  | 0 | 0 | 0 | 0 |  | 0 | Item Attribute | 1 | Nos | 0.0 | 0.0 | 0 | 0.0 | 0 | L&T | SL95583 | India |  |  | 0 | 0.0 |  | 0 | 0 |  | 0 | 0 | 0 | 0 |  |  | 0 | 0 | 0 |  | 0 | [5 empty] | 0 |  |  | 0 | [13 empty] | Nos | 1.0 | [10 empty] | Ringlus Electro Controls & Automation PVT LTD | [18 empty] | CGST - RNG | 9.0
[121 empty] | SGST - RNG | 9.0
| 1000A 50KA EF FP MPR ACB L&T SL95593 | 1000A 50KA EF FP MPR ACB L&T SL95593 | LTCPACB | Nos |  | 1000A 50KA EF FP MPR ACB L&T SL95593 |  | 0 | 0 | 1 | 1 | 1 | 0.0 | 0.0 | 0.0 | 0 |  |  | 0.0 | Electrical Components | 1000A 50KA EF FP MPR ACB L&T SL95593 | 0 | 31-12-2099 | Material Transfer | Moving Average |  | 0.0 |  | 0 | 0 |  | 0 | 0 | 0 | 0 |  | 0 | Item Attribute | 1 | Nos | 0.0 | 0.0 | 0 | 0.0 | 0 | L&T | SL95593 | India |  |  | 0 | 0.0 |  | 0 | 0 |  | 0 | 0 | 0 | 0 |  |  | 0 | 0 | 0 |  | 0 | [5 empty] | 0 |  |  | 0 | [13 empty] | Nos | 1.0 | [10 empty] | Ringlus Electro Controls & Automation PVT LTD | [18 empty] | CGST - RNG | 9.0
[121 empty] | SGST - RNG | 9.0
| 1250A 50KA MF FP MPR ACB L&T SL95584 | 1250A 50KA MF FP MPR ACB L&T SL95584 | LTCPACB | Nos |  | 1250A 50KA MF FP MPR ACB L&T SL95584 |  | 0 | 0 | 1 | 1 | 1 | 0.0 | 0.0 | 0.0 | 0 |  |  | 0.0 | Electrical Components | 1250A 50KA MF FP MPR ACB L&T SL95584 | 0 | 31-12-2099 | Material Transfer | Moving Average |  | 0.0 |  | 0 | 0 |  | 0 | 0 | 0 | 0 |  | 0 | Item Attribute | 1 | Nos | 0.0 | 0.0 | 0 | 0.0 | 0 | L&T | SL95584 | India |  |  | 0 | 0.0 |  | 0 | 0 |  | 0 | 0 | 0 | 0 |  |  | 0 | 0 | 0 |  | 0 | [5 empty] | 0 |  |  | 0 | [13 empty] | Nos | 1.0 | [10 empty] | Ringlus Electro Controls & Automation PVT LTD | [18 empty] | CGST - RNG | 9.0
[121 empty] | SGST - RNG | 9.0
| 1250A 50KA EF FP MPR ACB L&T SL95594 | 1250A 50KA EF FP MPR ACB L&T SL95594 | LTCPACB | Nos |  | 1250A 50KA EF FP MPR ACB L&T SL95594 |  | 0 | 0 | 1 | 1 | 1 | 0.0 | 0.0 | 0.0 | 0 |  |  | 0.0 | Electrical Components | 1250A 50KA EF FP MPR ACB L&T SL95594 | 0 | 31-12-2099 | Material Transfer | Moving Average |  | 0.0 |  | 0 | 0 |  | 0 | 0 | 0 | 0 |  | 0 | Item Attribute | 1 | Nos | 0.0 | 0.0 | 0 | 0.0 | 0 | L&T | SL95594 | India |  |  | 0 | 0.0 |  | 0 | 0 |  | 0 | 0 | 0 | 0 |  |  | 0 | 0 | 0 |  | 0 | [5 empty] | 0 |  |  | 0 | [13 empty] | Nos | 1.0 | [10 empty] | Ringlus Electro Controls & Automation PVT LTD | [18 empty] | CGST - RNG | 9.0
[121 empty] | SGST - RNG | 9.0
| 1600A 50KA MF FP MPR ACB L&T SL95585 | 1600A 50KA MF FP MPR ACB L&T SL95585 | LTCPACB | Nos |  | 1600A 50KA MF FP MPR ACB L&T SL95585 |  | 0 | 0 | 1 | 1 | 1 | 0.0 | 0.0 | 0.0 | 0 |  |  | 0.0 | Electrical Components | 1600A 50KA MF FP MPR ACB L&T SL95585 | 0 | 31-12-2099 | Material Transfer | Moving Average |  | 0.0 |  | 0 | 0 |  | 0 | 0 | 0 | 0 |  | 0 | Item Attribute | 1 | Nos | 0.0 | 0.0 | 0 | 0.0 | 0 | L&T | SL95585 | India |  |  | 0 | 0.0 |  | 0 | 0 |  | 0 | 0 | 0 | 0 |  |  | 0 | 0 | 0 |  | 0 | [5 empty] | 0 |  |  | 0 | [13 empty] | Nos | 1.0 | [10 empty] | Ringlus Electro Controls & Automation PVT LTD | [18 empty] | CGST - RNG | 9.0
[121 empty] | SGST - RNG | 9.0
| 1600A 50KA EF FP MPR ACB L&T SL95595 | 1600A 50KA EF FP MPR ACB L&T SL95595 | LTCPACB | Nos |  | 1600A 50KA EF FP MPR ACB L&T SL95595 |  | 0 | 0 | 1 | 1 | 1 | 0.0 | 0.0 | 0.0 | 0 |  |  | 0.0 | Electrical Components | 1600A 50KA EF FP MPR ACB L&T SL95595 | 0 | 31-12-2099 | Material Transfer | Moving Average |  | 0.0 |  | 0 | 0 |  | 0 | 0 | 0 | 0 |  | 0 | Item Attribute | 1 | Nos | 0.0 | 0.0 | 0 | 0.0 | 0 | L&T | SL95595 | India |  |  | 0 | 0.0 |  | 0 | 0 |  | 0 | 0 | 0 | 0 |  |  | 0 | 0 | 0 |  | 0 | [5 empty] | 0 |  |  | 0 | [13 empty] | Nos | 1.0 | [10 empty] | Ringlus Electro Controls & Automation PVT LTD | [18 empty] | CGST - RNG | 9.0
[121 empty] | SGST - RNG | 9.0
| 630A 50KA MF TP TMR ACB L&T SL95481 | 630A 50KA MF TP TMR ACB L&T SL95481 | LTCPACB | Nos |  | 630A 50KA MF TP TMR ACB L&T SL95481 |  | 0 | 0 | 1 | 1 | 1 | 0.0 | 0.0 | 0.0 | 0 |  |  | 0.0 | Electrical Components | 630A 50KA MF TP TMR ACB L&T SL95481 | 0 | 31-12-2099 | Material Transfer | Moving Average |  | 0.0 |  | 0 | 0 |  | 0 | 0 | 0 | 0 |  | 0 | Item Attribute | 1 | Nos | 0.0 | 0.0 | 0 | 0.0 | 0 | L&T | SL95481 | India |  |  | 0 | 0.0 |  | 0 | 0 |  | 0 | 0 | 0 | 0 |  |  | 0 | 0 | 0 |  | 0 | [5 empty] | 0 |  |  | 0 | [13 empty] | Nos | 1.0 | [10 empty] | Ringlus Electro Controls & Automation PVT LTD | [18 empty] | CGST - RNG | 9.0
[121 empty] | SGST - RNG | 9.0
| 630A 50KA EF TP TMR ACB L&T SL95491 | 630A 50KA EF TP TMR ACB L&T SL95491 | LTCPACB | Nos |  | 630A 50KA EF TP TMR ACB L&T SL95491 |  | 0 | 0 | 1 | 1 | 1 | 0.0 | 0.0 | 0.0 | 0 |  |  | 0.0 | Electrical Components | 630A 50KA EF TP TMR ACB L&T SL95491 | 0 | 31-12-2099 | Material Transfer | Moving Average |  | 0.0 |  | 0 | 0 |  | 0 | 0 | 0 | 0 |  | 0 | Item Attribute | 1 | Nos | 0.0 | 0.0 | 0 | 0.0 | 0 | L&T | SL95491 | India |  |  | 0 | 0.0 |  | 0 | 0 |  | 0 | 0 | 0 | 0 |  |  | 0 | 0 | 0 |  | 0 | [5 empty] | 0 |  |  | 0 | [13 empty] | Nos | 1.0 | [10 empty] | Ringlus Electro Controls & Automation PVT LTD | [18 empty] | CGST - RNG | 9.0
[121 empty] | SGST - RNG | 9.0
| 800A 50KA MF TP TMR ACB L&T SL95482 | 800A 50KA MF TP TMR ACB L&T SL95482 | LTCPACB | Nos |  | 800A 50KA MF TP TMR ACB L&T SL95482 |  | 0 | 0 | 1 | 1 | 1 | 0.0 | 0.0 | 0.0 | 0 |  |  | 0.0 | Electrical Components | 800A 50KA MF TP TMR ACB L&T SL95482 | 0 | 31-12-2099 | Material Transfer | Moving Average |  | 0.0 |  | 0 | 0 |  | 0 | 0 | 0 | 0 |  | 0 | Item Attribute | 1 | Nos | 0.0 | 0.0 | 0 | 0.0 | 0 | L&T | SL95482 | India |  |  | 0 | 0.0 |  | 0 | 0 |  | 0 | 0 | 0 | 0 |  |  | 0 | 0 | 0 |  | 0 | [5 empty] | 0 |  |  | 0 | [13 empty] | Nos | 1.0 | [10 empty] | Ringlus Electro Controls & Automation PVT LTD | [18 empty] | CGST - RNG | 9.0
[121 empty] | SGST - RNG | 9.0
| 800A 50KA EF TP TMR ACB L&T SL95492 | 800A 50KA EF TP TMR ACB L&T SL95492 | LTCPACB | Nos |  | 800A 50KA EF TP TMR ACB L&T SL95492 |  | 0 | 0 | 1 | 1 | 1 | 0.0 | 0.0 | 0.0 | 0 |  |  | 0.0 | Electrical Components | 800A 50KA EF TP TMR ACB L&T SL95492 | 0 | 31-12-2099 | Material Transfer | Moving Average |  | 0.0 |  | 0 | 0 |  | 0 | 0 | 0 | 0 |  | 0 | Item Attribute | 1 | Nos | 0.0 | 0.0 | 0 | 0.0 | 0 | L&T | SL95492 | India |  |  | 0 | 0.0 |  | 0 | 0 |  | 0 | 0 | 0 | 0 |  |  | 0 | 0 | 0 |  | 0 | [5 empty] | 0 |  |  | 0 | [13 empty] | Nos | 1.0 | [10 empty] | Ringlus Electro Controls & Automation PVT LTD | [18 empty] | CGST - RNG | 9.0
[121 empty] | SGST - RNG | 9.0
| 1000A 50KA MF TP TMR ACB L&T SL95483 | 1000A 50KA MF TP TMR ACB L&T SL95483 | LTCPACB | Nos |  | 1000A 50KA MF TP TMR ACB L&T SL95483 |  | 0 | 0 | 1 | 1 | 1 | 0.0 | 0.0 | 0.0 | 0 |  |  | 0.0 | Electrical Components | 1000A 50KA MF TP TMR ACB L&T SL95483 | 0 | 31-12-2099 | Material Transfer | Moving Average |  | 0.0 |  | 0 | 0 |  | 0 | 0 | 0 | 0 |  | 0 | Item Attribute | 1 | Nos | 0.0 | 0.0 | 0 | 0.0 | 0 | L&T | SL95483 | India |  |  | 0 | 0.0 |  | 0 | 0 |  | 0 | 0 | 0 | 0 |  |  | 0 | 0 | 0 |  | 0 | [5 empty] | 0 |  |  | 0 | [13 empty] | Nos | 1.0 | [10 empty] | Ringlus Electro Controls & Automation PVT LTD | [18 empty] | CGST - RNG | 9.0
[121 empty] | SGST - RNG | 9.0
| 1000A 50KA EF TP TMR ACB L&T SL95493 | 1000A 50KA EF TP TMR ACB L&T SL95493 | LTCPACB | Nos |  | 1000A 50KA EF TP TMR ACB L&T SL95493 |  | 0 | 0 | 1 | 1 | 1 | 0.0 | 0.0 | 0.0 | 0 |  |  | 0.0 | Electrical Components | 1000A 50KA EF TP TMR ACB L&T SL95493 | 0 | 31-12-2099 | Material Transfer | Moving Average |  | 0.0 |  | 0 | 0 |  | 0 | 0 | 0 | 0 |  | 0 | Item Attribute | 1 | Nos | 0.0 | 0.0 | 0 | 0.0 | 0 | L&T | SL95493 | India |  |  | 0 | 0.0 |  | 0 | 0 |  | 0 | 0 | 0 | 0 |  |  | 0 | 0 | 0 |  | 0 | [5 empty] | 0 |  |  | 0 | [13 empty] | Nos | 1.0 | [10 empty] | Ringlus Electro Controls & Automation PVT LTD | [18 empty] | CGST - RNG | 9.0
[121 empty] | SGST - RNG | 9.0
| 1250A 50KA MF TP TMR ACB L&T SL95484 | 1250A 50KA MF TP TMR ACB L&T SL95484 | LTCPACB | Nos |  | 1250A 50KA MF TP TMR ACB L&T SL95484 |  | 0 | 0 | 1 | 1 | 1 | 0.0 | 0.0 | 0.0 | 0 |  |  | 0.0 | Electrical Components | 1250A 50KA MF TP TMR ACB L&T SL95484 | 0 | 31-12-2099 | Material Transfer | Moving Average |  | 0.0 |  | 0 | 0 |  | 0 | 0 | 0 | 0 |  | 0 | Item Attribute | 1 | Nos | 0.0 | 0.0 | 0 | 0.0 | 0 | L&T | SL95484 | India |  |  | 0 | 0.0 |  | 0 | 0 |  | 0 | 0 | 0 | 0 |  |  | 0 | 0 | 0 |  | 0 | [5 empty] | 0 |  |  | 0 | [13 empty] | Nos | 1.0 | [10 empty] | Ringlus Electro Controls & Automation PVT LTD | [18 empty] | CGST - RNG | 9.0
[121 empty] | SGST - RNG | 9.0
| 1250A 50KA EF TP TMR ACB L&T SL95494 | 1250A 50KA EF TP TMR ACB L&T SL95494 | LTCPACB | Nos |  | 1250A 50KA EF TP TMR ACB L&T SL95494 |  | 0 | 0 | 1 | 1 | 1 | 0.0 | 0.0 | 0.0 | 0 |  |  | 0.0 | Electrical Components | 1250A 50KA EF TP TMR ACB L&T SL95494 | 0 | 31-12-2099 | Material Transfer | Moving Average |  | 0.0 |  | 0 | 0 |  | 0 | 0 | 0 | 0 |  | 0 | Item Attribute | 1 | Nos | 0.0 | 0.0 | 0 | 0.0 | 0 | L&T | SL95494 | India |  |  | 0 | 0.0 |  | 0 | 0 |  | 0 | 0 | 0 | 0 |  |  | 0 | 0 | 0 |  | 0 | [5 empty] | 0 |  |  | 0 | [13 empty] | Nos | 1.0 | [10 empty] | Ringlus Electro Controls & Automation PVT LTD | [18 empty] | CGST - RNG | 9.0
[121 empty] | SGST - RNG | 9.0
| 1600A 50KA MF TP TMR ACB L&T SL95485 | 1600A 50KA MF TP TMR ACB L&T SL95485 | LTCPACB | Nos |  | 1600A 50KA MF TP TMR ACB L&T SL95485 |  | 0 | 0 | 1 | 1 | 1 | 0.0 | 0.0 | 0.0 | 0 |  |  | 0.0 | Electrical Components | 1600A 50KA MF TP TMR ACB L&T SL95485 | 0 | 31-12-2099 | Material Transfer | Moving Average |  | 0.0 |  | 0 | 0 |  | 0 | 0 | 0 | 0 |  | 0 | Item Attribute | 1 | Nos | 0.0 | 0.0 | 0 | 0.0 | 0 | L&T | SL95485 | India |  |  | 0 | 0.0 |  | 0 | 0 |  | 0 | 0 | 0 | 0 |  |  | 0 | 0 | 0 |  | 0 | [5 empty] | 0 |  |  | 0 | [13 empty] | Nos | 1.0 | [10 empty] | Ringlus Electro Controls & Automation PVT LTD | [18 empty] | CGST - RNG | 9.0
[121 empty] | SGST - RNG | 9.0
| 1600A 50KA EF TP TMR ACB L&T SL95495 | 1600A 50KA EF TP TMR ACB L&T SL95495 | LTCPACB | Nos |  | 1600A 50KA EF TP TMR ACB L&T SL95495 |  | 0 | 0 | 1 | 1 | 1 | 0.0 | 0.0 | 0.0 | 0 |  |  | 0.0 | Electrical Components | 1600A 50KA EF TP TMR ACB L&T SL95495 | 0 | 31-12-2099 | Material Transfer | Moving Average |  | 0.0 |  | 0 | 0 |  | 0 | 0 | 0 | 0 |  | 0 | Item Attribute | 1 | Nos | 0.0 | 0.0 | 0 | 0.0 | 0 | L&T | SL95495 | India |  |  | 0 | 0.0 |  | 0 | 0 |  | 0 | 0 | 0 | 0 |  |  | 0 | 0 | 0 |  | 0 | [5 empty] | 0 |  |  | 0 | [13 empty] | Nos | 1.0 | [10 empty] | Ringlus Electro Controls & Automation PVT LTD | [18 empty] | CGST - RNG | 9.0
[121 empty] | SGST - RNG | 9.0
| 630A 50KA MF FP TMR ACB L&T SL95501 | 630A 50KA MF FP TMR ACB L&T SL95501 | LTCPACB | Nos |  | 630A 50KA MF FP TMR ACB L&T SL95501 |  | 0 | 0 | 1 | 1 | 1 | 0.0 | 0.0 | 0.0 | 0 |  |  | 0.0 | Electrical Components | 630A 50KA MF FP TMR ACB L&T SL95501 | 0 | 31-12-2099 | Material Transfer | Moving Average |  | 0.0 |  | 0 | 0 |  | 0 | 0 | 0 | 0 |  | 0 | Item Attribute | 1 | Nos | 0.0 | 0.0 | 0 | 0.0 | 0 | L&T | SL95501 | India |  |  | 0 | 0.0 |  | 0 | 0 |  | 0 | 0 | 0 | 0 |  |  | 0 | 0 | 0 |  | 0 | [5 empty] | 0 |  |  | 0 | [13 empty] | Nos | 1.0 | [10 empty] | Ringlus Electro Controls & Automation PVT LTD | [18 empty] | CGST - RNG | 9.0
[121 empty] | SGST - RNG | 9.0
| 630A 50KA EF FP TMR ACB L&T SL95511 | 630A 50KA EF FP TMR ACB L&T SL95511 | LTCPACB | Nos |  | 630A 50KA EF FP TMR ACB L&T SL95511 |  | 0 | 0 | 1 | 1 | 1 | 0.0 | 0.0 | 0.0 | 0 |  |  | 0.0 | Electrical Components | 630A 50KA EF FP TMR ACB L&T SL95511 | 0 | 31-12-2099 | Material Transfer | Moving Average |  | 0.0 |  | 0 | 0 |  | 0 | 0 | 0 | 0 |  | 0 | Item Attribute | 1 | Nos | 0.0 | 0.0 | 0 | 0.0 | 0 | L&T | SL95511 | India |  |  | 0 | 0.0 |  | 0 | 0 |  | 0 | 0 | 0 | 0 |  |  | 0 | 0 | 0 |  | 0 | [5 empty] | 0 |  |  | 0 | [13 empty] | Nos | 1.0 | [10 empty] | Ringlus Electro Controls & Automation PVT LTD | [18 empty] | CGST - RNG | 9.0
[121 empty] | SGST - RNG | 9.0
| 800A 50KA MF FP TMR ACB L&T SL95502 | 800A 50KA MF FP TMR ACB L&T SL95502 | LTCPACB | Nos |  | 800A 50KA MF FP TMR ACB L&T SL95502 |  | 0 | 0 | 1 | 1 | 1 | 0.0 | 0.0 | 0.0 | 0 |  |  | 0.0 | Electrical Components | 800A 50KA MF FP TMR ACB L&T SL95502 | 0 | 31-12-2099 | Material Transfer | Moving Average |  | 0.0 |  | 0 | 0 |  | 0 | 0 | 0 | 0 |  | 0 | Item Attribute | 1 | Nos | 0.0 | 0.0 | 0 | 0.0 | 0 | L&T | SL95502 | India |  |  | 0 | 0.0 |  | 0 | 0 |  | 0 | 0 | 0 | 0 |  |  | 0 | 0 | 0 |  | 0 | [5 empty] | 0 |  |  | 0 | [13 empty] | Nos | 1.0 | [10 empty] | Ringlus Electro Controls & Automation PVT LTD | [18 empty] | CGST - RNG | 9.0
[121 empty] | SGST - RNG | 9.0
| 800A 50KA EF FP TMR ACB L&T SL95512 | 800A 50KA EF FP TMR ACB L&T SL95512 | LTCPACB | Nos |  | 800A 50KA EF FP TMR ACB L&T SL95512 |  | 0 | 0 | 1 | 1 | 1 | 0.0 | 0.0 | 0.0 | 0 |  |  | 0.0 | Electrical Components | 800A 50KA EF FP TMR ACB L&T SL95512 | 0 | 31-12-2099 | Material Transfer | Moving Average |  | 0.0 |  | 0 | 0 |  | 0 | 0 | 0 | 0 |  | 0 | Item Attribute | 1 | Nos | 0.0 | 0.0 | 0 | 0.0 | 0 | L&T | SL95512 | India |  |  | 0 | 0.0 |  | 0 | 0 |  | 0 | 0 | 0 | 0 |  |  | 0 | 0 | 0 |  | 0 | [5 empty] | 0 |  |  | 0 | [13 empty] | Nos | 1.0 | [10 empty] | Ringlus Electro Controls & Automation PVT LTD | [18 empty] | CGST - RNG | 9.0
[121 empty] | SGST - RNG | 9.0
| 1000A 50KA MF FP TMR ACB L&T SL95503 | 1000A 50KA MF FP TMR ACB L&T SL95503 | LTCPACB | Nos |  | 1000A 50KA MF FP TMR ACB L&T SL95503 |  | 0 | 0 | 1 | 1 | 1 | 0.0 | 0.0 | 0.0 | 0 |  |  | 0.0 | Electrical Components | 1000A 50KA MF FP TMR ACB L&T SL95503 | 0 | 31-12-2099 | Material Transfer | Moving Average |  | 0.0 |  | 0 | 0 |  | 0 | 0 | 0 | 0 |  | 0 | Item Attribute | 1 | Nos | 0.0 | 0.0 | 0 | 0.0 | 0 | L&T | SL95503 | India |  |  | 0 | 0.0 |  | 0 | 0 |  | 0 | 0 | 0 | 0 |  |  | 0 | 0 | 0 |  | 0 | [5 empty] | 0 |  |  | 0 | [13 empty] | Nos | 1.0 | [10 empty] | Ringlus Electro Controls & Automation PVT LTD | [18 empty] | CGST - RNG | 9.0
[121 empty] | SGST - RNG | 9.0
| 1000A 50KA EF FP TMR ACB L&T SL95513 | 1000A 50KA EF FP TMR ACB L&T SL95513 | LTCPACB | Nos |  | 1000A 50KA EF FP TMR ACB L&T SL95513 |  | 0 | 0 | 1 | 1 | 1 | 0.0 | 0.0 | 0.0 | 0 |  |  | 0.0 | Electrical Components | 1000A 50KA EF FP TMR ACB L&T SL95513 | 0 | 31-12-2099 | Material Transfer | Moving Average |  | 0.0 |  | 0 | 0 |  | 0 | 0 | 0 | 0 |  | 0 | Item Attribute | 1 | Nos | 0.0 | 0.0 | 0 | 0.0 | 0 | L&T | SL95513 | India |  |  | 0 | 0.0 |  | 0 | 0 |  | 0 | 0 | 0 | 0 |  |  | 0 | 0 | 0 |  | 0 | [5 empty] | 0 |  |  | 0 | [13 empty] | Nos | 1.0 | [10 empty] | Ringlus Electro Controls & Automation PVT LTD | [18 empty] | CGST - RNG | 9.0
[121 empty] | SGST - RNG | 9.0
| 1250A 50KA MF FP TMR ACB L&T SL95504 | 1250A 50KA MF FP TMR ACB L&T SL95504 | LTCPACB | Nos |  | 1250A 50KA MF FP TMR ACB L&T SL95504 |  | 0 | 0 | 1 | 1 | 1 | 0.0 | 0.0 | 0.0 | 0 |  |  | 0.0 | Electrical Components | 1250A 50KA MF FP TMR ACB L&T SL95504 | 0 | 31-12-2099 | Material Transfer | Moving Average |  | 0.0 |  | 0 | 0 |  | 0 | 0 | 0 | 0 |  | 0 | Item Attribute | 1 | Nos | 0.0 | 0.0 | 0 | 0.0 | 0 | L&T | SL95504 | India |  |  | 0 | 0.0 |  | 0 | 0 |  | 0 | 0 | 0 | 0 |  |  | 0 | 0 | 0 |  | 0 | [5 empty] | 0 |  |  | 0 | [13 empty] | Nos | 1.0 | [10 empty] | Ringlus Electro Controls & Automation PVT LTD | [18 empty] | CGST - RNG | 9.0
[121 empty] | SGST - RNG | 9.0
| 1250A 50KA EF FP TMR ACB L&T SL95514 | 1250A 50KA EF FP TMR ACB L&T SL95514 | LTCPACB | Nos |  | 1250A 50KA EF FP TMR ACB L&T SL95514 |  | 0 | 0 | 1 | 1 | 1 | 0.0 | 0.0 | 0.0 | 0 |  |  | 0.0 | Electrical Components | 1250A 50KA EF FP TMR ACB L&T SL95514 | 0 | 31-12-2099 | Material Transfer | Moving Average |  | 0.0 |  | 0 | 0 |  | 0 | 0 | 0 | 0 |  | 0 | Item Attribute | 1 | Nos | 0.0 | 0.0 | 0 | 0.0 | 0 | L&T | SL95514 | India |  |  | 0 | 0.0 |  | 0 | 0 |  | 0 | 0 | 0 | 0 |  |  | 0 | 0 | 0 |  | 0 | [5 empty] | 0 |  |  | 0 | [13 empty] | Nos | 1.0 | [10 empty] | Ringlus Electro Controls & Automation PVT LTD | [18 empty] | CGST - RNG | 9.0
[121 empty] | SGST - RNG | 9.0
| 1600A 50KA MF FP TMR ACB L&T SL95505 | 1600A 50KA MF FP TMR ACB L&T SL95505 | LTCPACB | Nos |  | 1600A 50KA MF FP TMR ACB L&T SL95505 |  | 0 | 0 | 1 | 1 | 1 | 0.0 | 0.0 | 0.0 | 0 |  |  | 0.0 | Electrical Components | 1600A 50KA MF FP TMR ACB L&T SL95505 | 0 | 31-12-2099 | Material Transfer | Moving Average |  | 0.0 |  | 0 | 0 |  | 0 | 0 | 0 | 0 |  | 0 | Item Attribute | 1 | Nos | 0.0 | 0.0 | 0 | 0.0 | 0 | L&T | SL95505 | India |  |  | 0 | 0.0 |  | 0 | 0 |  | 0 | 0 | 0 | 0 |  |  | 0 | 0 | 0 |  | 0 | [5 empty] | 0 |  |  | 0 | [13 empty] | Nos | 1.0 | [10 empty] | Ringlus Electro Controls & Automation PVT LTD | [18 empty] | CGST - RNG | 9.0
[121 empty] | SGST - RNG | 9.0
| 1600A 50KA EF FP TMR ACB L&T SL95515 | 1600A 50KA EF FP TMR ACB L&T SL95515 | LTCPACB | Nos |  | 1600A 50KA EF FP TMR ACB L&T SL95515 |  | 0 | 0 | 1 | 1 | 1 | 0.0 | 0.0 | 0.0 | 0 |  |  | 0.0 | Electrical Components | 1600A 50KA EF FP TMR ACB L&T SL95515 | 0 | 31-12-2099 | Material Transfer | Moving Average |  | 0.0 |  | 0 | 0 |  | 0 | 0 | 0 | 0 |  | 0 | Item Attribute | 1 | Nos | 0.0 | 0.0 | 0 | 0.0 | 0 | L&T | SL95515 | India |  |  | 0 | 0.0 |  | 0 | 0 |  | 0 | 0 | 0 | 0 |  |  | 0 | 0 | 0 |  | 0 | [5 empty] | 0 |  |  | 0 | [13 empty] | Nos | 1.0 | [10 empty] | Ringlus Electro Controls & Automation PVT LTD | [18 empty] | CGST - RNG | 9.0
[121 empty] | SGST - RNG | 9.0
| 32A 50KA Triple Pole MCCB DN0-100M L&T CM98944OOEO | 32A 50KA Triple Pole MCCB DN0-100M L&T CM98944OOEO | LTDNMMCCB | Nos |  | 32A 50KA Triple Pole MCCB DN0-100M L&T CM98944OOEO |  | 0 | 0 | 1 | 1 | 1 | 0.0 | 0.0 | 0.0 | 0 |  |  | 0.0 | Electrical Components | 32A 50KA Triple Pole MCCB DN0-100M L&T CM98944OOEO | 0 | 31-12-2099 | Material Transfer | Moving Average |  | 0.0 |  | 0 | 0 |  | 0 | 0 | 0 | 0 |  | 0 | Item Attribute | 1 | Nos | 0.0 | 0.0 | 0 | 0.0 | 0 | L&T | CM98944OOEO | India |  |  | 0 | 0.0 |  | 0 | 0 |  | 0 | 0 | 0 | 0 |  |  | 0 | 0 | 0 |  | 0 | [5 empty] | 0 |  |  | 0 | [13 empty] | Nos | 1.0 | [10 empty] | Ringlus Electro Controls & Automation PVT LTD | [18 empty] | CGST - RNG | 9.0
[121 empty] | SGST - RNG | 9.0
| 40A 50KA Triple Pole MCCB DN0-100M L&T CM98944OOFO | 40A 50KA Triple Pole MCCB DN0-100M L&T CM98944OOFO | LTDNMMCCB | Nos |  | 40A 50KA Triple Pole MCCB DN0-100M L&T CM98944OOFO |  | 0 | 0 | 1 | 1 | 1 | 0.0 | 0.0 | 0.0 | 0 |  |  | 0.0 | Electrical Components | 40A 50KA Triple Pole MCCB DN0-100M L&T CM98944OOFO | 0 | 31-12-2099 | Material Transfer | Moving Average |  | 0.0 |  | 0 | 0 |  | 0 | 0 | 0 | 0 |  | 0 | Item Attribute | 1 | Nos | 0.0 | 0.0 | 0 | 0.0 | 0 | L&T | CM98944OOFO | India |  |  | 0 | 0.0 |  | 0 | 0 |  | 0 | 0 | 0 | 0 |  |  | 0 | 0 | 0 |  | 0 | [5 empty] | 0 |  |  | 0 | [13 empty] | Nos | 1.0 | [10 empty] | Ringlus Electro Controls & Automation PVT LTD | [18 empty] | CGST - RNG | 9.0
[121 empty] | SGST - RNG | 9.0
| 50A 50KA Triple Pole MCCB DN0-100M L&T CM98944OOGO | 50A 50KA Triple Pole MCCB DN0-100M L&T CM98944OOGO | LTDNMMCCB | Nos |  | 50A 50KA Triple Pole MCCB DN0-100M L&T CM98944OOGO |  | 0 | 0 | 1 | 1 | 1 | 0.0 | 0.0 | 0.0 | 0 |  |  | 0.0 | Electrical Components | 50A 50KA Triple Pole MCCB DN0-100M L&T CM98944OOGO | 0 | 31-12-2099 | Material Transfer | Moving Average |  | 0.0 |  | 0 | 0 |  | 0 | 0 | 0 | 0 |  | 0 | Item Attribute | 1 | Nos | 0.0 | 0.0 | 0 | 0.0 | 0 | L&T | CM98944OOGO | India |  |  | 0 | 0.0 |  | 0 | 0 |  | 0 | 0 | 0 | 0 |  |  | 0 | 0 | 0 |  | 0 | [5 empty] | 0 |  |  | 0 | [13 empty] | Nos | 1.0 | [10 empty] | Ringlus Electro Controls & Automation PVT LTD | [18 empty] | CGST - RNG | 9.0
[121 empty] | SGST - RNG | 9.0
| 63A 50KA Triple Pole MCCB DN0-100M L&T CM98944OOHO | 63A 50KA Triple Pole MCCB DN0-100M L&T CM98944OOHO | LTDNMMCCB | Nos |  | 63A 50KA Triple Pole MCCB DN0-100M L&T CM98944OOHO |  | 0 | 0 | 1 | 1 | 1 | 0.0 | 0.0 | 0.0 | 0 |  |  | 0.0 | Electrical Components | 63A 50KA Triple Pole MCCB DN0-100M L&T CM98944OOHO | 0 | 31-12-2099 | Material Transfer | Moving Average |  | 0.0 |  | 0 | 0 |  | 0 | 0 | 0 | 0 |  | 0 | Item Attribute | 1 | Nos | 0.0 | 0.0 | 0 | 0.0 | 0 | L&T | CM98944OOHO | India |  |  | 0 | 0.0 |  | 0 | 0 |  | 0 | 0 | 0 | 0 |  |  | 0 | 0 | 0 |  | 0 | [5 empty] | 0 |  |  | 0 | [13 empty] | Nos | 1.0 | [10 empty] | Ringlus Electro Controls & Automation PVT LTD | [18 empty] | CGST - RNG | 9.0
[121 empty] | SGST - RNG | 9.0
| 80A 50KA Triple Pole MCCB DN0-100M L&T CM98944OOJO | 80A 50KA Triple Pole MCCB DN0-100M L&T CM98944OOJO | LTDNMMCCB | Nos |  | 80A 50KA Triple Pole MCCB DN0-100M L&T CM98944OOJO |  | 0 | 0 | 1 | 1 | 1 | 0.0 | 0.0 | 0.0 | 0 |  |  | 0.0 | Electrical Components | 80A 50KA Triple Pole MCCB DN0-100M L&T CM98944OOJO | 0 | 31-12-2099 | Material Transfer | Moving Average |  | 0.0 |  | 0 | 0 |  | 0 | 0 | 0 | 0 |  | 0 | Item Attribute | 1 | Nos | 0.0 | 0.0 | 0 | 0.0 | 0 | L&T | CM98944OOJO | India |  |  | 0 | 0.0 |  | 0 | 0 |  | 0 | 0 | 0 | 0 |  |  | 0 | 0 | 0 |  | 0 | [5 empty] | 0 |  |  | 0 | [13 empty] | Nos | 1.0 | [10 empty] | Ringlus Electro Controls & Automation PVT LTD | [18 empty] | CGST - RNG | 9.0
[121 empty] | SGST - RNG | 9.0
| 100A 50KA Triple Pole MCCB DN0-100M L&T CM98944OOKO | 100A 50KA Triple Pole MCCB DN0-100M L&T CM98944OOKO | LTDNMMCCB | Nos |  | 100A 50KA Triple Pole MCCB DN0-100M L&T CM98944OOKO |  | 0 | 0 | 1 | 1 | 1 | 0.0 | 0.0 | 0.0 | 0 |  |  | 0.0 | Electrical Components | 100A 50KA Triple Pole MCCB DN0-100M L&T CM98944OOKO | 0 | 31-12-2099 | Material Transfer | Moving Average |  | 0.0 |  | 0 | 0 |  | 0 | 0 | 0 | 0 |  | 0 | Item Attribute | 1 | Nos | 0.0 | 0.0 | 0 | 0.0 | 0 | L&T | CM98944OOKO | India |  |  | 0 | 0.0 |  | 0 | 0 |  | 0 | 0 | 0 | 0 |  |  | 0 | 0 | 0 |  | 0 | [5 empty] | 0 |  |  | 0 | [13 empty] | Nos | 1.0 | [10 empty] | Ringlus Electro Controls & Automation PVT LTD | [18 empty] | CGST - RNG | 9.0
[121 empty] | SGST - RNG | 9.0
| 100A 50KA Triple Pole MCCB DN1-160M L&T CM90345OOKO | 100A 50KA Triple Pole MCCB DN1-160M L&T CM90345OOKO | LTDNMMCCB | Nos |  | 100A 50KA Triple Pole MCCB DN1-160M L&T CM90345OOKO |  | 0 | 0 | 1 | 1 | 1 | 0.0 | 0.0 | 0.0 | 0 |  |  | 0.0 | Electrical Components | 100A 50KA Triple Pole MCCB DN1-160M L&T CM90345OOKO | 0 | 31-12-2099 | Material Transfer | Moving Average |  | 0.0 |  | 0 | 0 |  | 0 | 0 | 0 | 0 |  | 0 | Item Attribute | 1 | Nos | 0.0 | 0.0 | 0 | 0.0 | 0 | L&T | CM90345OOKO | India |  |  | 0 | 0.0 |  | 0 | 0 |  | 0 | 0 | 0 | 0 |  |  | 0 | 0 | 0 |  | 0 | [5 empty] | 0 |  |  | 0 | [13 empty] | Nos | 1.0 | [10 empty] | Ringlus Electro Controls & Automation PVT LTD | [18 empty] | CGST - RNG | 9.0
[121 empty] | SGST - RNG | 9.0
| 125A 50KA Triple Pole MCCB DN1-160M L&TCM90345OOLO | 125A 50KA Triple Pole MCCB DN1-160M L&TCM90345OOLO | LTDNMMCCB | Nos |  | 125A 50KA Triple Pole MCCB DN1-160M L&TCM90345OOLO |  | 0 | 0 | 1 | 1 | 1 | 0.0 | 0.0 | 0.0 | 0 |  |  | 0.0 | Electrical Components | 125A 50KA Triple Pole MCCB DN1-160M L&TCM90345OOLO | 0 | 31-12-2099 | Material Transfer | Moving Average |  | 0.0 |  | 0 | 0 |  | 0 | 0 | 0 | 0 |  | 0 | Item Attribute | 1 | Nos | 0.0 | 0.0 | 0 | 0.0 | 0 | L&T | CM90345OOLO | India |  |  | 0 | 0.0 |  | 0 | 0 |  | 0 | 0 | 0 | 0 |  |  | 0 | 0 | 0 |  | 0 | [5 empty] | 0 |  |  | 0 | [13 empty] | Nos | 1.0 | [10 empty] | Ringlus Electro Controls & Automation PVT LTD | [18 empty] | CGST - RNG | 9.0
[121 empty] | SGST - RNG | 9.0
| 125A 50KA Triple Pole MCCB DN1-160M L&T CM90345OOMO | 125A 50KA Triple Pole MCCB DN1-160M L&T CM90345OOMO | LTDNMMCCB | Nos |  | 125A 50KA Triple Pole MCCB DN1-160M L&T CM90345OOMO |  | 0 | 0 | 1 | 1 | 1 | 0.0 | 0.0 | 0.0 | 0 |  |  | 0.0 | Electrical Components | 125A 50KA Triple Pole MCCB DN1-160M L&T CM90345OOMO | 0 | 31-12-2099 | Material Transfer | Moving Average |  | 0.0 |  | 0 | 0 |  | 0 | 0 | 0 | 0 |  | 0 | Item Attribute | 1 | Nos | 0.0 | 0.0 | 0 | 0.0 | 0 | L&T | CM90345OOMO | India |  |  | 0 | 0.0 |  | 0 | 0 |  | 0 | 0 | 0 | 0 |  |  | 0 | 0 | 0 |  | 0 | [5 empty] | 0 |  |  | 0 | [13 empty] | Nos | 1.0 | [10 empty] | Ringlus Electro Controls & Automation PVT LTD | [18 empty] | CGST - RNG | 9.0
[121 empty] | SGST - RNG | 9.0
| 200A 50KA Triple Pole MCCB DN2-250M L&T CM92171OONOOG | 200A 50KA Triple Pole MCCB DN2-250M L&T CM92171OONOOG | LTDNMMCCB | Nos |  | 200A 50KA Triple Pole MCCB DN2-250M L&T CM92171OONOOG |  | 0 | 0 | 1 | 1 | 1 | 0.0 | 0.0 | 0.0 | 0 |  |  | 0.0 | Electrical Components | 200A 50KA Triple Pole MCCB DN2-250M L&T CM92171OONOOG | 0 | 31-12-2099 | Material Transfer | Moving Average |  | 0.0 |  | 0 | 0 |  | 0 | 0 | 0 | 0 |  | 0 | Item Attribute | 1 | Nos | 0.0 | 0.0 | 0 | 0.0 | 0 | L&T | CM92171OONOOG | India |  |  | 0 | 0.0 |  | 0 | 0 |  | 0 | 0 | 0 | 0 |  |  | 0 | 0 | 0 |  | 0 | [5 empty] | 0 |  |  | 0 | [13 empty] | Nos | 1.0 | [10 empty] | Ringlus Electro Controls & Automation PVT LTD | [18 empty] | CGST - RNG | 9.0
[121 empty] | SGST - RNG | 9.0
| 250A 50KA Triple Pole MCCB DN2-250M L&T CM92171OOPOOG | 250A 50KA Triple Pole MCCB DN2-250M L&T CM92171OOPOOG | LTDNMMCCB | Nos |  | 250A 50KA Triple Pole MCCB DN2-250M L&T CM92171OOPOOG |  | 0 | 0 | 1 | 1 | 1 | 0.0 | 0.0 | 0.0 | 0 |  |  | 0.0 | Electrical Components | 250A 50KA Triple Pole MCCB DN2-250M L&T CM92171OOPOOG | 0 | 31-12-2099 | Material Transfer | Moving Average |  | 0.0 |  | 0 | 0 |  | 0 | 0 | 0 | 0 |  | 0 | Item Attribute | 1 | Nos | 0.0 | 0.0 | 0 | 0.0 | 0 | L&T | CM92171OOPOOG | India |  |  | 0 | 0.0 |  | 0 | 0 |  | 0 | 0 | 0 | 0 |  |  | 0 | 0 | 0 |  | 0 | [5 empty] | 0 |  |  | 0 | [13 empty] | Nos | 1.0 | [10 empty] | Ringlus Electro Controls & Automation PVT LTD | [18 empty] | CGST - RNG | 9.0
[121 empty] | SGST - RNG | 9.0
| 320A 50KA Triple Pole MCCB DN3-400M L&T CM9516OOQOOG | 320A 50KA Triple Pole MCCB DN3-400M L&T CM9516OOQOOG | LTDNMMCCB | Nos |  | 320A 50KA Triple Pole MCCB DN3-400M L&T CM9516OOQOOG |  | 0 | 0 | 1 | 1 | 1 | 0.0 | 0.0 | 0.0 | 0 |  |  | 0.0 | Electrical Components | 320A 50KA Triple Pole MCCB DN3-400M L&T CM9516OOQOOG | 0 | 31-12-2099 | Material Transfer | Moving Average |  | 0.0 |  | 0 | 0 |  | 0 | 0 | 0 | 0 |  | 0 | Item Attribute | 1 | Nos | 0.0 | 0.0 | 0 | 0.0 | 0 | L&T | CM9516OOQOOG | India |  |  | 0 | 0.0 |  | 0 | 0 |  | 0 | 0 | 0 | 0 |  |  | 0 | 0 | 0 |  | 0 | [5 empty] | 0 |  |  | 0 | [13 empty] | Nos | 1.0 | [10 empty] | Ringlus Electro Controls & Automation PVT LTD | [18 empty] | CGST - RNG | 9.0
[121 empty] | SGST - RNG | 9.0
| 400A 50KA Triple Pole MCCB DN3-400M L&T CM9516OOROOG | 400A 50KA Triple Pole MCCB DN3-400M L&T CM9516OOROOG | LTDNMMCCB | Nos |  | 400A 50KA Triple Pole MCCB DN3-400M L&T CM9516OOROOG |  | 0 | 0 | 1 | 1 | 1 | 0.0 | 0.0 | 0.0 | 0 |  |  | 0.0 | Electrical Components | 400A 50KA Triple Pole MCCB DN3-400M L&T CM9516OOROOG | 0 | 31-12-2099 | Material Transfer | Moving Average |  | 0.0 |  | 0 | 0 |  | 0 | 0 | 0 | 0 |  | 0 | Item Attribute | 1 | Nos | 0.0 | 0.0 | 0 | 0.0 | 0 | L&T | CM9516OOROOG | India |  |  | 0 | 0.0 |  | 0 | 0 |  | 0 | 0 | 0 | 0 |  |  | 0 | 0 | 0 |  | 0 | [5 empty] | 0 |  |  | 0 | [13 empty] | Nos | 1.0 | [10 empty] | Ringlus Electro Controls & Automation PVT LTD | [18 empty] | CGST - RNG | 9.0
[121 empty] | SGST - RNG | 9.0
| 500A 50KA Triple Pole MCCB DN3-630M L&T CM94515OOSOOG | 500A 50KA Triple Pole MCCB DN3-630M L&T CM94515OOSOOG | LTDNMMCCB | Nos |  | 500A 50KA Triple Pole MCCB DN3-630M L&T CM94515OOSOOG |  | 0 | 0 | 1 | 1 | 1 | 0.0 | 0.0 | 0.0 | 0 |  |  | 0.0 | Electrical Components | 500A 50KA Triple Pole MCCB DN3-630M L&T CM94515OOSOOG | 0 | 31-12-2099 | Material Transfer | Moving Average |  | 0.0 |  | 0 | 0 |  | 0 | 0 | 0 | 0 |  | 0 | Item Attribute | 1 | Nos | 0.0 | 0.0 | 0 | 0.0 | 0 | L&T | CM94515OOSOOG | India |  |  | 0 | 0.0 |  | 0 | 0 |  | 0 | 0 | 0 | 0 |  |  | 0 | 0 | 0 |  | 0 | [5 empty] | 0 |  |  | 0 | [13 empty] | Nos | 1.0 | [10 empty] | Ringlus Electro Controls & Automation PVT LTD | [18 empty] | CGST - RNG | 9.0
[121 empty] | SGST - RNG | 9.0
| 630A 50KA Triple Pole MCCB DN3-630M L&T CM94515OOTOOG | 630A 50KA Triple Pole MCCB DN3-630M L&T CM94515OOTOOG | LTDNMMCCB | Nos |  | 630A 50KA Triple Pole MCCB DN3-630M L&T CM94515OOTOOG |  | 0 | 0 | 1 | 1 | 1 | 0.0 | 0.0 | 0.0 | 0 |  |  | 0.0 | Electrical Components | 630A 50KA Triple Pole MCCB DN3-630M L&T CM94515OOTOOG | 0 | 31-12-2099 | Material Transfer | Moving Average |  | 0.0 |  | 0 | 0 |  | 0 | 0 | 0 | 0 |  | 0 | Item Attribute | 1 | Nos | 0.0 | 0.0 | 0 | 0.0 | 0 | L&T | CM94515OOTOOG | India |  |  | 0 | 0.0 |  | 0 | 0 |  | 0 | 0 | 0 | 0 |  |  | 0 | 0 | 0 |  | 0 | [5 empty] | 0 |  |  | 0 | [13 empty] | Nos | 1.0 | [10 empty] | Ringlus Electro Controls & Automation PVT LTD | [18 empty] | CGST - RNG | 9.0
[121 empty] | SGST - RNG | 9.0
| VAF+PF Meter CL1 L&T WL411010OOOO | VAF+PF Meter CL1 L&T WL411010OOOO | LTMTR | Nos |  | VAF+PF Meter CL1 L&T WL411010OOOO |  | 0 | 0 | 1 | 1 | 1 | 0.0 | 0.0 | 0.0 | 0 |  |  | 0.0 | Electrical Components | VAF+PF Meter CL1 L&T WL411010OOOO | 0 | 31-12-2099 | Material Transfer | Moving Average |  | 0.0 |  | 0 | 0 |  | 0 | 0 | 0 | 0 |  | 0 | Item Attribute | 1 | Nos | 0.0 | 0.0 | 0 | 0.0 | 0 | L&T | WL411010OOOO | India |  |  | 0 | 0.0 |  | 0 | 0 |  | 0 | 0 | 0 | 0 |  |  | 0 | 0 | 0 |  | 0 | [5 empty] | 0 |  |  | 0 | [13 empty] | Nos | 1.0 | [10 empty] | Ringlus Electro Controls & Automation PVT LTD | [18 empty] | CGST - RNG | 9.0
[121 empty] | SGST - RNG | 9.0
| VAF +PF Meter with RS485 CL1 L&T WL411011OOOO | VAF +PF Meter with RS485 CL1 L&T WL411011OOOO | LTMTR | Nos |  | VAF +PF Meter with RS485 CL1 L&T WL411011OOOO |  | 0 | 0 | 1 | 1 | 1 | 0.0 | 0.0 | 0.0 | 0 |  |  | 0.0 | Electrical Components | VAF +PF Meter with RS485 CL1 L&T WL411011OOOO | 0 | 31-12-2099 | Material Transfer | Moving Average |  | 0.0 |  | 0 | 0 |  | 0 | 0 | 0 | 0 |  | 0 | Item Attribute | 1 | Nos | 0.0 | 0.0 | 0 | 0.0 | 0 | L&T | WL411011OOOO | India |  |  | 0 | 0.0 |  | 0 | 0 |  | 0 | 0 | 0 | 0 |  |  | 0 | 0 | 0 |  | 0 | [5 empty] | 0 |  |  | 0 | [13 empty] | Nos | 1.0 | [10 empty] | Ringlus Electro Controls & Automation PVT LTD | [18 empty] | CGST - RNG | 9.0
[121 empty] | SGST - RNG | 9.0
| VAF+PF Meter CL0.5 L&T WL411012OOOO | VAF+PF Meter CL0.5 L&T WL411012OOOO | LTMTR | Nos |  | VAF+PF Meter CL0.5 L&T WL411012OOOO |  | 0 | 0 | 1 | 1 | 1 | 0.0 | 0.0 | 0.0 | 0 |  |  | 0.0 | Electrical Components | VAF+PF Meter CL0.5 L&T WL411012OOOO | 0 | 31-12-2099 | Material Transfer | Moving Average |  | 0.0 |  | 0 | 0 |  | 0 | 0 | 0 | 0 |  | 0 | Item Attribute | 1 | Nos | 0.0 | 0.0 | 0 | 0.0 | 0 | L&T | WL411012OOOO | India |  |  | 0 | 0.0 |  | 0 | 0 |  | 0 | 0 | 0 | 0 |  |  | 0 | 0 | 0 |  | 0 | [5 empty] | 0 |  |  | 0 | [13 empty] | Nos | 1.0 | [10 empty] | Ringlus Electro Controls & Automation PVT LTD | [18 empty] | CGST - RNG | 9.0
[121 empty] | SGST - RNG | 9.0
| VAF +PF Meter with RS485 CL0.5 L&T WL411021OOOO | VAF +PF Meter with RS485 CL0.5 L&T WL411021OOOO | LTMTR | Nos |  | VAF +PF Meter with RS485 CL0.5 L&T WL411021OOOO |  | 0 | 0 | 1 | 1 | 1 | 0.0 | 0.0 | 0.0 | 0 |  |  | 0.0 | Electrical Components | VAF +PF Meter with RS485 CL0.5 L&T WL411021OOOO | 0 | 31-12-2099 | Material Transfer | Moving Average |  | 0.0 |  | 0 | 0 |  | 0 | 0 | 0 | 0 |  | 0 | Item Attribute | 1 | Nos | 0.0 | 0.0 | 0 | 0.0 | 0 | L&T | WL411021OOOO | India |  |  | 0 | 0.0 |  | 0 | 0 |  | 0 | 0 | 0 | 0 |  |  | 0 | 0 | 0 |  | 0 | [5 empty] | 0 |  |  | 0 | [13 empty] | Nos | 1.0 | [10 empty] | Ringlus Electro Controls & Automation PVT LTD | [18 empty] | CGST - RNG | 9.0
[121 empty] | SGST - RNG | 9.0
| 50/5A 15VA Cl 1 Ordinary Current Transformer ID 30mm Sreeganga | 50/5A 15VA Cl 1 Ordinary Current Transformer ID 30mm Sreeganga | CSM | Nos |  | 50/5A 15VA Cl 1 Ordinary Current Transformer ID 30mm Sreeganga |  | 0 | 0 | 1 | 1 | 1 | 0.0 | 0.0 | 0.0 | 0 |  |  | 0.0 | Electrical Components | 50/5A 15VA Cl 1 Ordinary Current Transformer ID 30mm Sreeganga | 0 | 31-12-2099 | Material Transfer | Moving Average |  | 0.0 |  | 0 | 0 |  | 0 | 0 | 0 | 0 |  | 0 | Item Attribute | 1 | Nos | 0.0 | 0.0 | 0 | 0.0 | 0 | Sree Ganga |  | India |  |  | 0 | 0.0 |  | 0 | 0 |  | 0 | 0 | 0 | 0 |  |  | 0 | 0 | 0 |  | 0 | [5 empty] | 0 |  |  | 0 | [13 empty] | Nos | 1.0 | [10 empty] | Ringlus Electro Controls & Automation PVT LTD | [18 empty] | CGST - RNG | 9.0
[121 empty] | SGST - RNG | 9.0
| 100/5A 15VA Cl 1 Ordinary Current Transformer ID 30mm Sreeganga | 100/5A 15VA Cl 1 Ordinary Current Transformer ID 30mm Sreeganga | CSM | Nos |  | 100/5A 15VA Cl 1 Ordinary Current Transformer ID 30mm Sreeganga |  | 0 | 0 | 1 | 1 | 1 | 0.0 | 0.0 | 0.0 | 0 |  |  | 0.0 | Electrical Components | 100/5A 15VA Cl 1 Ordinary Current Transformer ID 30mm Sreeganga | 0 | 31-12-2099 | Material Transfer | Moving Average |  | 0.0 |  | 0 | 0 |  | 0 | 0 | 0 | 0 |  | 0 | Item Attribute | 1 | Nos | 0.0 | 0.0 | 0 | 0.0 | 0 | Sree Ganga |  | India |  |  | 0 | 0.0 |  | 0 | 0 |  | 0 | 0 | 0 | 0 |  |  | 0 | 0 | 0 |  | 0 | [5 empty] | 0 |  |  | 0 | [13 empty] | Nos | 1.0 | [10 empty] | Ringlus Electro Controls & Automation PVT LTD | [18 empty] | CGST - RNG | 9.0
[121 empty] | SGST - RNG | 9.0
| 150/5A 15VA Cl 1 Ordinary Current Transformer ID 30mm Sreeganga | 150/5A 15VA Cl 1 Ordinary Current Transformer ID 30mm Sreeganga | CSM | Nos |  | 150/5A 15VA Cl 1 Ordinary Current Transformer ID 30mm Sreeganga |  | 0 | 0 | 1 | 1 | 1 | 0.0 | 0.0 | 0.0 | 0 |  |  | 0.0 | Electrical Components | 150/5A 15VA Cl 1 Ordinary Current Transformer ID 30mm Sreeganga | 0 | 31-12-2099 | Material Transfer | Moving Average |  | 0.0 |  | 0 | 0 |  | 0 | 0 | 0 | 0 |  | 0 | Item Attribute | 1 | Nos | 0.0 | 0.0 | 0 | 0.0 | 0 | Sree Ganga |  | India |  |  | 0 | 0.0 |  | 0 | 0 |  | 0 | 0 | 0 | 0 |  |  | 0 | 0 | 0 |  | 0 | [5 empty] | 0 |  |  | 0 | [13 empty] | Nos | 1.0 | [10 empty] | Ringlus Electro Controls & Automation PVT LTD | [18 empty] | CGST - RNG | 9.0
[121 empty] | SGST - RNG | 9.0
| 200/5A 15VA Cl 1 Ordinary Current Transformer ID 40mm Sreeganga | 200/5A 15VA Cl 1 Ordinary Current Transformer ID 40mm Sreeganga | CSM | Nos |  | 200/5A 15VA Cl 1 Ordinary Current Transformer ID 40mm Sreeganga |  | 0 | 0 | 1 | 1 | 1 | 0.0 | 0.0 | 0.0 | 0 |  |  | 0.0 | Electrical Components | 200/5A 15VA Cl 1 Ordinary Current Transformer ID 40mm Sreeganga | 0 | 31-12-2099 | Material Transfer | Moving Average |  | 0.0 |  | 0 | 0 |  | 0 | 0 | 0 | 0 |  | 0 | Item Attribute | 1 | Nos | 0.0 | 0.0 | 0 | 0.0 | 0 | Sree Ganga |  | India |  |  | 0 | 0.0 |  | 0 | 0 |  | 0 | 0 | 0 | 0 |  |  | 0 | 0 | 0 |  | 0 | [5 empty] | 0 |  |  | 0 | [13 empty] | Nos | 1.0 | [10 empty] | Ringlus Electro Controls & Automation PVT LTD | [18 empty] | CGST - RNG | 9.0
[121 empty] | SGST - RNG | 9.0
| 250/5A 15VA Cl 1 Ordinary Current Transformer ID 40mm Sreeganga | 250/5A 15VA Cl 1 Ordinary Current Transformer ID 40mm Sreeganga | CSM | Nos |  | 250/5A 15VA Cl 1 Ordinary Current Transformer ID 40mm Sreeganga |  | 0 | 0 | 1 | 1 | 1 | 0.0 | 0.0 | 0.0 | 0 |  |  | 0.0 | Electrical Components | 250/5A 15VA Cl 1 Ordinary Current Transformer ID 40mm Sreeganga | 0 | 31-12-2099 | Material Transfer | Moving Average |  | 0.0 |  | 0 | 0 |  | 0 | 0 | 0 | 0 |  | 0 | Item Attribute | 1 | Nos | 0.0 | 0.0 | 0 | 0.0 | 0 | Sree Ganga |  | India |  |  | 0 | 0.0 |  | 0 | 0 |  | 0 | 0 | 0 | 0 |  |  | 0 | 0 | 0 |  | 0 | [5 empty] | 0 |  |  | 0 | [13 empty] | Nos | 1.0 | [10 empty] | Ringlus Electro Controls & Automation PVT LTD | [18 empty] | CGST - RNG | 9.0
[121 empty] | SGST - RNG | 9.0
| 300/5A 15VA Cl 1 Ordinary Current Transformer ID 50mm Sreeganga | 300/5A 15VA Cl 1 Ordinary Current Transformer ID 50mm Sreeganga | CSM | Nos |  | 300/5A 15VA Cl 1 Ordinary Current Transformer ID 50mm Sreeganga |  | 0 | 0 | 1 | 1 | 1 | 0.0 | 0.0 | 0.0 | 0 |  |  | 0.0 | Electrical Components | 300/5A 15VA Cl 1 Ordinary Current Transformer ID 50mm Sreeganga | 0 | 31-12-2099 | Material Transfer | Moving Average |  | 0.0 |  | 0 | 0 |  | 0 | 0 | 0 | 0 |  | 0 | Item Attribute | 1 | Nos | 0.0 | 0.0 | 0 | 0.0 | 0 | Sree Ganga |  | India |  |  | 0 | 0.0 |  | 0 | 0 |  | 0 | 0 | 0 | 0 |  |  | 0 | 0 | 0 |  | 0 | [5 empty] | 0 |  |  | 0 | [13 empty] | Nos | 1.0 | [10 empty] | Ringlus Electro Controls & Automation PVT LTD | [18 empty] | CGST - RNG | 9.0
[121 empty] | SGST - RNG | 9.0
| 350/5A 15VA Cl 1 Ordinary Current Transformer ID 50mm Sreeganga | 350/5A 15VA Cl 1 Ordinary Current Transformer ID 50mm Sreeganga | CSM | Nos |  | 350/5A 15VA Cl 1 Ordinary Current Transformer ID 50mm Sreeganga |  | 0 | 0 | 1 | 1 | 1 | 0.0 | 0.0 | 0.0 | 0 |  |  | 0.0 | Electrical Components | 350/5A 15VA Cl 1 Ordinary Current Transformer ID 50mm Sreeganga | 0 | 31-12-2099 | Material Transfer | Moving Average |  | 0.0 |  | 0 | 0 |  | 0 | 0 | 0 | 0 |  | 0 | Item Attribute | 1 | Nos | 0.0 | 0.0 | 0 | 0.0 | 0 | Sree Ganga |  | India |  |  | 0 | 0.0 |  | 0 | 0 |  | 0 | 0 | 0 | 0 |  |  | 0 | 0 | 0 |  | 0 | [5 empty] | 0 |  |  | 0 | [13 empty] | Nos | 1.0 | [10 empty] | Ringlus Electro Controls & Automation PVT LTD | [18 empty] | CGST - RNG | 9.0
[121 empty] | SGST - RNG | 9.0
| 400/5A 15VA Cl 1 Ordinary Current Transformer ID 60mm Sreeganga | 400/5A 15VA Cl 1 Ordinary Current Transformer ID 60mm Sreeganga | CSM | Nos |  | 400/5A 15VA Cl 1 Ordinary Current Transformer ID 60mm Sreeganga |  | 0 | 0 | 1 | 1 | 1 | 0.0 | 0.0 | 0.0 | 0 |  |  | 0.0 | Electrical Components | 400/5A 15VA Cl 1 Ordinary Current Transformer ID 60mm Sreeganga | 0 | 31-12-2099 | Material Transfer | Moving Average |  | 0.0 |  | 0 | 0 |  | 0 | 0 | 0 | 0 |  | 0 | Item Attribute | 1 | Nos | 0.0 | 0.0 | 0 | 0.0 | 0 | Sree Ganga |  | India |  |  | 0 | 0.0 |  | 0 | 0 |  | 0 | 0 | 0 | 0 |  |  | 0 | 0 | 0 |  | 0 | [5 empty] | 0 |  |  | 0 | [13 empty] | Nos | 1.0 | [10 empty] | Ringlus Electro Controls & Automation PVT LTD | [18 empty] | CGST - RNG | 9.0
[121 empty] | SGST - RNG | 9.0
| 500/5A 15VA Cl 1 Ordinary Current Transformer ID 70mm Sreeganga | 500/5A 15VA Cl 1 Ordinary Current Transformer ID 70mm Sreeganga | CSM | Nos |  | 500/5A 15VA Cl 1 Ordinary Current Transformer ID 70mm Sreeganga |  | 0 | 0 | 1 | 1 | 1 | 0.0 | 0.0 | 0.0 | 0 |  |  | 0.0 | Electrical Components | 500/5A 15VA Cl 1 Ordinary Current Transformer ID 70mm Sreeganga | 0 | 31-12-2099 | Material Transfer | Moving Average |  | 0.0 |  | 0 | 0 |  | 0 | 0 | 0 | 0 |  | 0 | Item Attribute | 1 | Nos | 0.0 | 0.0 | 0 | 0.0 | 0 | Sree Ganga |  | India |  |  | 0 | 0.0 |  | 0 | 0 |  | 0 | 0 | 0 | 0 |  |  | 0 | 0 | 0 |  | 0 | [5 empty] | 0 |  |  | 0 | [13 empty] | Nos | 1.0 | [10 empty] | Ringlus Electro Controls & Automation PVT LTD | [18 empty] | CGST - RNG | 9.0
[121 empty] | SGST - RNG | 9.0
| 600/5A 15VA Cl 1 Ordinary Current Transformer ID 70mm Sreeganga | 600/5A 15VA Cl 1 Ordinary Current Transformer ID 70mm Sreeganga | CSM | Nos |  | 600/5A 15VA Cl 1 Ordinary Current Transformer ID 70mm Sreeganga |  | 0 | 0 | 1 | 1 | 1 | 0.0 | 0.0 | 0.0 | 0 |  |  | 0.0 | Electrical Components | 600/5A 15VA Cl 1 Ordinary Current Transformer ID 70mm Sreeganga | 0 | 31-12-2099 | Material Transfer | Moving Average |  | 0.0 |  | 0 | 0 |  | 0 | 0 | 0 | 0 |  | 0 | Item Attribute | 1 | Nos | 0.0 | 0.0 | 0 | 0.0 | 0 | Sree Ganga |  | India |  |  | 0 | 0.0 |  | 0 | 0 |  | 0 | 0 | 0 | 0 |  |  | 0 | 0 | 0 |  | 0 | [5 empty] | 0 |  |  | 0 | [13 empty] | Nos | 1.0 | [10 empty] | Ringlus Electro Controls & Automation PVT LTD | [18 empty] | CGST - RNG | 9.0
[121 empty] | SGST - RNG | 9.0
| LED Indication Lamp Red Esbee | LED Indication Lamp Red Esbee | CSM | Nos |  | LED Indication Lamp Red Esbee |  | 0 | 0 | 1 | 1 | 1 | 0.0 | 0.0 | 0.0 | 0 |  |  | 0.0 | Electrical Components | LED Indication Lamp Red Esbee | 0 | 31-12-2099 | Material Transfer | Moving Average |  | 0.0 |  | 0 | 0 |  | 0 | 0 | 0 | 0 |  | 0 | Item Attribute | 1 | Nos | 0.0 | 0.0 | 0 | 0.0 | 0 | Esbee |  | India |  |  | 0 | 0.0 |  | 0 | 0 |  | 0 | 0 | 0 | 0 |  |  | 0 | 0 | 0 |  | 0 | [5 empty] | 0 |  |  | 0 | [13 empty] | Nos | 1.0 | [10 empty] | Ringlus Electro Controls & Automation PVT LTD | [18 empty] | CGST - RNG | 9.0
[121 empty] | SGST - RNG | 9.0
| LED Indication Lamp Blue Esbee | LED Indication Lamp Blue Esbee | CSM | Nos |  | LED Indication Lamp Blue Esbee |  | 0 | 0 | 1 | 1 | 1 | 0.0 | 0.0 | 0.0 | 0 |  |  | 0.0 | Electrical Components | LED Indication Lamp Blue Esbee | 0 | 31-12-2099 | Material Transfer | Moving Average |  | 0.0 |  | 0 | 0 |  | 0 | 0 | 0 | 0 |  | 0 | Item Attribute | 1 | Nos | 0.0 | 0.0 | 0 | 0.0 | 0 | Esbee |  | India |  |  | 0 | 0.0 |  | 0 | 0 |  | 0 | 0 | 0 | 0 |  |  | 0 | 0 | 0 |  | 0 | [5 empty] | 0 |  |  | 0 | [13 empty] | Nos | 1.0 | [10 empty] | Ringlus Electro Controls & Automation PVT LTD | [18 empty] | CGST - RNG | 9.0
[121 empty] | SGST - RNG | 9.0
| LED Indication Lamp Yellow Esbee | LED Indication Lamp Yellow Esbee | CSM | Nos |  | LED Indication Lamp Yellow Esbee |  | 0 | 0 | 1 | 1 | 1 | 0.0 | 0.0 | 0.0 | 0 |  |  | 0.0 | Electrical Components | LED Indication Lamp Yellow Esbee | 0 | 31-12-2099 | Material Transfer | Moving Average |  | 0.0 |  | 0 | 0 |  | 0 | 0 | 0 | 0 |  | 0 | Item Attribute | 1 | Nos | 0.0 | 0.0 | 0 | 0.0 | 0 | Esbee |  | India |  |  | 0 | 0.0 |  | 0 | 0 |  | 0 | 0 | 0 | 0 |  |  | 0 | 0 | 0 |  | 0 | [5 empty] | 0 |  |  | 0 | [13 empty] | Nos | 1.0 | [10 empty] | Ringlus Electro Controls & Automation PVT LTD | [18 empty] | CGST - RNG | 9.0
[121 empty] | SGST - RNG | 9.0
| LED Indication Lamp Green Esbee | LED Indication Lamp Green Esbee | CSM | Nos |  | LED Indication Lamp Green Esbee |  | 0 | 0 | 1 | 1 | 1 | 0.0 | 0.0 | 0.0 | 0 |  |  | 0.0 | Electrical Components | LED Indication Lamp Green Esbee | 0 | 31-12-2099 | Material Transfer | Moving Average |  | 0.0 |  | 0 | 0 |  | 0 | 0 | 0 | 0 |  | 0 | Item Attribute | 1 | Nos | 0.0 | 0.0 | 0 | 0.0 | 0 | Esbee |  | India |  |  | 0 | 0.0 |  | 0 | 0 |  | 0 | 0 | 0 | 0 |  |  | 0 | 0 | 0 |  | 0 | [5 empty] | 0 |  |  | 0 | [13 empty] | Nos | 1.0 | [10 empty] | Ringlus Electro Controls & Automation PVT LTD | [18 empty] | CGST - RNG | 9.0
[121 empty] | SGST - RNG | 9.0
| LED Indication Lamp LED Amber Esbee | LED Indication Lamp LED Amber Esbee | CSM | Nos |  | LED Indication Lamp LED Amber Esbee |  | 0 | 0 | 1 | 1 | 1 | 0.0 | 0.0 | 0.0 | 0 |  |  | 0.0 | Electrical Components | LED Indication Lamp LED Amber Esbee | 0 | 31-12-2099 | Material Transfer | Moving Average |  | 0.0 |  | 0 | 0 |  | 0 | 0 | 0 | 0 |  | 0 | Item Attribute | 1 | Nos | 0.0 | 0.0 | 0 | 0.0 | 0 | Esbee |  | India |  |  | 0 | 0.0 |  | 0 | 0 |  | 0 | 0 | 0 | 0 |  |  | 0 | 0 | 0 |  | 0 | [5 empty] | 0 |  |  | 0 | [13 empty] | Nos | 1.0 | [10 empty] | Ringlus Electro Controls & Automation PVT LTD | [18 empty] | CGST - RNG | 9.0
[121 empty] | SGST - RNG | 9.0
| Earth Fault Relay MC12 88-264V AC/DC L&T MC12AB50X00 | Earth Fault Relay MC12 88-264V AC/DC L&T MC12AB50X00 | LTRL | Nos |  | Earth Fault Relay MC12 88-264V AC/DC L&T MC12AB50X00 |  | 0 | 0 | 1 | 1 | 1 | 0.0 | 0.0 | 0.0 | 0 |  |  | 0.0 | Electrical Components | Earth Fault Relay MC12 88-264V AC/DC L&T MC12AB50X00 | 0 | 31-12-2099 | Material Transfer | Moving Average |  | 0.0 |  | 0 | 0 |  | 0 | 0 | 0 | 0 |  | 0 | Item Attribute | 1 | Nos | 0.0 | 0.0 | 0 | 0.0 | 0 | L&T | MC12AB50X00 | India |  |  | 0 | 0.0 |  | 0 | 0 |  | 0 | 0 | 0 | 0 |  |  | 0 | 0 | 0 |  | 0 | [5 empty] | 0 |  |  | 0 | [13 empty] | Nos | 1.0 | [10 empty] | Ringlus Electro Controls & Automation PVT LTD | [18 empty] | CGST - RNG | 9.0
[121 empty] | SGST - RNG | 9.0
| ON Push Button Illuminated Esbee | ON Push Button Illuminated Esbee | CSM | Nos |  | ON Push Button Illuminated Esbee |  | 0 | 0 | 1 | 1 | 1 | 0.0 | 0.0 | 0.0 | 0 |  |  | 0.0 | Electrical Components | ON Push Button Illuminated Esbee | 0 | 31-12-2099 | Material Transfer | Moving Average |  | 0.0 |  | 0 | 0 |  | 0 | 0 | 0 | 0 |  | 0 | Item Attribute | 1 | Nos | 0.0 | 0.0 | 0 | 0.0 | 0 | Esbee |  | India |  |  | 0 | 0.0 |  | 0 | 0 |  | 0 | 0 | 0 | 0 |  |  | 0 | 0 | 0 |  | 0 | [5 empty] | 0 |  |  | 0 | [13 empty] | Nos | 1.0 | [10 empty] | Ringlus Electro Controls & Automation PVT LTD | [18 empty] | CGST - RNG | 9.0
[121 empty] | SGST - RNG | 9.0
| OFF Push Button Non Illuminated Esbee | OFF Push Button Non Illuminated Esbee | CSM | Nos |  | OFF Push Button Non Illuminated Esbee |  | 0 | 0 | 1 | 1 | 1 | 0.0 | 0.0 | 0.0 | 0 |  |  | 0.0 | Electrical Components | OFF Push Button Non Illuminated Esbee | 0 | 31-12-2099 | Material Transfer | Moving Average |  | 0.0 |  | 0 | 0 |  | 0 | 0 | 0 | 0 |  | 0 | Item Attribute | 1 | Nos | 0.0 | 0.0 | 0 | 0.0 | 0 | Esbee |  | India |  |  | 0 | 0.0 |  | 0 | 0 |  | 0 | 0 | 0 | 0 |  |  | 0 | 0 | 0 |  | 0 | [5 empty] | 0 |  |  | 0 | [13 empty] | Nos | 1.0 | [10 empty] | Ringlus Electro Controls & Automation PVT LTD | [18 empty] | CGST - RNG | 9.0
[121 empty] | SGST - RNG | 9.0
| NO Element Esbee | NO Element Esbee | CSM | Nos |  | NO Element Esbee |  | 0 | 0 | 1 | 1 | 1 | 0.0 | 0.0 | 0.0 | 0 |  |  | 0.0 | Electrical Components | NO Element Esbee | 0 | 31-12-2099 | Material Transfer | Moving Average |  | 0.0 |  | 0 | 0 |  | 0 | 0 | 0 | 0 |  | 0 | Item Attribute | 1 | Nos | 0.0 | 0.0 | 0 | 0.0 | 0 | Esbee |  | India |  |  | 0 | 0.0 |  | 0 | 0 |  | 0 | 0 | 0 | 0 |  |  | 0 | 0 | 0 |  | 0 | [5 empty] | 0 |  |  | 0 | [13 empty] | Nos | 1.0 | [10 empty] | Ringlus Electro Controls & Automation PVT LTD | [18 empty] | CGST - RNG | 9.0
[121 empty] | SGST - RNG | 9.0
| NC Element Esbee | NC Element Esbee | CSM | Nos |  | NC Element Esbee |  | 0 | 0 | 1 | 1 | 1 | 0.0 | 0.0 | 0.0 | 0 |  |  | 0.0 | Electrical Components | NC Element Esbee | 0 | 31-12-2099 | Material Transfer | Moving Average |  | 0.0 |  | 0 | 0 |  | 0 | 0 | 0 | 0 |  | 0 | Item Attribute | 1 | Nos | 0.0 | 0.0 | 0 | 0.0 | 0 | Esbee |  | India |  |  | 0 | 0.0 |  | 0 | 0 |  | 0 | 0 | 0 | 0 |  |  | 0 | 0 | 0 |  | 0 | [5 empty] | 0 |  |  | 0 | [13 empty] | Nos | 1.0 | [10 empty] | Ringlus Electro Controls & Automation PVT LTD | [18 empty] | CGST - RNG | 9.0
[121 empty] | SGST - RNG | 9.0
| 5KVAR Capacitors APP Type Shreem | 5KVAR Capacitors APP Type Shreem | RPM | Nos |  | 5KVAR Capacitors APP Type Shreem |  | 0 | 0 | 1 | 1 | 1 | 0.0 | 0.0 | 0.0 | 0 |  |  | 0.0 | Electrical Components | 5KVAR Capacitors APP Type Shreem | 0 | 31-12-2099 | Material Transfer | Moving Average |  | 0.0 |  | 0 | 0 |  | 0 | 0 | 0 | 0 |  | 0 | Item Attribute | 1 | Nos | 0.0 | 0.0 | 0 | 0.0 | 0 | Shreem |  | India |  |  | 0 | 0.0 |  | 0 | 0 |  | 0 | 0 | 0 | 0 |  |  | 0 | 0 | 0 |  | 0 | [5 empty] | 0 |  |  | 0 | [13 empty] | Nos | 1.0 | [10 empty] | Ringlus Electro Controls & Automation PVT LTD | [18 empty] | CGST - RNG | 9.0
[121 empty] | SGST - RNG | 9.0
| 10KVAR Capacitors APP Type Shreem | 10KVAR Capacitors APP Type Shreem | RPM | Nos |  | 10KVAR Capacitors APP Type Shreem |  | 0 | 0 | 1 | 1 | 1 | 0.0 | 0.0 | 0.0 | 0 |  |  | 0.0 | Electrical Components | 10KVAR Capacitors APP Type Shreem | 0 | 31-12-2099 | Material Transfer | Moving Average |  | 0.0 |  | 0 | 0 |  | 0 | 0 | 0 | 0 |  | 0 | Item Attribute | 1 | Nos | 0.0 | 0.0 | 0 | 0.0 | 0 | Shreem |  | India |  |  | 0 | 0.0 |  | 0 | 0 |  | 0 | 0 | 0 | 0 |  |  | 0 | 0 | 0 |  | 0 | [5 empty] | 0 |  |  | 0 | [13 empty] | Nos | 1.0 | [10 empty] | Ringlus Electro Controls & Automation PVT LTD | [18 empty] | CGST - RNG | 9.0
[121 empty] | SGST - RNG | 9.0
| 20KVAR Capacitors APP Type Shreem | 20KVAR Capacitors APP Type Shreem | RPM | Nos |  | 20KVAR Capacitors APP Type Shreem |  | 0 | 0 | 1 | 1 | 1 | 0.0 | 0.0 | 0.0 | 0 |  |  | 0.0 | Electrical Components | 20KVAR Capacitors APP Type Shreem | 0 | 31-12-2099 | Material Transfer | Moving Average |  | 0.0 |  | 0 | 0 |  | 0 | 0 | 0 | 0 |  | 0 | Item Attribute | 1 | Nos | 0.0 | 0.0 | 0 | 0.0 | 0 | Shreem |  | India |  |  | 0 | 0.0 |  | 0 | 0 |  | 0 | 0 | 0 | 0 |  |  | 0 | 0 | 0 |  | 0 | [5 empty] | 0 |  |  | 0 | [13 empty] | Nos | 1.0 | [10 empty] | Ringlus Electro Controls & Automation PVT LTD | [18 empty] | CGST - RNG | 9.0
[121 empty] | SGST - RNG | 9.0
| 25KVAR Capacitors APP Type Shreem | 25KVAR Capacitors APP Type Shreem | RPM | Nos |  | 25KVAR Capacitors APP Type Shreem |  | 0 | 0 | 1 | 1 | 1 | 0.0 | 0.0 | 0.0 | 0 |  |  | 0.0 | Electrical Components | 25KVAR Capacitors APP Type Shreem | 0 | 31-12-2099 | Material Transfer | Moving Average |  | 0.0 |  | 0 | 0 |  | 0 | 0 | 0 | 0 |  | 0 | Item Attribute | 1 | Nos | 0.0 | 0.0 | 0 | 0.0 | 0 | Shreem |  | India |  |  | 0 | 0.0 |  | 0 | 0 |  | 0 | 0 | 0 | 0 |  |  | 0 | 0 | 0 |  | 0 | [5 empty] | 0 |  |  | 0 | [13 empty] | Nos | 1.0 | [10 empty] | Ringlus Electro Controls & Automation PVT LTD | [18 empty] | CGST - RNG | 9.0
[121 empty] | SGST - RNG | 9.0
| 8 Stage APFC Relay Shreem | 8 Stage APFC Relay Shreem | RPM | Nos |  | 8 Stage APFC Relay Shreem |  | 0 | 0 | 1 | 1 | 1 | 0.0 | 0.0 | 0.0 | 0 |  |  | 0.0 | Electrical Components | 8 Stage APFC Relay Shreem | 0 | 31-12-2099 | Material Transfer | Moving Average |  | 0.0 |  | 0 | 0 |  | 0 | 0 | 0 | 0 |  | 0 | Item Attribute | 1 | Nos | 0.0 | 0.0 | 0 | 0.0 | 0 | Shreem |  | India |  |  | 0 | 0.0 |  | 0 | 0 |  | 0 | 0 | 0 | 0 |  |  | 0 | 0 | 0 |  | 0 | [5 empty] | 0 |  |  | 0 | [13 empty] | Nos | 1.0 | [10 empty] | Ringlus Electro Controls & Automation PVT LTD | [18 empty] | CGST - RNG | 9.0
[121 empty] | SGST - RNG | 9.0
| 0-500V Analog Voltmeter 92mm AE | 0-500V Analog Voltmeter 92mm AE | CSM | Nos |  | 0-500V Analog Voltmeter 92mm AE |  | 0 | 0 | 1 | 1 | 1 | 0.0 | 0.0 | 0.0 | 0 |  |  | 0.0 | Electrical Components | 0-500V Analog Voltmeter 92mm AE | 0 | 31-12-2099 | Material Transfer | Moving Average |  | 0.0 |  | 0 | 0 |  | 0 | 0 | 0 | 0 |  | 0 | Item Attribute | 1 | Nos | 0.0 | 0.0 | 0 | 0.0 | 0 | AE |  | India |  |  | 0 | 0.0 |  | 0 | 0 |  | 0 | 0 | 0 | 0 |  |  | 0 | 0 | 0 |  | 0 | [5 empty] | 0 |  |  | 0 | [13 empty] | Nos | 1.0 | [10 empty] | Ringlus Electro Controls & Automation PVT LTD | [18 empty] | CGST - RNG | 9.0
[121 empty] | SGST - RNG | 9.0
| 0-63A Analog Ammeter 92mm AE | 0-63A Analog Ammeter 92mm AE | CSM | Nos |  | 0-63A Analog Ammeter 92mm AE |  | 0 | 0 | 1 | 1 | 1 | 0.0 | 0.0 | 0.0 | 0 |  |  | 0.0 | Electrical Components | 0-63A Analog Ammeter 92mm AE | 0 | 31-12-2099 | Material Transfer | Moving Average |  | 0.0 |  | 0 | 0 |  | 0 | 0 | 0 | 0 |  | 0 | Item Attribute | 1 | Nos | 0.0 | 0.0 | 0 | 0.0 | 0 | AE |  | India |  |  | 0 | 0.0 |  | 0 | 0 |  | 0 | 0 | 0 | 0 |  |  | 0 | 0 | 0 |  | 0 | [5 empty] | 0 |  |  | 0 | [13 empty] | Nos | 1.0 | [10 empty] | Ringlus Electro Controls & Automation PVT LTD | [18 empty] | CGST - RNG | 9.0
[121 empty] | SGST - RNG | 9.0
| Analog Frequency meter 92mm AE | Analog Frequency meter 92mm AE | CSM | Nos |  | Analog Frequency meter 92mm AE |  | 0 | 0 | 1 | 1 | 1 | 0.0 | 0.0 | 0.0 | 0 |  |  | 0.0 | Electrical Components | Analog Frequency meter 92mm AE | 0 | 31-12-2099 | Material Transfer | Moving Average |  | 0.0 |  | 0 | 0 |  | 0 | 0 | 0 | 0 |  | 0 | Item Attribute | 1 | Nos | 0.0 | 0.0 | 0 | 0.0 | 0 | AE |  | India |  |  | 0 | 0.0 |  | 0 | 0 |  | 0 | 0 | 0 | 0 |  |  | 0 | 0 | 0 |  | 0 | [5 empty] | 0 |  |  | 0 | [13 empty] | Nos | 1.0 | [10 empty] | Ringlus Electro Controls & Automation PVT LTD | [18 empty] | CGST - RNG | 9.0
[121 empty] | SGST - RNG | 9.0
| Analog Powerfactor meter 92mm AE | Analog Powerfactor meter 92mm AE | CSM | Nos |  | Analog Powerfactor meter 92mm AE |  | 0 | 0 | 1 | 1 | 1 | 0.0 | 0.0 | 0.0 | 0 |  |  | 0.0 | Electrical Components | Analog Powerfactor meter 92mm AE | 0 | 31-12-2099 | Material Transfer | Moving Average |  | 0.0 |  | 0 | 0 |  | 0 | 0 | 0 | 0 |  | 0 | Item Attribute | 1 | Nos | 0.0 | 0.0 | 0 | 0.0 | 0 | AE |  | India |  |  | 0 | 0.0 |  | 0 | 0 |  | 0 | 0 | 0 | 0 |  |  | 0 | 0 | 0 |  | 0 | [5 empty] | 0 |  |  | 0 | [13 empty] | Nos | 1.0 | [10 empty] | Ringlus Electro Controls & Automation PVT LTD | [18 empty] | CGST - RNG | 9.0
[121 empty] | SGST - RNG | 9.0
| 100A Triple Pole ATS Havells IHYTCDO100 | 100A Triple Pole ATS Havells IHYTCDO100 | HATS | Nos |  | 100A Triple Pole ATS Havells IHYTCDO100 |  | 0 | 0 | 1 | 1 | 1 | 0.0 | 0.0 | 0.0 | 0 |  |  | 0.0 | Electrical Components | 100A Triple Pole ATS Havells IHYTCDO100 | 0 | 31-12-2099 | Material Transfer | Moving Average |  | 0.0 |  | 0 | 0 |  | 0 | 0 | 0 | 0 |  | 0 | Item Attribute | 1 | Nos | 0.0 | 0.0 | 0 | 0.0 | 0 | Havells | IHYTCDO100 | India |  |  | 0 | 0.0 |  | 0 | 0 |  | 0 | 0 | 0 | 0 |  |  | 0 | 0 | 0 |  | 0 | [5 empty] | 0 |  |  | 0 | [13 empty] | Nos | 1.0 | [10 empty] | Ringlus Electro Controls & Automation PVT LTD | [18 empty] | CGST - RNG | 9.0
[121 empty] | SGST - RNG | 9.0
| 125A Triple Pole ATS Havells IHYTCDO125 | 125A Triple Pole ATS Havells IHYTCDO125 | HATS | Nos |  | 125A Triple Pole ATS Havells IHYTCDO125 |  | 0 | 0 | 1 | 1 | 1 | 0.0 | 0.0 | 0.0 | 0 |  |  | 0.0 | Electrical Components | 125A Triple Pole ATS Havells IHYTCDO125 | 0 | 31-12-2099 | Material Transfer | Moving Average |  | 0.0 |  | 0 | 0 |  | 0 | 0 | 0 | 0 |  | 0 | Item Attribute | 1 | Nos | 0.0 | 0.0 | 0 | 0.0 | 0 | Havells | IHYTCDO125 | India |  |  | 0 | 0.0 |  | 0 | 0 |  | 0 | 0 | 0 | 0 |  |  | 0 | 0 | 0 |  | 0 | [5 empty] | 0 |  |  | 0 | [13 empty] | Nos | 1.0 | [10 empty] | Ringlus Electro Controls & Automation PVT LTD | [18 empty] | CGST - RNG | 9.0
[121 empty] | SGST - RNG | 9.0
| 160A Triple Pole ATS Havells IHYTCDO160 | 160A Triple Pole ATS Havells IHYTCDO160 | HATS | Nos |  | 160A Triple Pole ATS Havells IHYTCDO160 |  | 0 | 0 | 1 | 1 | 1 | 0.0 | 0.0 | 0.0 | 0 |  |  | 0.0 | Electrical Components | 160A Triple Pole ATS Havells IHYTCDO160 | 0 | 31-12-2099 | Material Transfer | Moving Average |  | 0.0 |  | 0 | 0 |  | 0 | 0 | 0 | 0 |  | 0 | Item Attribute | 1 | Nos | 0.0 | 0.0 | 0 | 0.0 | 0 | Havells | IHYTCDO160 | India |  |  | 0 | 0.0 |  | 0 | 0 |  | 0 | 0 | 0 | 0 |  |  | 0 | 0 | 0 |  | 0 | [5 empty] | 0 |  |  | 0 | [13 empty] | Nos | 1.0 | [10 empty] | Ringlus Electro Controls & Automation PVT LTD | [18 empty] | CGST - RNG | 9.0
[121 empty] | SGST - RNG | 9.0
| 200A Triple Pole ATS Havells IHYTCDO200 | 200A Triple Pole ATS Havells IHYTCDO200 | HATS | Nos |  | 200A Triple Pole ATS Havells IHYTCDO200 |  | 0 | 0 | 1 | 1 | 1 | 0.0 | 0.0 | 0.0 | 0 |  |  | 0.0 | Electrical Components | 200A Triple Pole ATS Havells IHYTCDO200 | 0 | 31-12-2099 | Material Transfer | Moving Average |  | 0.0 |  | 0 | 0 |  | 0 | 0 | 0 | 0 |  | 0 | Item Attribute | 1 | Nos | 0.0 | 0.0 | 0 | 0.0 | 0 | Havells | IHYTCDO200 | India |  |  | 0 | 0.0 |  | 0 | 0 |  | 0 | 0 | 0 | 0 |  |  | 0 | 0 | 0 |  | 0 | [5 empty] | 0 |  |  | 0 | [13 empty] | Nos | 1.0 | [10 empty] | Ringlus Electro Controls & Automation PVT LTD | [18 empty] | CGST - RNG | 9.0
[121 empty] | SGST - RNG | 9.0
| 250A Triple Pole ATS Havells IHYTCDO250 | 250A Triple Pole ATS Havells IHYTCDO250 | HATS | Nos |  | 250A Triple Pole ATS Havells IHYTCDO250 |  | 0 | 0 | 1 | 1 | 1 | 0.0 | 0.0 | 0.0 | 0 |  |  | 0.0 | Electrical Components | 250A Triple Pole ATS Havells IHYTCDO250 | 0 | 31-12-2099 | Material Transfer | Moving Average |  | 0.0 |  | 0 | 0 |  | 0 | 0 | 0 | 0 |  | 0 | Item Attribute | 1 | Nos | 0.0 | 0.0 | 0 | 0.0 | 0 | Havells | IHYTCDO250 | India |  |  | 0 | 0.0 |  | 0 | 0 |  | 0 | 0 | 0 | 0 |  |  | 0 | 0 | 0 |  | 0 | [5 empty] | 0 |  |  | 0 | [13 empty] | Nos | 1.0 | [10 empty] | Ringlus Electro Controls & Automation PVT LTD | [18 empty] | CGST - RNG | 9.0
[121 empty] | SGST - RNG | 9.0
| 315A Triple Pole ATS Havells IHYTCDO315 | 315A Triple Pole ATS Havells IHYTCDO315 | HATS | Nos |  | 315A Triple Pole ATS Havells IHYTCDO315 |  | 0 | 0 | 1 | 1 | 1 | 0.0 | 0.0 | 0.0 | 0 |  |  | 0.0 | Electrical Components | 315A Triple Pole ATS Havells IHYTCDO315 | 0 | 31-12-2099 | Material Transfer | Moving Average |  | 0.0 |  | 0 | 0 |  | 0 | 0 | 0 | 0 |  | 0 | Item Attribute | 1 | Nos | 0.0 | 0.0 | 0 | 0.0 | 0 | Havells | IHYTCDO315 | India |  |  | 0 | 0.0 |  | 0 | 0 |  | 0 | 0 | 0 | 0 |  |  | 0 | 0 | 0 |  | 0 | [5 empty] | 0 |  |  | 0 | [13 empty] | Nos | 1.0 | [10 empty] | Ringlus Electro Controls & Automation PVT LTD | [18 empty] | CGST - RNG | 9.0
[121 empty] | SGST - RNG | 9.0
| 400A Triple Pole ATS Havells IHYTCDO400 | 400A Triple Pole ATS Havells IHYTCDO400 | HATS | Nos |  | 400A Triple Pole ATS Havells IHYTCDO400 |  | 0 | 0 | 1 | 1 | 1 | 0.0 | 0.0 | 0.0 | 0 |  |  | 0.0 | Electrical Components | 400A Triple Pole ATS Havells IHYTCDO400 | 0 | 31-12-2099 | Material Transfer | Moving Average |  | 0.0 |  | 0 | 0 |  | 0 | 0 | 0 | 0 |  | 0 | Item Attribute | 1 | Nos | 0.0 | 0.0 | 0 | 0.0 | 0 | Havells | IHYTCDO400 | India |  |  | 0 | 0.0 |  | 0 | 0 |  | 0 | 0 | 0 | 0 |  |  | 0 | 0 | 0 |  | 0 | [5 empty] | 0 |  |  | 0 | [13 empty] | Nos | 1.0 | [10 empty] | Ringlus Electro Controls & Automation PVT LTD | [18 empty] | CGST - RNG | 9.0
[121 empty] | SGST - RNG | 9.0
| 100A Four Pole ATS Havells IHYFCDO100 | 100A Four Pole ATS Havells IHYFCDO100 | HATS | Nos |  | 100A Four Pole ATS Havells IHYFCDO100 |  | 0 | 0 | 1 | 1 | 1 | 0.0 | 0.0 | 0.0 | 0 |  |  | 0.0 | Electrical Components | 100A Four Pole ATS Havells IHYFCDO100 | 0 | 31-12-2099 | Material Transfer | Moving Average |  | 0.0 |  | 0 | 0 |  | 0 | 0 | 0 | 0 |  | 0 | Item Attribute | 1 | Nos | 0.0 | 0.0 | 0 | 0.0 | 0 | Havells | IHYFCDO100 | India |  |  | 0 | 0.0 |  | 0 | 0 |  | 0 | 0 | 0 | 0 |  |  | 0 | 0 | 0 |  | 0 | [5 empty] | 0 |  |  | 0 | [13 empty] | Nos | 1.0 | [10 empty] | Ringlus Electro Controls & Automation PVT LTD | [18 empty] | CGST - RNG | 9.0
[121 empty] | SGST - RNG | 9.0
| 125A Four Pole ATS Havells IHYFCDO125 | 125A Four Pole ATS Havells IHYFCDO125 | HATS | Nos |  | 125A Four Pole ATS Havells IHYFCDO125 |  | 0 | 0 | 1 | 1 | 1 | 0.0 | 0.0 | 0.0 | 0 |  |  | 0.0 | Electrical Components | 125A Four Pole ATS Havells IHYFCDO125 | 0 | 31-12-2099 | Material Transfer | Moving Average |  | 0.0 |  | 0 | 0 |  | 0 | 0 | 0 | 0 |  | 0 | Item Attribute | 1 | Nos | 0.0 | 0.0 | 0 | 0.0 | 0 | Havells | IHYFCDO125 | India |  |  | 0 | 0.0 |  | 0 | 0 |  | 0 | 0 | 0 | 0 |  |  | 0 | 0 | 0 |  | 0 | [5 empty] | 0 |  |  | 0 | [13 empty] | Nos | 1.0 | [10 empty] | Ringlus Electro Controls & Automation PVT LTD | [18 empty] | CGST - RNG | 9.0
[121 empty] | SGST - RNG | 9.0
| 160A Four Pole ATS Havells IHYFCDO160 | 160A Four Pole ATS Havells IHYFCDO160 | HATS | Nos |  | 160A Four Pole ATS Havells IHYFCDO160 |  | 0 | 0 | 1 | 1 | 1 | 0.0 | 0.0 | 0.0 | 0 |  |  | 0.0 | Electrical Components | 160A Four Pole ATS Havells IHYFCDO160 | 0 | 31-12-2099 | Material Transfer | Moving Average |  | 0.0 |  | 0 | 0 |  | 0 | 0 | 0 | 0 |  | 0 | Item Attribute | 1 | Nos | 0.0 | 0.0 | 0 | 0.0 | 0 | Havells | IHYFCDO160 | India |  |  | 0 | 0.0 |  | 0 | 0 |  | 0 | 0 | 0 | 0 |  |  | 0 | 0 | 0 |  | 0 | [5 empty] | 0 |  |  | 0 | [13 empty] | Nos | 1.0 | [10 empty] | Ringlus Electro Controls & Automation PVT LTD | [18 empty] | CGST - RNG | 9.0
[121 empty] | SGST - RNG | 9.0
| 200A Four Pole ATS Havells IHYFCDO200 | 200A Four Pole ATS Havells IHYFCDO200 | HATS | Nos |  | 200A Four Pole ATS Havells IHYFCDO200 |  | 0 | 0 | 1 | 1 | 1 | 0.0 | 0.0 | 0.0 | 0 |  |  | 0.0 | Electrical Components | 200A Four Pole ATS Havells IHYFCDO200 | 0 | 31-12-2099 | Material Transfer | Moving Average |  | 0.0 |  | 0 | 0 |  | 0 | 0 | 0 | 0 |  | 0 | Item Attribute | 1 | Nos | 0.0 | 0.0 | 0 | 0.0 | 0 | Havells | IHYFCDO200 | India |  |  | 0 | 0.0 |  | 0 | 0 |  | 0 | 0 | 0 | 0 |  |  | 0 | 0 | 0 |  | 0 | [5 empty] | 0 |  |  | 0 | [13 empty] | Nos | 1.0 | [10 empty] | Ringlus Electro Controls & Automation PVT LTD | [18 empty] | CGST - RNG | 9.0
[121 empty] | SGST - RNG | 9.0
| 250A Four Pole ATS Havells IHYFCDO250 | 250A Four Pole ATS Havells IHYFCDO250 | HATS | Nos |  | 250A Four Pole ATS Havells IHYFCDO250 |  | 0 | 0 | 1 | 1 | 1 | 0.0 | 0.0 | 0.0 | 0 |  |  | 0.0 | Electrical Components | 250A Four Pole ATS Havells IHYFCDO250 | 0 | 31-12-2099 | Material Transfer | Moving Average |  | 0.0 |  | 0 | 0 |  | 0 | 0 | 0 | 0 |  | 0 | Item Attribute | 1 | Nos | 0.0 | 0.0 | 0 | 0.0 | 0 | Havells | IHYFCDO250 | India |  |  | 0 | 0.0 |  | 0 | 0 |  | 0 | 0 | 0 | 0 |  |  | 0 | 0 | 0 |  | 0 | [5 empty] | 0 |  |  | 0 | [13 empty] | Nos | 1.0 | [10 empty] | Ringlus Electro Controls & Automation PVT LTD | [18 empty] | CGST - RNG | 9.0
[121 empty] | SGST - RNG | 9.0
| 315A Four Pole ATS Havells IHYFCDO315 | 315A Four Pole ATS Havells IHYFCDO315 | HATS | Nos |  | 315A Four Pole ATS Havells IHYFCDO315 |  | 0 | 0 | 1 | 1 | 1 | 0.0 | 0.0 | 0.0 | 0 |  |  | 0.0 | Electrical Components | 315A Four Pole ATS Havells IHYFCDO315 | 0 | 31-12-2099 | Material Transfer | Moving Average |  | 0.0 |  | 0 | 0 |  | 0 | 0 | 0 | 0 |  | 0 | Item Attribute | 1 | Nos | 0.0 | 0.0 | 0 | 0.0 | 0 | Havells | IHYFCDO315 | India |  |  | 0 | 0.0 |  | 0 | 0 |  | 0 | 0 | 0 | 0 |  |  | 0 | 0 | 0 |  | 0 | [5 empty] | 0 |  |  | 0 | [13 empty] | Nos | 1.0 | [10 empty] | Ringlus Electro Controls & Automation PVT LTD | [18 empty] | CGST - RNG | 9.0
[121 empty] | SGST - RNG | 9.0
| 400A Four Pole ATS Havells IHYFCDO400 | 400A Four Pole ATS Havells IHYFCDO400 | HATS | Nos |  | 400A Four Pole ATS Havells IHYFCDO400 |  | 0 | 0 | 1 | 1 | 1 | 0.0 | 0.0 | 0.0 | 0 |  |  | 0.0 | Electrical Components | 400A Four Pole ATS Havells IHYFCDO400 | 0 | 31-12-2099 | Material Transfer | Moving Average |  | 0.0 |  | 0 | 0 |  | 0 | 0 | 0 | 0 |  | 0 | Item Attribute | 1 | Nos | 0.0 | 0.0 | 0 | 0.0 | 0 | Havells | IHYFCDO400 | India |  |  | 0 | 0.0 |  | 0 | 0 |  | 0 | 0 | 0 | 0 |  |  | 0 | 0 | 0 |  | 0 | [5 empty] | 0 |  |  | 0 | [13 empty] | Nos | 1.0 | [10 empty] | Ringlus Electro Controls & Automation PVT LTD | [18 empty] | CGST - RNG | 9.0
[121 empty] | SGST - RNG | 9.0
| 100A Four Pole Without Controller ATS Havells IHYFNAO100 | 100A Four Pole Without Controller ATS Havells IHYFNAO100 | HATS | Nos |  | 100A Four Pole Without Controller ATS Havells IHYFNAO100 |  | 0 | 0 | 1 | 1 | 1 | 0.0 | 0.0 | 0.0 | 0 |  |  | 0.0 | Electrical Components | 100A Four Pole Without Controller ATS Havells IHYFNAO100 | 0 | 31-12-2099 | Material Transfer | Moving Average |  | 0.0 |  | 0 | 0 |  | 0 | 0 | 0 | 0 |  | 0 | Item Attribute | 1 | Nos | 0.0 | 0.0 | 0 | 0.0 | 0 | Havells | IHYFNAO100 | India |  |  | 0 | 0.0 |  | 0 | 0 |  | 0 | 0 | 0 | 0 |  |  | 0 | 0 | 0 |  | 0 | [5 empty] | 0 |  |  | 0 | [13 empty] | Nos | 1.0 | [10 empty] | Ringlus Electro Controls & Automation PVT LTD | [18 empty] | CGST - RNG | 9.0
[121 empty] | SGST - RNG | 9.0
| 125A Four Pole Without Controller ATS Havells IHYFNAO125 | 125A Four Pole Without Controller ATS Havells IHYFNAO125 | HATS | Nos |  | 125A Four Pole Without Controller ATS Havells IHYFNAO125 |  | 0 | 0 | 1 | 1 | 1 | 0.0 | 0.0 | 0.0 | 0 |  |  | 0.0 | Electrical Components | 125A Four Pole Without Controller ATS Havells IHYFNAO125 | 0 | 31-12-2099 | Material Transfer | Moving Average |  | 0.0 |  | 0 | 0 |  | 0 | 0 | 0 | 0 |  | 0 | Item Attribute | 1 | Nos | 0.0 | 0.0 | 0 | 0.0 | 0 | Havells | IHYFNAO125 | India |  |  | 0 | 0.0 |  | 0 | 0 |  | 0 | 0 | 0 | 0 |  |  | 0 | 0 | 0 |  | 0 | [5 empty] | 0 |  |  | 0 | [13 empty] | Nos | 1.0 | [10 empty] | Ringlus Electro Controls & Automation PVT LTD | [18 empty] | CGST - RNG | 9.0
[121 empty] | SGST - RNG | 9.0
| 160A Four Pole Without Controller ATS Havells IHYFNAO160 | 160A Four Pole Without Controller ATS Havells IHYFNAO160 | HATS | Nos |  | 160A Four Pole Without Controller ATS Havells IHYFNAO160 |  | 0 | 0 | 1 | 1 | 1 | 0.0 | 0.0 | 0.0 | 0 |  |  | 0.0 | Electrical Components | 160A Four Pole Without Controller ATS Havells IHYFNAO160 | 0 | 31-12-2099 | Material Transfer | Moving Average |  | 0.0 |  | 0 | 0 |  | 0 | 0 | 0 | 0 |  | 0 | Item Attribute | 1 | Nos | 0.0 | 0.0 | 0 | 0.0 | 0 | Havells | IHYFNAO160 | India |  |  | 0 | 0.0 |  | 0 | 0 |  | 0 | 0 | 0 | 0 |  |  | 0 | 0 | 0 |  | 0 | [5 empty] | 0 |  |  | 0 | [13 empty] | Nos | 1.0 | [10 empty] | Ringlus Electro Controls & Automation PVT LTD | [18 empty] | CGST - RNG | 9.0
[121 empty] | SGST - RNG | 9.0
| 200A Four Pole Without Controller ATS Havells IHYFNAO200 | 200A Four Pole Without Controller ATS Havells IHYFNAO200 | HATS | Nos |  | 200A Four Pole Without Controller ATS Havells IHYFNAO200 |  | 0 | 0 | 1 | 1 | 1 | 0.0 | 0.0 | 0.0 | 0 |  |  | 0.0 | Electrical Components | 200A Four Pole Without Controller ATS Havells IHYFNAO200 | 0 | 31-12-2099 | Material Transfer | Moving Average |  | 0.0 |  | 0 | 0 |  | 0 | 0 | 0 | 0 |  | 0 | Item Attribute | 1 | Nos | 0.0 | 0.0 | 0 | 0.0 | 0 | Havells | IHYFNAO200 | India |  |  | 0 | 0.0 |  | 0 | 0 |  | 0 | 0 | 0 | 0 |  |  | 0 | 0 | 0 |  | 0 | [5 empty] | 0 |  |  | 0 | [13 empty] | Nos | 1.0 | [10 empty] | Ringlus Electro Controls & Automation PVT LTD | [18 empty] | CGST - RNG | 9.0
[121 empty] | SGST - RNG | 9.0
| 250A Four Pole Without Controller ATS Havells IHYFNAO250 | 250A Four Pole Without Controller ATS Havells IHYFNAO250 | HATS | Nos |  | 250A Four Pole Without Controller ATS Havells IHYFNAO250 |  | 0 | 0 | 1 | 1 | 1 | 0.0 | 0.0 | 0.0 | 0 |  |  | 0.0 | Electrical Components | 250A Four Pole Without Controller ATS Havells IHYFNAO250 | 0 | 31-12-2099 | Material Transfer | Moving Average |  | 0.0 |  | 0 | 0 |  | 0 | 0 | 0 | 0 |  | 0 | Item Attribute | 1 | Nos | 0.0 | 0.0 | 0 | 0.0 | 0 | Havells | IHYFNAO250 | India |  |  | 0 | 0.0 |  | 0 | 0 |  | 0 | 0 | 0 | 0 |  |  | 0 | 0 | 0 |  | 0 | [5 empty] | 0 |  |  | 0 | [13 empty] | Nos | 1.0 | [10 empty] | Ringlus Electro Controls & Automation PVT LTD | [18 empty] | CGST - RNG | 9.0
[121 empty] | SGST - RNG | 9.0
| 315A Four Pole Without Controller ATS Havells IHYFNAO315 | 315A Four Pole Without Controller ATS Havells IHYFNAO315 | HATS | Nos |  | 315A Four Pole Without Controller ATS Havells IHYFNAO315 |  | 0 | 0 | 1 | 1 | 1 | 0.0 | 0.0 | 0.0 | 0 |  |  | 0.0 | Electrical Components | 315A Four Pole Without Controller ATS Havells IHYFNAO315 | 0 | 31-12-2099 | Material Transfer | Moving Average |  | 0.0 |  | 0 | 0 |  | 0 | 0 | 0 | 0 |  | 0 | Item Attribute | 1 | Nos | 0.0 | 0.0 | 0 | 0.0 | 0 | Havells | IHYFNAO315 | India |  |  | 0 | 0.0 |  | 0 | 0 |  | 0 | 0 | 0 | 0 |  |  | 0 | 0 | 0 |  | 0 | [5 empty] | 0 |  |  | 0 | [13 empty] | Nos | 1.0 | [10 empty] | Ringlus Electro Controls & Automation PVT LTD | [18 empty] | CGST - RNG | 9.0
[121 empty] | SGST - RNG | 9.0
| 400A Four Pole Without Controller ATS Havells IHYFNAO400 | 400A Four Pole Without Controller ATS Havells IHYFNAO400 | HATS | Nos |  | 400A Four Pole Without Controller ATS Havells IHYFNAO400 |  | 0 | 0 | 1 | 1 | 1 | 0.0 | 0.0 | 0.0 | 0 |  |  | 0.0 | Electrical Components | 400A Four Pole Without Controller ATS Havells IHYFNAO400 | 0 | 31-12-2099 | Material Transfer | Moving Average |  | 0.0 |  | 0 | 0 |  | 0 | 0 | 0 | 0 |  | 0 | Item Attribute | 1 | Nos | 0.0 | 0.0 | 0 | 0.0 | 0 | Havells | IHYFNAO400 | India |  |  | 0 | 0.0 |  | 0 | 0 |  | 0 | 0 | 0 | 0 |  |  | 0 | 0 | 0 |  | 0 | [5 empty] | 0 |  |  | 0 | [13 empty] | Nos | 1.0 | [10 empty] | Ringlus Electro Controls & Automation PVT LTD | [18 empty] | CGST - RNG | 9.0
[121 empty] | SGST - RNG | 9.0
| 25 x 25 PVC Channel | 25 x 25 PVC Channel | CWA | Nos |  | 25 x 25 PVC Channel |  | 0 | 0 | 1 | 1 | 1 | 0.0 | 0.0 | 0.0 | 0 |  |  | 0.0 | Electrical Components | 25 x 25 PVC Channel | 0 | 31-12-2099 | Material Transfer | Moving Average |  | 0.0 |  | 0 | 0 |  | 0 | 0 | 0 | 0 |  | 0 | Item Attribute | 1 | Nos | 0.0 | 0.0 | 0 | 0.0 | 0 |  |  | India |  |  | 0 | 0.0 |  | 0 | 0 |  | 0 | 0 | 0 | 0 |  |  | 0 | 0 | 0 |  | 0 | [5 empty] | 0 |  |  | 0 | [13 empty] | Nos | 1.0 | [10 empty] | Ringlus Electro Controls & Automation PVT LTD | [18 empty] | CGST - RNG | 9.0
[121 empty] | SGST - RNG | 9.0
| 45 x 25 PVC Channel | 45 x 25 PVC Channel | CWA | Nos |  | 45 x 25 PVC Channel |  | 0 | 0 | 1 | 1 | 1 | 0.0 | 0.0 | 0.0 | 0 |  |  | 0.0 | Electrical Components | 45 x 25 PVC Channel | 0 | 31-12-2099 | Material Transfer | Moving Average |  | 0.0 |  | 0 | 0 |  | 0 | 0 | 0 | 0 |  | 0 | Item Attribute | 1 | Nos | 0.0 | 0.0 | 0 | 0.0 | 0 |  |  | India |  |  | 0 | 0.0 |  | 0 | 0 |  | 0 | 0 | 0 | 0 |  |  | 0 | 0 | 0 |  | 0 | [5 empty] | 0 |  |  | 0 | [13 empty] | Nos | 1.0 | [10 empty] | Ringlus Electro Controls & Automation PVT LTD | [18 empty] | CGST - RNG | 9.0
[121 empty] | SGST - RNG | 9.0
| 45 x 45 PVC Channel | 45 x 45 PVC Channel | CWA | Nos |  | 45 x 45 PVC Channel |  | 0 | 0 | 1 | 1 | 1 | 0.0 | 0.0 | 0.0 | 0 |  |  | 0.0 | Electrical Components | 45 x 45 PVC Channel | 0 | 31-12-2099 | Material Transfer | Moving Average |  | 0.0 |  | 0 | 0 |  | 0 | 0 | 0 | 0 |  | 0 | Item Attribute | 1 | Nos | 0.0 | 0.0 | 0 | 0.0 | 0 |  |  | India |  |  | 0 | 0.0 |  | 0 | 0 |  | 0 | 0 | 0 | 0 |  |  | 0 | 0 | 0 |  | 0 | [5 empty] | 0 |  |  | 0 | [13 empty] | Nos | 1.0 | [10 empty] | Ringlus Electro Controls & Automation PVT LTD | [18 empty] | CGST - RNG | 9.0
[121 empty] | SGST - RNG | 9.0
| 25 MM Tie Mount | 25 MM Tie Mount | CWA | Nos |  | 25 MM Tie Mount |  | 0 | 0 | 1 | 1 | 1 | 0.0 | 0.0 | 0.0 | 0 |  |  | 0.0 | Electrical Components | 25 MM Tie Mount | 0 | 31-12-2099 | Material Transfer | Moving Average |  | 0.0 |  | 0 | 0 |  | 0 | 0 | 0 | 0 |  | 0 | Item Attribute | 1 | Nos | 0.0 | 0.0 | 0 | 0.0 | 0 |  |  | India |  |  | 0 | 0.0 |  | 0 | 0 |  | 0 | 0 | 0 | 0 |  |  | 0 | 0 | 0 |  | 0 | [5 empty] | 0 |  |  | 0 | [13 empty] | Nos | 1.0 | [10 empty] | Ringlus Electro Controls & Automation PVT LTD | [18 empty] | CGST - RNG | 9.0
[121 empty] | SGST - RNG | 9.0
| 4 SqmmTerminal Connector | 4 SqmmTerminal Connector | CWA | Nos |  | 4 SqmmTerminal Connector |  | 0 | 0 | 1 | 1 | 1 | 0.0 | 0.0 | 0.0 | 0 |  |  | 0.0 | Electrical Components | 4 SqmmTerminal Connector | 0 | 31-12-2099 | Material Transfer | Moving Average |  | 0.0 |  | 0 | 0 |  | 0 | 0 | 0 | 0 |  | 0 | Item Attribute | 1 | Nos | 0.0 | 0.0 | 0 | 0.0 | 0 |  |  | India |  |  | 0 | 0.0 |  | 0 | 0 |  | 0 | 0 | 0 | 0 |  |  | 0 | 0 | 0 |  | 0 | [5 empty] | 0 |  |  | 0 | [13 empty] | Nos | 1.0 | [10 empty] | Ringlus Electro Controls & Automation PVT LTD | [18 empty] | CGST - RNG | 9.0
[121 empty] | SGST - RNG | 9.0
| PLC 8DI/6DO with RS 232, RS 485 Delta DVP14SS211R | PLC 8DI/6DO with RS 232, RS 485 Delta DVP14SS211R | PLC | Nos |  | PLC 8DI/6DO with RS 232, RS 485 Delta DVP14SS211R |  | 0 | 0 | 1 | 1 | 1 | 0.0 | 0.0 | 0.0 | 0 |  |  | 0.0 | Electrical Components | PLC 8DI/6DO with RS 232, RS 485 Delta DVP14SS211R | 0 | 31-12-2099 | Material Transfer | Moving Average |  | 0.0 |  | 0 | 0 |  | 0 | 0 | 0 | 0 |  | 0 | Item Attribute | 1 | Nos | 0.0 | 0.0 | 0 | 0.0 | 0 | Delta | DVP14SS211R | India |  |  | 0 | 0.0 |  | 0 | 0 |  | 0 | 0 | 0 | 0 |  |  | 0 | 0 | 0 |  | 0 | [5 empty] | 0 |  |  | 0 | [13 empty] | Nos | 1.0 | [10 empty] | Ringlus Electro Controls & Automation PVT LTD | [18 empty] | CGST - RNG | 9.0
[121 empty] | SGST - RNG | 9.0
| DC Power Supply 24V, 5A Make NHP | DC Power Supply 24V, 5A Make NHP | PLC | Nos |  | DC Power Supply 24V, 5A Make NHP |  | 0 | 0 | 1 | 1 | 1 | 0.0 | 0.0 | 0.0 | 0 |  |  | 0.0 | Electrical Components | DC Power Supply 24V, 5A Make NHP | 0 | 31-12-2099 | Material Transfer | Moving Average |  | 0.0 |  | 0 | 0 |  | 0 | 0 | 0 | 0 |  | 0 | Item Attribute | 1 | Nos | 0.0 | 0.0 | 0 | 0.0 | 0 | Delta |  | India |  |  | 0 | 0.0 |  | 0 | 0 |  | 0 | 0 | 0 | 0 |  |  | 0 | 0 | 0 |  | 0 | [5 empty] | 0 |  |  | 0 | [13 empty] | Nos | 1.0 | [10 empty] | Ringlus Electro Controls & Automation PVT LTD | [18 empty] | CGST - RNG | 9.0
[121 empty] | SGST - RNG | 9.0
| 32A Neutral Link | 32A Neutral Link | CWA | Nos |  | 32A Neutral Link |  | 0 | 0 | 1 | 1 | 1 | 0.0 | 0.0 | 0.0 | 0 |  |  | 0.0 | Electrical Components | 32A Neutral Link | 0 | 31-12-2099 | Material Transfer | Moving Average |  | 0.0 |  | 0 | 0 |  | 0 | 0 | 0 | 0 |  | 0 | Item Attribute | 1 | Nos | 0.0 | 0.0 | 0 | 0.0 | 0 |  |  | India |  |  | 0 | 0.0 |  | 0 | 0 |  | 0 | 0 | 0 | 0 |  |  | 0 | 0 | 0 |  | 0 | [5 empty] | 0 |  |  | 0 | [13 empty] | Nos | 1.0 | [10 empty] | Ringlus Electro Controls & Automation PVT LTD | [18 empty] | CGST - RNG | 9.0
[121 empty] | SGST - RNG | 9.0
| 63A Neutral Link | 63A Neutral Link | CWA | Nos |  | 63A Neutral Link |  | 0 | 0 | 1 | 1 | 1 | 0.0 | 0.0 | 0.0 | 0 |  |  | 0.0 | Electrical Components | 63A Neutral Link | 0 | 31-12-2099 | Material Transfer | Moving Average |  | 0.0 |  | 0 | 0 |  | 0 | 0 | 0 | 0 |  | 0 | Item Attribute | 1 | Nos | 0.0 | 0.0 | 0 | 0.0 | 0 |  |  | India |  |  | 0 | 0.0 |  | 0 | 0 |  | 0 | 0 | 0 | 0 |  |  | 0 | 0 | 0 |  | 0 | [5 empty] | 0 |  |  | 0 | [13 empty] | Nos | 1.0 | [10 empty] | Ringlus Electro Controls & Automation PVT LTD | [18 empty] | CGST - RNG | 9.0
[121 empty] | SGST - RNG | 9.0
| 1.5 Sqmm Cu Fork Socket | 1.5 Sqmm Cu Fork Socket | CWA | Nos |  | 1.5 Sqmm Cu Fork Socket |  | 0 | 0 | 1 | 1 | 1 | 0.0 | 0.0 | 0.0 | 0 |  |  | 0.0 | Electrical Components | 1.5 Sqmm Cu Fork Socket | 0 | 31-12-2099 | Material Transfer | Moving Average |  | 0.0 |  | 0 | 0 |  | 0 | 0 | 0 | 0 |  | 0 | Item Attribute | 1 | Nos | 0.0 | 0.0 | 0 | 0.0 | 0 |  |  | India |  |  | 0 | 0.0 |  | 0 | 0 |  | 0 | 0 | 0 | 0 |  |  | 0 | 0 | 0 |  | 0 | [5 empty] | 0 |  |  | 0 | [13 empty] | Nos | 1.0 | [10 empty] | Ringlus Electro Controls & Automation PVT LTD | [18 empty] | CGST - RNG | 9.0
[121 empty] | SGST - RNG | 9.0
| 4 Sqmm Cu Palm Socket | 4 Sqmm Cu Palm Socket | CWA | Nos |  | 4 Sqmm Cu Palm Socket |  | 0 | 0 | 1 | 1 | 1 | 0.0 | 0.0 | 0.0 | 0 |  |  | 0.0 | Electrical Components | 4 Sqmm Cu Palm Socket | 0 | 31-12-2099 | Material Transfer | Moving Average |  | 0.0 |  | 0 | 0 |  | 0 | 0 | 0 | 0 |  | 0 | Item Attribute | 1 | Nos | 0.0 | 0.0 | 0 | 0.0 | 0 |  |  | India |  |  | 0 | 0.0 |  | 0 | 0 |  | 0 | 0 | 0 | 0 |  |  | 0 | 0 | 0 |  | 0 | [5 empty] | 0 |  |  | 0 | [13 empty] | Nos | 1.0 | [10 empty] | Ringlus Electro Controls & Automation PVT LTD | [18 empty] | CGST - RNG | 9.0
[121 empty] | SGST - RNG | 9.0
| 4 Sqmm Cu Pin Socket | 4 Sqmm Cu Pin Socket | CWA | Nos |  | 4 Sqmm Cu Pin Socket |  | 0 | 0 | 1 | 1 | 1 | 0.0 | 0.0 | 0.0 | 0 |  |  | 0.0 | Electrical Components | 4 Sqmm Cu Pin Socket | 0 | 31-12-2099 | Material Transfer | Moving Average |  | 0.0 |  | 0 | 0 |  | 0 | 0 | 0 | 0 |  | 0 | Item Attribute | 1 | Nos | 0.0 | 0.0 | 0 | 0.0 | 0 |  |  | India |  |  | 0 | 0.0 |  | 0 | 0 |  | 0 | 0 | 0 | 0 |  |  | 0 | 0 | 0 |  | 0 | [5 empty] | 0 |  |  | 0 | [13 empty] | Nos | 1.0 | [10 empty] | Ringlus Electro Controls & Automation PVT LTD | [18 empty] | CGST - RNG | 9.0
[121 empty] | SGST - RNG | 9.0
| 2.5 Sqmm Cu Ring Socket | 2.5 Sqmm Cu Ring Socket | CWA | Nos |  | 2.5 Sqmm Cu Ring Socket |  | 0 | 0 | 1 | 1 | 1 | 0.0 | 0.0 | 0.0 | 0 |  |  | 0.0 | Electrical Components | 2.5 Sqmm Cu Ring Socket | 0 | 31-12-2099 | Material Transfer | Moving Average |  | 0.0 |  | 0 | 0 |  | 0 | 0 | 0 | 0 |  | 0 | Item Attribute | 1 | Nos | 0.0 | 0.0 | 0 | 0.0 | 0 |  |  | India |  |  | 0 | 0.0 |  | 0 | 0 |  | 0 | 0 | 0 | 0 |  |  | 0 | 0 | 0 |  | 0 | [5 empty] | 0 |  |  | 0 | [13 empty] | Nos | 1.0 | [10 empty] | Ringlus Electro Controls & Automation PVT LTD | [18 empty] | CGST - RNG | 9.0
[121 empty] | SGST - RNG | 9.0
| 6 Sqmm Cu Palm Socket | 6 Sqmm Cu Palm Socket | CWA | Nos |  | 6 Sqmm Cu Palm Socket |  | 0 | 0 | 1 | 1 | 1 | 0.0 | 0.0 | 0.0 | 0 |  |  | 0.0 | Electrical Components | 6 Sqmm Cu Palm Socket | 0 | 31-12-2099 | Material Transfer | Moving Average |  | 0.0 |  | 0 | 0 |  | 0 | 0 | 0 | 0 |  | 0 | Item Attribute | 1 | Nos | 0.0 | 0.0 | 0 | 0.0 | 0 |  |  | India |  |  | 0 | 0.0 |  | 0 | 0 |  | 0 | 0 | 0 | 0 |  |  | 0 | 0 | 0 |  | 0 | [5 empty] | 0 |  |  | 0 | [13 empty] | Nos | 1.0 | [10 empty] | Ringlus Electro Controls & Automation PVT LTD | [18 empty] | CGST - RNG | 9.0
[121 empty] | SGST - RNG | 9.0
| 10 Sqmm Cu Palm | 10 Sqmm Cu Palm | CWA | Nos |  | 10 Sqmm Cu Palm |  | 0 | 0 | 1 | 1 | 1 | 0.0 | 0.0 | 0.0 | 0 |  |  | 0.0 | Electrical Components | 10 Sqmm Cu Palm | 0 | 31-12-2099 | Material Transfer | Moving Average |  | 0.0 |  | 0 | 0 |  | 0 | 0 | 0 | 0 |  | 0 | Item Attribute | 1 | Nos | 0.0 | 0.0 | 0 | 0.0 | 0 |  |  | India |  |  | 0 | 0.0 |  | 0 | 0 |  | 0 | 0 | 0 | 0 |  |  | 0 | 0 | 0 |  | 0 | [5 empty] | 0 |  |  | 0 | [13 empty] | Nos | 1.0 | [10 empty] | Ringlus Electro Controls & Automation PVT LTD | [18 empty] | CGST - RNG | 9.0
[121 empty] | SGST - RNG | 9.0
| DIN Rail | DIN Rail | CWA | Nos |  | DIN Rail |  | 0 | 0 | 1 | 1 | 1 | 0.0 | 0.0 | 0.0 | 0 |  |  | 0.0 | Electrical Components | DIN Rail | 0 | 31-12-2099 | Material Transfer | Moving Average |  | 0.0 |  | 0 | 0 |  | 0 | 0 | 0 | 0 |  | 0 | Item Attribute | 1 | Nos | 0.0 | 0.0 | 0 | 0.0 | 0 |  |  | India |  |  | 0 | 0.0 |  | 0 | 0 |  | 0 | 0 | 0 | 0 |  |  | 0 | 0 | 0 |  | 0 | [5 empty] | 0 |  |  | 0 | [13 empty] | Nos | 1.0 | [10 empty] | Ringlus Electro Controls & Automation PVT LTD | [18 empty] | CGST - RNG | 9.0
[121 empty] | SGST - RNG | 9.0
| 1 Sqmm PVC Insulated Copper wire ATC | 1 Sqmm PVC Insulated Copper wire ATC | CWA | Meter |  | 1 Sqmm PVC Insulated Copper wire ATC |  | 0 | 0 | 1 | 1 | 1 | 0.0 | 0.0 | 0.0 | 0 |  |  | 0.0 | Electrical Components | 1 Sqmm PVC Insulated Copper wire ATC | 0 | 31-12-2099 | Material Transfer | Moving Average |  | 0.0 |  | 0 | 0 |  | 0 | 0 | 0 | 0 |  | 0 | Item Attribute | 1 | Nos | 0.0 | 0.0 | 0 | 0.0 | 0 |  |  | India |  |  | 0 | 0.0 |  | 0 | 0 |  | 0 | 0 | 0 | 0 |  |  | 0 | 0 | 0 |  | 0 | [5 empty] | 0 |  |  | 0 | [13 empty] | Meter | 1.0 | [10 empty] | Ringlus Electro Controls & Automation PVT LTD | [18 empty] | CGST - RNG | 9.0
[121 empty] | SGST - RNG | 9.0
| 1.5 Sqmm PVC Insulated Copper wire ATC | 1.5 Sqmm PVC Insulated Copper wire ATC | CWA | Meter |  | 1.5 Sqmm PVC Insulated Copper wire ATC |  | 0 | 0 | 1 | 1 | 1 | 0.0 | 0.0 | 0.0 | 0 |  |  | 0.0 | Electrical Components | 1.5 Sqmm PVC Insulated Copper wire ATC | 0 | 31-12-2099 | Material Transfer | Moving Average |  | 0.0 |  | 0 | 0 |  | 0 | 0 | 0 | 0 |  | 0 | Item Attribute | 1 | Nos | 0.0 | 0.0 | 0 | 0.0 | 0 |  |  | India |  |  | 0 | 0.0 |  | 0 | 0 |  | 0 | 0 | 0 | 0 |  |  | 0 | 0 | 0 |  | 0 | [5 empty] | 0 |  |  | 0 | [13 empty] | Meter | 1.0 | [10 empty] | Ringlus Electro Controls & Automation PVT LTD | [18 empty] | CGST - RNG | 9.0
[121 empty] | SGST - RNG | 9.0
| 2.5 Sqmm PVC Insulated Copper wire ATC | 2.5 Sqmm PVC Insulated Copper wire ATC | CWA | Meter |  | 2.5 Sqmm PVC Insulated Copper wire ATC |  | 0 | 0 | 1 | 1 | 1 | 0.0 | 0.0 | 0.0 | 0 |  |  | 0.0 | Electrical Components | 2.5 Sqmm PVC Insulated Copper wire ATC | 0 | 31-12-2099 | Material Transfer | Moving Average |  | 0.0 |  | 0 | 0 |  | 0 | 0 | 0 | 0 |  | 0 | Item Attribute | 1 | Nos | 0.0 | 0.0 | 0 | 0.0 | 0 |  |  | India |  |  | 0 | 0.0 |  | 0 | 0 |  | 0 | 0 | 0 | 0 |  |  | 0 | 0 | 0 |  | 0 | [5 empty] | 0 |  |  | 0 | [13 empty] | Meter | 1.0 | [10 empty] | Ringlus Electro Controls & Automation PVT LTD | [18 empty] | CGST - RNG | 9.0
[121 empty] | SGST - RNG | 9.0
| 4 Sqmm PVC Insulated Copper wire ATC | 4 Sqmm PVC Insulated Copper wire ATC | CWA | Meter |  | 4 Sqmm PVC Insulated Copper wire ATC |  | 0 | 0 | 1 | 1 | 1 | 0.0 | 0.0 | 0.0 | 0 |  |  | 0.0 | Electrical Components | 4 Sqmm PVC Insulated Copper wire ATC | 0 | 31-12-2099 | Material Transfer | Moving Average |  | 0.0 |  | 0 | 0 |  | 0 | 0 | 0 | 0 |  | 0 | Item Attribute | 1 | Nos | 0.0 | 0.0 | 0 | 0.0 | 0 |  |  | India |  |  | 0 | 0.0 |  | 0 | 0 |  | 0 | 0 | 0 | 0 |  |  | 0 | 0 | 0 |  | 0 | [5 empty] | 0 |  |  | 0 | [13 empty] | Meter | 1.0 | [10 empty] | Ringlus Electro Controls & Automation PVT LTD | [18 empty] | CGST - RNG | 9.0
[121 empty] | SGST - RNG | 9.0
| MCB Stopper | MCB Stopper | CWA | Nos |  | MCB Stopper |  | 0 | 0 | 1 | 1 | 1 | 0.0 | 0.0 | 0.0 | 0 |  |  | 0.0 | Electrical Components | MCB Stopper | 0 | 31-12-2099 | Material Transfer | Moving Average |  | 0.0 |  | 0 | 0 |  | 0 | 0 | 0 | 0 |  | 0 | Item Attribute | 1 | Nos | 0.0 | 0.0 | 0 | 0.0 | 0 |  |  | India |  |  | 0 | 0.0 |  | 0 | 0 |  | 0 | 0 | 0 | 0 |  |  | 0 | 0 | 0 |  | 0 | [5 empty] | 0 |  |  | 0 | [13 empty] | Nos | 1.0 | [10 empty] | Ringlus Electro Controls & Automation PVT LTD | [18 empty] | CGST - RNG | 9.0
[121 empty] | SGST - RNG | 9.0
| 12V DC Control Relay | 12V DC Control Relay | CWA | Nos |  | 12V DC Control Relay |  | 0 | 0 | 1 | 1 | 1 | 0.0 | 0.0 | 0.0 | 0 |  |  | 0.0 | Electrical Components | 12V DC Control Relay | 0 | 31-12-2099 | Material Transfer | Moving Average |  | 0.0 |  | 0 | 0 |  | 0 | 0 | 0 | 0 |  | 0 | Item Attribute | 1 | Nos | 0.0 | 0.0 | 0 | 0.0 | 0 |  |  | India |  |  | 0 | 0.0 |  | 0 | 0 |  | 0 | 0 | 0 | 0 |  |  | 0 | 0 | 0 |  | 0 | [5 empty] | 0 |  |  | 0 | [13 empty] | Nos | 1.0 | [10 empty] | Ringlus Electro Controls & Automation PVT LTD | [18 empty] | CGST - RNG | 9.0
[121 empty] | SGST - RNG | 9.0
| 24V DC Control Relay | 24V DC Control Relay | CWA | Nos |  | 24V DC Control Relay |  | 0 | 0 | 1 | 1 | 1 | 0.0 | 0.0 | 0.0 | 0 |  |  | 0.0 | Electrical Components | 24V DC Control Relay | 0 | 31-12-2099 | Material Transfer | Moving Average |  | 0.0 |  | 0 | 0 |  | 0 | 0 | 0 | 0 |  | 0 | Item Attribute | 1 | Nos | 0.0 | 0.0 | 0 | 0.0 | 0 |  |  | India |  |  | 0 | 0.0 |  | 0 | 0 |  | 0 | 0 | 0 | 0 |  |  | 0 | 0 | 0 |  | 0 | [5 empty] | 0 |  |  | 0 | [13 empty] | Nos | 1.0 | [10 empty] | Ringlus Electro Controls & Automation PVT LTD | [18 empty] | CGST - RNG | 9.0
[121 empty] | SGST - RNG | 9.0
| 240V AC Control Relay | 240V AC Control Relay | CWA | Nos |  | 240V AC Control Relay |  | 0 | 0 | 1 | 1 | 1 | 0.0 | 0.0 | 0.0 | 0 |  |  | 0.0 | Electrical Components | 240V AC Control Relay | 0 | 31-12-2099 | Material Transfer | Moving Average |  | 0.0 |  | 0 | 0 |  | 0 | 0 | 0 | 0 |  | 0 | Item Attribute | 1 | Nos | 0.0 | 0.0 | 0 | 0.0 | 0 |  |  | India |  |  | 0 | 0.0 |  | 0 | 0 |  | 0 | 0 | 0 | 0 |  |  | 0 | 0 | 0 |  | 0 | [5 empty] | 0 |  |  | 0 | [13 empty] | Nos | 1.0 | [10 empty] | Ringlus Electro Controls & Automation PVT LTD | [18 empty] | CGST - RNG | 9.0
[121 empty] | SGST - RNG | 9.0
| 11 Pin Relay Base | 11 Pin Relay Base | CWA | Nos |  | 11 Pin Relay Base |  | 0 | 0 | 1 | 1 | 1 | 0.0 | 0.0 | 0.0 | 0 |  |  | 0.0 | Electrical Components | 11 Pin Relay Base | 0 | 31-12-2099 | Material Transfer | Moving Average |  | 0.0 |  | 0 | 0 |  | 0 | 0 | 0 | 0 |  | 0 | Item Attribute | 1 | Nos | 0.0 | 0.0 | 0 | 0.0 | 0 |  |  | India |  |  | 0 | 0.0 |  | 0 | 0 |  | 0 | 0 | 0 | 0 |  |  | 0 | 0 | 0 |  | 0 | [5 empty] | 0 |  |  | 0 | [13 empty] | Nos | 1.0 | [10 empty] | Ringlus Electro Controls & Automation PVT LTD | [18 empty] | CGST - RNG | 9.0
[121 empty] | SGST - RNG | 9.0
| 200A Porcelein Unit Ship | 200A Porcelein Unit Ship | CWA | Nos |  | 200A Porcelein Unit Ship |  | 0 | 0 | 1 | 1 | 1 | 0.0 | 0.0 | 0.0 | 0 |  |  | 0.0 | Electrical Components | 200A Porcelein Unit Ship | 0 | 31-12-2099 | Material Transfer | Moving Average |  | 0.0 |  | 0 | 0 |  | 0 | 0 | 0 | 0 |  | 0 | Item Attribute | 1 | Nos | 0.0 | 0.0 | 0 | 0.0 | 0 |  |  | India |  |  | 0 | 0.0 |  | 0 | 0 |  | 0 | 0 | 0 | 0 |  |  | 0 | 0 | 0 |  | 0 | [5 empty] | 0 |  |  | 0 | [13 empty] | Nos | 1.0 | [10 empty] | Ringlus Electro Controls & Automation PVT LTD | [18 empty] | CGST - RNG | 9.0
[121 empty] | SGST - RNG | 9.0
| 100mm Cable Tie | 100mm Cable Tie | CWA | Nos |  | 100mm Cable Tie |  | 0 | 0 | 1 | 1 | 1 | 0.0 | 0.0 | 0.0 | 0 |  |  | 0.0 | Electrical Components | 100mm Cable Tie | 0 | 31-12-2099 | Material Transfer | Moving Average |  | 0.0 |  | 0 | 0 |  | 0 | 0 | 0 | 0 |  | 0 | Item Attribute | 1 | Nos | 0.0 | 0.0 | 0 | 0.0 | 0 |  |  | India |  |  | 0 | 0.0 |  | 0 | 0 |  | 0 | 0 | 0 | 0 |  |  | 0 | 0 | 0 |  | 0 | [5 empty] | 0 |  |  | 0 | [13 empty] | Nos | 1.0 | [10 empty] | Ringlus Electro Controls & Automation PVT LTD | [18 empty] | CGST - RNG | 9.0
[121 empty] | SGST - RNG | 9.0
| 150mm Cable Tie | 150mm Cable Tie | CWA | Nos |  | 150mm Cable Tie |  | 0 | 0 | 1 | 1 | 1 | 0.0 | 0.0 | 0.0 | 0 |  |  | 0.0 | Electrical Components | 150mm Cable Tie | 0 | 31-12-2099 | Material Transfer | Moving Average |  | 0.0 |  | 0 | 0 |  | 0 | 0 | 0 | 0 |  | 0 | Item Attribute | 1 | Nos | 0.0 | 0.0 | 0 | 0.0 | 0 |  |  | India |  |  | 0 | 0.0 |  | 0 | 0 |  | 0 | 0 | 0 | 0 |  |  | 0 | 0 | 0 |  | 0 | [5 empty] | 0 |  |  | 0 | [13 empty] | Nos | 1.0 | [10 empty] | Ringlus Electro Controls & Automation PVT LTD | [18 empty] | CGST - RNG | 9.0
[121 empty] | SGST - RNG | 9.0
| 400mm Cable Tie | 400mm Cable Tie | CWA | Nos |  | 400mm Cable Tie |  | 0 | 0 | 1 | 1 | 1 | 0.0 | 0.0 | 0.0 | 0 |  |  | 0.0 | Electrical Components | 400mm Cable Tie | 0 | 31-12-2099 | Material Transfer | Moving Average |  | 0.0 |  | 0 | 0 |  | 0 | 0 | 0 | 0 |  | 0 | Item Attribute | 1 | Nos | 0.0 | 0.0 | 0 | 0.0 | 0 |  |  | India |  |  | 0 | 0.0 |  | 0 | 0 |  | 0 | 0 | 0 | 0 |  |  | 0 | 0 | 0 |  | 0 | [5 empty] | 0 |  |  | 0 | [13 empty] | Nos | 1.0 | [10 empty] | Ringlus Electro Controls & Automation PVT LTD | [18 empty] | CGST - RNG | 9.0
[121 empty] | SGST - RNG | 9.0
| 15KVAR Capacitors APP Type Shreem | 15KVAR Capacitors APP Type Shreem | RPM | Nos |  | 15KVAR Capacitors APP Type Shreem |  | 0 | 0 | 1 | 1 | 1 | 0.0 | 0.0 | 0.0 | 0 |  |  | 0.0 | Electrical Components | 15KVAR Capacitors APP Type Shreem | 0 | 31-12-2099 | Material Transfer | Moving Average |  | 0.0 |  | 0 | 0 |  | 0 | 0 | 0 | 0 |  | 0 | Item Attribute | 1 | Nos | 0.0 | 0.0 | 0 | 0.0 | 0 | Shreem |  | India |  |  | 0 | 0.0 |  | 0 | 0 |  | 0 | 0 | 0 | 0 |  |  | 0 | 0 | 0 |  | 0 | [5 empty] | 0 |  |  | 0 | [13 empty] | Nos | 1.0 | [10 empty] | Ringlus Electro Controls & Automation PVT LTD | [18 empty] | CGST - RNG | 9.0
[121 empty] | SGST - RNG | 9.0
| 30KVAR Capacitors APP Type Shreem | 30KVAR Capacitors APP Type Shreem | RPM | Nos |  | 30KVAR Capacitors APP Type Shreem |  | 0 | 0 | 1 | 1 | 1 | 0.0 | 0.0 | 0.0 | 0 |  |  | 0.0 | Electrical Components | 30KVAR Capacitors APP Type Shreem | 0 | 31-12-2099 | Material Transfer | Moving Average |  | 0.0 |  | 0 | 0 |  | 0 | 0 | 0 | 0 |  | 0 | Item Attribute | 1 | Nos | 0.0 | 0.0 | 0 | 0.0 | 0 | Shreem |  | India |  |  | 0 | 0.0 |  | 0 | 0 |  | 0 | 0 | 0 | 0 |  |  | 0 | 0 | 0 |  | 0 | [5 empty] | 0 |  |  | 0 | [13 empty] | Nos | 1.0 | [10 empty] | Ringlus Electro Controls & Automation PVT LTD | [18 empty] | CGST - RNG | 9.0
[121 empty] | SGST - RNG | 9.0
| 40KVAR Capacitors APP Type Shreem | 40KVAR Capacitors APP Type Shreem | RPM | Nos |  | 40KVAR Capacitors APP Type Shreem |  | 0 | 0 | 1 | 1 | 1 | 0.0 | 0.0 | 0.0 | 0 |  |  | 0.0 | Electrical Components | 40KVAR Capacitors APP Type Shreem | 0 | 31-12-2099 | Material Transfer | Moving Average |  | 0.0 |  | 0 | 0 |  | 0 | 0 | 0 | 0 |  | 0 | Item Attribute | 1 | Nos | 0.0 | 0.0 | 0 | 0.0 | 0 | Shreem |  | India |  |  | 0 | 0.0 |  | 0 | 0 |  | 0 | 0 | 0 | 0 |  |  | 0 | 0 | 0 |  | 0 | [5 empty] | 0 |  |  | 0 | [13 empty] | Nos | 1.0 | [10 empty] | Ringlus Electro Controls & Automation PVT LTD | [18 empty] | CGST - RNG | 9.0
[121 empty] | SGST - RNG | 9.0
| 50KVAR Capacitors APP Type Shreem | 50KVAR Capacitors APP Type Shreem | RPM | Nos |  | 50KVAR Capacitors APP Type Shreem |  | 0 | 0 | 1 | 1 | 1 | 0.0 | 0.0 | 0.0 | 0 |  |  | 0.0 | Electrical Components | 50KVAR Capacitors APP Type Shreem | 0 | 31-12-2099 | Material Transfer | Moving Average |  | 0.0 |  | 0 | 0 |  | 0 | 0 | 0 | 0 |  | 0 | Item Attribute | 1 | Nos | 0.0 | 0.0 | 0 | 0.0 | 0 | Shreem |  | India |  |  | 0 | 0.0 |  | 0 | 0 |  | 0 | 0 | 0 | 0 |  |  | 0 | 0 | 0 |  | 0 | [5 empty] | 0 |  |  | 0 | [13 empty] | Nos | 1.0 | [10 empty] | Ringlus Electro Controls & Automation PVT LTD | [18 empty] | CGST - RNG | 9.0
[121 empty] | SGST - RNG | 9.0
| 100KVAR Capacitors APP Type Shreem | 100KVAR Capacitors APP Type Shreem | RPM | Nos |  | 100KVAR Capacitors APP Type Shreem |  | 0 | 0 | 1 | 1 | 1 | 0.0 | 0.0 | 0.0 | 0 |  |  | 0.0 | Electrical Components | 100KVAR Capacitors APP Type Shreem | 0 | 31-12-2099 | Material Transfer | Moving Average |  | 0.0 |  | 0 | 0 |  | 0 | 0 | 0 | 0 |  | 0 | Item Attribute | 1 | Nos | 0.0 | 0.0 | 0 | 0.0 | 0 | Shreem |  | India |  |  | 0 | 0.0 |  | 0 | 0 |  | 0 | 0 | 0 | 0 |  |  | 0 | 0 | 0 |  | 0 | [5 empty] | 0 |  |  | 0 | [13 empty] | Nos | 1.0 | [10 empty] | Ringlus Electro Controls & Automation PVT LTD | [18 empty] | CGST - RNG | 9.0
[121 empty] | SGST - RNG | 9.0
| 50 KVAR MPP 440V withstand @ 480V capacitor Shreem | 50 KVAR MPP 440V withstand @ 480V capacitor Shreem | RPM | Nos |  | 50 KVAR MPP 440V withstand @ 480V capacitor Shreem |  | 0 | 0 | 1 | 1 | 1 | 0.0 | 0.0 | 0.0 | 0 |  |  | 0.0 | Electrical Components | 50 KVAR MPP 440V withstand @ 480V capacitor Shreem | 0 | 31-12-2099 | Material Transfer | Moving Average |  | 0.0 |  | 0 | 0 |  | 0 | 0 | 0 | 0 |  | 0 | Item Attribute | 1 | Nos | 0.0 | 0.0 | 0 | 0.0 | 0 | Shreem |  | India |  |  | 0 | 0.0 |  | 0 | 0 |  | 0 | 0 | 0 | 0 |  |  | 0 | 0 | 0 |  | 0 | [5 empty] | 0 |  |  | 0 | [13 empty] | Nos | 1.0 | [10 empty] | Ringlus Electro Controls & Automation PVT LTD | [18 empty] | CGST - RNG | 9.0
[121 empty] | SGST - RNG | 9.0
| 40 KVAR MPP 440V withstand @ 480V capacitor Shreem | 40 KVAR MPP 440V withstand @ 480V capacitor Shreem | RPM | Nos |  | 40 KVAR MPP 440V withstand @ 480V capacitor Shreem |  | 0 | 0 | 1 | 1 | 1 | 0.0 | 0.0 | 0.0 | 0 |  |  | 0.0 | Electrical Components | 40 KVAR MPP 440V withstand @ 480V capacitor Shreem | 0 | 31-12-2099 | Material Transfer | Moving Average |  | 0.0 |  | 0 | 0 |  | 0 | 0 | 0 | 0 |  | 0 | Item Attribute | 1 | Nos | 0.0 | 0.0 | 0 | 0.0 | 0 | Shreem |  | India |  |  | 0 | 0.0 |  | 0 | 0 |  | 0 | 0 | 0 | 0 |  |  | 0 | 0 | 0 |  | 0 | [5 empty] | 0 |  |  | 0 | [13 empty] | Nos | 1.0 | [10 empty] | Ringlus Electro Controls & Automation PVT LTD | [18 empty] | CGST - RNG | 9.0
[121 empty] | SGST - RNG | 9.0
| 30 KVAR MPP 440V withstand @ 480V capacitor Shreem | 30 KVAR MPP 440V withstand @ 480V capacitor Shreem | RPM | Nos |  | 30 KVAR MPP 440V withstand @ 480V capacitor Shreem |  | 0 | 0 | 1 | 1 | 1 | 0.0 | 0.0 | 0.0 | 0 |  |  | 0.0 | Electrical Components | 30 KVAR MPP 440V withstand @ 480V capacitor Shreem | 0 | 31-12-2099 | Material Transfer | Moving Average |  | 0.0 |  | 0 | 0 |  | 0 | 0 | 0 | 0 |  | 0 | Item Attribute | 1 | Nos | 0.0 | 0.0 | 0 | 0.0 | 0 | Shreem |  | India |  |  | 0 | 0.0 |  | 0 | 0 |  | 0 | 0 | 0 | 0 |  |  | 0 | 0 | 0 |  | 0 | [5 empty] | 0 |  |  | 0 | [13 empty] | Nos | 1.0 | [10 empty] | Ringlus Electro Controls & Automation PVT LTD | [18 empty] | CGST - RNG | 9.0
[121 empty] | SGST - RNG | 9.0
| 25 KVAR MPP 440V withstand @ 480V capacitor Shreem | 25 KVAR MPP 440V withstand @ 480V capacitor Shreem | RPM | Nos |  | 25 KVAR MPP 440V withstand @ 480V capacitor Shreem |  | 0 | 0 | 1 | 1 | 1 | 0.0 | 0.0 | 0.0 | 0 |  |  | 0.0 | Electrical Components | 25 KVAR MPP 440V withstand @ 480V capacitor Shreem | 0 | 31-12-2099 | Material Transfer | Moving Average |  | 0.0 |  | 0 | 0 |  | 0 | 0 | 0 | 0 |  | 0 | Item Attribute | 1 | Nos | 0.0 | 0.0 | 0 | 0.0 | 0 | Shreem |  | India |  |  | 0 | 0.0 |  | 0 | 0 |  | 0 | 0 | 0 | 0 |  |  | 0 | 0 | 0 |  | 0 | [5 empty] | 0 |  |  | 0 | [13 empty] | Nos | 1.0 | [10 empty] | Ringlus Electro Controls & Automation PVT LTD | [18 empty] | CGST - RNG | 9.0
[121 empty] | SGST - RNG | 9.0
| 20 KVAR MPP 440V withstand @ 480V capacitor Shreem | 20 KVAR MPP 440V withstand @ 480V capacitor Shreem | RPM | Nos |  | 20 KVAR MPP 440V withstand @ 480V capacitor Shreem |  | 0 | 0 | 1 | 1 | 1 | 0.0 | 0.0 | 0.0 | 0 |  |  | 0.0 | Electrical Components | 20 KVAR MPP 440V withstand @ 480V capacitor Shreem | 0 | 31-12-2099 | Material Transfer | Moving Average |  | 0.0 |  | 0 | 0 |  | 0 | 0 | 0 | 0 |  | 0 | Item Attribute | 1 | Nos | 0.0 | 0.0 | 0 | 0.0 | 0 | Shreem |  | India |  |  | 0 | 0.0 |  | 0 | 0 |  | 0 | 0 | 0 | 0 |  |  | 0 | 0 | 0 |  | 0 | [5 empty] | 0 |  |  | 0 | [13 empty] | Nos | 1.0 | [10 empty] | Ringlus Electro Controls & Automation PVT LTD | [18 empty] | CGST - RNG | 9.0
[121 empty] | SGST - RNG | 9.0
| 15 KVAR MPP 440V withstand @ 480V capacitor Shreem | 15 KVAR MPP 440V withstand @ 480V capacitor Shreem | RPM | Nos |  | 15 KVAR MPP 440V withstand @ 480V capacitor Shreem |  | 0 | 0 | 1 | 1 | 1 | 0.0 | 0.0 | 0.0 | 0 |  |  | 0.0 | Electrical Components | 15 KVAR MPP 440V withstand @ 480V capacitor Shreem | 0 | 31-12-2099 | Material Transfer | Moving Average |  | 0.0 |  | 0 | 0 |  | 0 | 0 | 0 | 0 |  | 0 | Item Attribute | 1 | Nos | 0.0 | 0.0 | 0 | 0.0 | 0 | Shreem |  | India |  |  | 0 | 0.0 |  | 0 | 0 |  | 0 | 0 | 0 | 0 |  |  | 0 | 0 | 0 |  | 0 | [5 empty] | 0 |  |  | 0 | [13 empty] | Nos | 1.0 | [10 empty] | Ringlus Electro Controls & Automation PVT LTD | [18 empty] | CGST - RNG | 9.0
[121 empty] | SGST - RNG | 9.0
| 10 KVAR MPP 440V withstand @ 480V capacitor Shreem | 10 KVAR MPP 440V withstand @ 480V capacitor Shreem | RPM | Nos |  | 10 KVAR MPP 440V withstand @ 480V capacitor Shreem |  | 0 | 0 | 1 | 1 | 1 | 0.0 | 0.0 | 0.0 | 0 |  |  | 0.0 | Electrical Components | 10 KVAR MPP 440V withstand @ 480V capacitor Shreem | 0 | 31-12-2099 | Material Transfer | Moving Average |  | 0.0 |  | 0 | 0 |  | 0 | 0 | 0 | 0 |  | 0 | Item Attribute | 1 | Nos | 0.0 | 0.0 | 0 | 0.0 | 0 | Shreem |  | India |  |  | 0 | 0.0 |  | 0 | 0 |  | 0 | 0 | 0 | 0 |  |  | 0 | 0 | 0 |  | 0 | [5 empty] | 0 |  |  | 0 | [13 empty] | Nos | 1.0 | [10 empty] | Ringlus Electro Controls & Automation PVT LTD | [18 empty] | CGST - RNG | 9.0
[121 empty] | SGST - RNG | 9.0
| 7.5 KVAR MPP 440V withstand @ 480V capacitor Shreem | 7.5 KVAR MPP 440V withstand @ 480V capacitor Shreem | RPM | Nos |  | 7.5 KVAR MPP 440V withstand @ 480V capacitor Shreem |  | 0 | 0 | 1 | 1 | 1 | 0.0 | 0.0 | 0.0 | 0 |  |  | 0.0 | Electrical Components | 7.5 KVAR MPP 440V withstand @ 480V capacitor Shreem | 0 | 31-12-2099 | Material Transfer | Moving Average |  | 0.0 |  | 0 | 0 |  | 0 | 0 | 0 | 0 |  | 0 | Item Attribute | 1 | Nos | 0.0 | 0.0 | 0 | 0.0 | 0 | Shreem |  | India |  |  | 0 | 0.0 |  | 0 | 0 |  | 0 | 0 | 0 | 0 |  |  | 0 | 0 | 0 |  | 0 | [5 empty] | 0 |  |  | 0 | [13 empty] | Nos | 1.0 | [10 empty] | Ringlus Electro Controls & Automation PVT LTD | [18 empty] | CGST - RNG | 9.0
[121 empty] | SGST - RNG | 9.0
| 5 KVAR MPP 440V withstand @ 480V capacitor Shreem | 5 KVAR MPP 440V withstand @ 480V capacitor Shreem | RPM | Nos |  | 5 KVAR MPP 440V withstand @ 480V capacitor Shreem |  | 0 | 0 | 1 | 1 | 1 | 0.0 | 0.0 | 0.0 | 0 |  |  | 0.0 | Electrical Components | 5 KVAR MPP 440V withstand @ 480V capacitor Shreem | 0 | 31-12-2099 | Material Transfer | Moving Average |  | 0.0 |  | 0 | 0 |  | 0 | 0 | 0 | 0 |  | 0 | Item Attribute | 1 | Nos | 0.0 | 0.0 | 0 | 0.0 | 0 | Shreem |  | India |  |  | 0 | 0.0 |  | 0 | 0 |  | 0 | 0 | 0 | 0 |  |  | 0 | 0 | 0 |  | 0 | [5 empty] | 0 |  |  | 0 | [13 empty] | Nos | 1.0 | [10 empty] | Ringlus Electro Controls & Automation PVT LTD | [18 empty] | CGST - RNG | 9.0
[121 empty] | SGST - RNG | 9.0
| 3 KVAR MPP 440V withstand @ 480V capacitor Shreem | 3 KVAR MPP 440V withstand @ 480V capacitor Shreem | RPM | Nos |  | 3 KVAR MPP 440V withstand @ 480V capacitor Shreem |  | 0 | 0 | 1 | 1 | 1 | 0.0 | 0.0 | 0.0 | 0 |  |  | 0.0 | Electrical Components | 3 KVAR MPP 440V withstand @ 480V capacitor Shreem | 0 | 31-12-2099 | Material Transfer | Moving Average |  | 0.0 |  | 0 | 0 |  | 0 | 0 | 0 | 0 |  | 0 | Item Attribute | 1 | Nos | 0.0 | 0.0 | 0 | 0.0 | 0 | Shreem |  | India |  |  | 0 | 0.0 |  | 0 | 0 |  | 0 | 0 | 0 | 0 |  |  | 0 | 0 | 0 |  | 0 | [5 empty] | 0 |  |  | 0 | [13 empty] | Nos | 1.0 | [10 empty] | Ringlus Electro Controls & Automation PVT LTD | [18 empty] | CGST - RNG | 9.0
[121 empty] | SGST - RNG | 9.0
| 100KVAR 7% Detuned Copper wound reactor Shreem | 100KVAR 7% Detuned Copper wound reactor Shreem | RPM | Nos |  | 100KVAR 7% Detuned Copper wound reactor Shreem |  | 0 | 0 | 1 | 1 | 1 | 0.0 | 0.0 | 0.0 | 0 |  |  | 0.0 | Electrical Components | 100KVAR 7% Detuned Copper wound reactor Shreem | 0 | 31-12-2099 | Material Transfer | Moving Average |  | 0.0 |  | 0 | 0 |  | 0 | 0 | 0 | 0 |  | 0 | Item Attribute | 1 | Nos | 0.0 | 0.0 | 0 | 0.0 | 0 | Shreem |  | India |  |  | 0 | 0.0 |  | 0 | 0 |  | 0 | 0 | 0 | 0 |  |  | 0 | 0 | 0 |  | 0 | [5 empty] | 0 |  |  | 0 | [13 empty] | Nos | 1.0 | [10 empty] | Ringlus Electro Controls & Automation PVT LTD | [18 empty] | CGST - RNG | 9.0
[121 empty] | SGST - RNG | 9.0
| 50KVAR 7% Detuned Copper wound reactor Shreem | 50KVAR 7% Detuned Copper wound reactor Shreem | RPM | Nos |  | 50KVAR 7% Detuned Copper wound reactor Shreem |  | 0 | 0 | 1 | 1 | 1 | 0.0 | 0.0 | 0.0 | 0 |  |  | 0.0 | Electrical Components | 50KVAR 7% Detuned Copper wound reactor Shreem | 0 | 31-12-2099 | Material Transfer | Moving Average |  | 0.0 |  | 0 | 0 |  | 0 | 0 | 0 | 0 |  | 0 | Item Attribute | 1 | Nos | 0.0 | 0.0 | 0 | 0.0 | 0 | Shreem |  | India |  |  | 0 | 0.0 |  | 0 | 0 |  | 0 | 0 | 0 | 0 |  |  | 0 | 0 | 0 |  | 0 | [5 empty] | 0 |  |  | 0 | [13 empty] | Nos | 1.0 | [10 empty] | Ringlus Electro Controls & Automation PVT LTD | [18 empty] | CGST - RNG | 9.0
[121 empty] | SGST - RNG | 9.0
| 40KVAR 7% Detuned Copper wound reactor Shreem | 40KVAR 7% Detuned Copper wound reactor Shreem | RPM | Nos |  | 40KVAR 7% Detuned Copper wound reactor Shreem |  | 0 | 0 | 1 | 1 | 1 | 0.0 | 0.0 | 0.0 | 0 |  |  | 0.0 | Electrical Components | 40KVAR 7% Detuned Copper wound reactor Shreem | 0 | 31-12-2099 | Material Transfer | Moving Average |  | 0.0 |  | 0 | 0 |  | 0 | 0 | 0 | 0 |  | 0 | Item Attribute | 1 | Nos | 0.0 | 0.0 | 0 | 0.0 | 0 | Shreem |  | India |  |  | 0 | 0.0 |  | 0 | 0 |  | 0 | 0 | 0 | 0 |  |  | 0 | 0 | 0 |  | 0 | [5 empty] | 0 |  |  | 0 | [13 empty] | Nos | 1.0 | [10 empty] | Ringlus Electro Controls & Automation PVT LTD | [18 empty] | CGST - RNG | 9.0
[121 empty] | SGST - RNG | 9.0
| 30KVAR 7% Detuned Copper wound reactor Shreem | 30KVAR 7% Detuned Copper wound reactor Shreem | RPM | Nos |  | 30KVAR 7% Detuned Copper wound reactor Shreem |  | 0 | 0 | 1 | 1 | 1 | 0.0 | 0.0 | 0.0 | 0 |  |  | 0.0 | Electrical Components | 30KVAR 7% Detuned Copper wound reactor Shreem | 0 | 31-12-2099 | Material Transfer | Moving Average |  | 0.0 |  | 0 | 0 |  | 0 | 0 | 0 | 0 |  | 0 | Item Attribute | 1 | Nos | 0.0 | 0.0 | 0 | 0.0 | 0 | Shreem |  | India |  |  | 0 | 0.0 |  | 0 | 0 |  | 0 | 0 | 0 | 0 |  |  | 0 | 0 | 0 |  | 0 | [5 empty] | 0 |  |  | 0 | [13 empty] | Nos | 1.0 | [10 empty] | Ringlus Electro Controls & Automation PVT LTD | [18 empty] | CGST - RNG | 9.0
[121 empty] | SGST - RNG | 9.0
| 25KVAR 7% Detuned Copper wound reactor Shreem | 25KVAR 7% Detuned Copper wound reactor Shreem | RPM | Nos |  | 25KVAR 7% Detuned Copper wound reactor Shreem |  | 0 | 0 | 1 | 1 | 1 | 0.0 | 0.0 | 0.0 | 0 |  |  | 0.0 | Electrical Components | 25KVAR 7% Detuned Copper wound reactor Shreem | 0 | 31-12-2099 | Material Transfer | Moving Average |  | 0.0 |  | 0 | 0 |  | 0 | 0 | 0 | 0 |  | 0 | Item Attribute | 1 | Nos | 0.0 | 0.0 | 0 | 0.0 | 0 | Shreem |  | India |  |  | 0 | 0.0 |  | 0 | 0 |  | 0 | 0 | 0 | 0 |  |  | 0 | 0 | 0 |  | 0 | [5 empty] | 0 |  |  | 0 | [13 empty] | Nos | 1.0 | [10 empty] | Ringlus Electro Controls & Automation PVT LTD | [18 empty] | CGST - RNG | 9.0
[121 empty] | SGST - RNG | 9.0
| 20KVAR 7% Detuned Copper wound reactor Shreem | 20KVAR 7% Detuned Copper wound reactor Shreem | RPM | Nos |  | 20KVAR 7% Detuned Copper wound reactor Shreem |  | 0 | 0 | 1 | 1 | 1 | 0.0 | 0.0 | 0.0 | 0 |  |  | 0.0 | Electrical Components | 20KVAR 7% Detuned Copper wound reactor Shreem | 0 | 31-12-2099 | Material Transfer | Moving Average |  | 0.0 |  | 0 | 0 |  | 0 | 0 | 0 | 0 |  | 0 | Item Attribute | 1 | Nos | 0.0 | 0.0 | 0 | 0.0 | 0 | Shreem |  | India |  |  | 0 | 0.0 |  | 0 | 0 |  | 0 | 0 | 0 | 0 |  |  | 0 | 0 | 0 |  | 0 | [5 empty] | 0 |  |  | 0 | [13 empty] | Nos | 1.0 | [10 empty] | Ringlus Electro Controls & Automation PVT LTD | [18 empty] | CGST - RNG | 9.0
[121 empty] | SGST - RNG | 9.0
| 15KVAR 7% Detuned Copper wound reactor for Shreem | 15KVAR 7% Detuned Copper wound reactor for Shreem | RPM | Nos |  | 15KVAR 7% Detuned Copper wound reactor for Shreem |  | 0 | 0 | 1 | 1 | 1 | 0.0 | 0.0 | 0.0 | 0 |  |  | 0.0 | Electrical Components | 15KVAR 7% Detuned Copper wound reactor for Shreem | 0 | 31-12-2099 | Material Transfer | Moving Average |  | 0.0 |  | 0 | 0 |  | 0 | 0 | 0 | 0 |  | 0 | Item Attribute | 1 | Nos | 0.0 | 0.0 | 0 | 0.0 | 0 | Shreem |  | India |  |  | 0 | 0.0 |  | 0 | 0 |  | 0 | 0 | 0 | 0 |  |  | 0 | 0 | 0 |  | 0 | [5 empty] | 0 |  |  | 0 | [13 empty] | Nos | 1.0 | [10 empty] | Ringlus Electro Controls & Automation PVT LTD | [18 empty] | CGST - RNG | 9.0
[121 empty] | SGST - RNG | 9.0
| 10KVAR 7% Detuned Copper wound reactor Shreem | 10KVAR 7% Detuned Copper wound reactor Shreem | RPM | Nos |  | 10KVAR 7% Detuned Copper wound reactor Shreem |  | 0 | 0 | 1 | 1 | 1 | 0.0 | 0.0 | 0.0 | 0 |  |  | 0.0 | Electrical Components | 10KVAR 7% Detuned Copper wound reactor Shreem | 0 | 31-12-2099 | Material Transfer | Moving Average |  | 0.0 |  | 0 | 0 |  | 0 | 0 | 0 | 0 |  | 0 | Item Attribute | 1 | Nos | 0.0 | 0.0 | 0 | 0.0 | 0 | Shreem |  | India |  |  | 0 | 0.0 |  | 0 | 0 |  | 0 | 0 | 0 | 0 |  |  | 0 | 0 | 0 |  | 0 | [5 empty] | 0 |  |  | 0 | [13 empty] | Nos | 1.0 | [10 empty] | Ringlus Electro Controls & Automation PVT LTD | [18 empty] | CGST - RNG | 9.0
[121 empty] | SGST - RNG | 9.0
| 5 KVAR 7% Detuned Copper wound reactor Shreem | 5 KVAR 7% Detuned Copper wound reactor Shreem | RPM | Nos |  | 5 KVAR 7% Detuned Copper wound reactor Shreem |  | 0 | 0 | 1 | 1 | 1 | 0.0 | 0.0 | 0.0 | 0 |  |  | 0.0 | Electrical Components | 5 KVAR 7% Detuned Copper wound reactor Shreem | 0 | 31-12-2099 | Material Transfer | Moving Average |  | 0.0 |  | 0 | 0 |  | 0 | 0 | 0 | 0 |  | 0 | Item Attribute | 1 | Nos | 0.0 | 0.0 | 0 | 0.0 | 0 | Shreem |  | India |  |  | 0 | 0.0 |  | 0 | 0 |  | 0 | 0 | 0 | 0 |  |  | 0 | 0 | 0 |  | 0 | [5 empty] | 0 |  |  | 0 | [13 empty] | Nos | 1.0 | [10 empty] | Ringlus Electro Controls & Automation PVT LTD | [18 empty] | CGST - RNG | 9.0
[121 empty] | SGST - RNG | 9.0
| APFC Relay 8 Stage Beluk | APFC Relay 8 Stage Beluk | RPM | Nos |  | APFC Relay 8 Stage Beluk |  | 0 | 0 | 1 | 1 | 1 | 0.0 | 0.0 | 0.0 | 0 |  |  | 0.0 | Electrical Components | APFC Relay 8 Stage Beluk | 0 | 31-12-2099 | Material Transfer | Moving Average |  | 0.0 |  | 0 | 0 |  | 0 | 0 | 0 | 0 |  | 0 | Item Attribute | 1 | Nos | 0.0 | 0.0 | 0 | 0.0 | 0 | Beluk |  | India |  |  | 0 | 0.0 |  | 0 | 0 |  | 0 | 0 | 0 | 0 |  |  | 0 | 0 | 0 |  | 0 | [5 empty] | 0 |  |  | 0 | [13 empty] | Nos | 1.0 | [10 empty] | Ringlus Electro Controls & Automation PVT LTD | [18 empty] | CGST - RNG | 9.0
[121 empty] | SGST - RNG | 9.0
| APFC Relay 12 Stage Beluk | APFC Relay 12 Stage Beluk | RPM | Nos |  | APFC Relay 12 Stage Beluk |  | 0 | 0 | 1 | 1 | 1 | 0.0 | 0.0 | 0.0 | 0 |  |  | 0.0 | Electrical Components | APFC Relay 12 Stage Beluk | 0 | 31-12-2099 | Material Transfer | Moving Average |  | 0.0 |  | 0 | 0 |  | 0 | 0 | 0 | 0 |  | 0 | Item Attribute | 1 | Nos | 0.0 | 0.0 | 0 | 0.0 | 0 | Beluk |  | India |  |  | 0 | 0.0 |  | 0 | 0 |  | 0 | 0 | 0 | 0 |  |  | 0 | 0 | 0 |  | 0 | [5 empty] | 0 |  |  | 0 | [13 empty] | Nos | 1.0 | [10 empty] | Ringlus Electro Controls & Automation PVT LTD | [18 empty] | CGST - RNG | 9.0
[121 empty] | SGST - RNG | 9.0
| APFC Relay 6 Stage Beluk | APFC Relay 6 Stage Beluk | RPM | Nos |  | APFC Relay 6 Stage Beluk |  | 0 | 0 | 1 | 1 | 1 | 0.0 | 0.0 | 0.0 | 0 |  |  | 0.0 | Electrical Components | APFC Relay 6 Stage Beluk | 0 | 31-12-2099 | Material Transfer | Moving Average |  | 0.0 |  | 0 | 0 |  | 0 | 0 | 0 | 0 |  | 0 | Item Attribute | 1 | Nos | 0.0 | 0.0 | 0 | 0.0 | 0 | Beluk |  | India |  |  | 0 | 0.0 |  | 0 | 0 |  | 0 | 0 | 0 | 0 |  |  | 0 | 0 | 0 |  | 0 | [5 empty] | 0 |  |  | 0 | [13 empty] | Nos | 1.0 | [10 empty] | Ringlus Electro Controls & Automation PVT LTD | [18 empty] | CGST - RNG | 9.0
[121 empty] | SGST - RNG | 9.0
| 24 Hour Analog Time Switch GIC | 24 Hour Analog Time Switch GIC | CWA | Nos |  | 24 Hour Analog Time Switch GIC |  | 0 | 0 | 1 | 1 | 1 | 0.0 | 0.0 | 0.0 | 0 |  |  | 0.0 | Electrical Components | 24 Hour Analog Time Switch GIC | 0 | 31-12-2099 | Material Transfer | Moving Average |  | 0.0 |  | 0 | 0 |  | 0 | 0 | 0 | 0 |  | 0 | Item Attribute | 1 | Nos | 0.0 | 0.0 | 0 | 0.0 | 0 | GIC |  | India |  |  | 0 | 0.0 |  | 0 | 0 |  | 0 | 0 | 0 | 0 |  |  | 0 | 0 | 0 |  | 0 | [5 empty] | 0 |  |  | 0 | [13 empty] | Nos | 1.0 | [10 empty] | Ringlus Electro Controls & Automation PVT LTD | [18 empty] | CGST - RNG | 9.0
[121 empty] | SGST - RNG | 9.0
| ON Delay Timer GIC | ON Delay Timer GIC | CWA | Nos |  | ON Delay Timer GIC |  | 0 | 0 | 1 | 1 | 1 | 0.0 | 0.0 | 0.0 | 0 |  |  | 0.0 | Electrical Components | ON Delay Timer GIC | 0 | 31-12-2099 | Material Transfer | Moving Average |  | 0.0 |  | 0 | 0 |  | 0 | 0 | 0 | 0 |  | 0 | Item Attribute | 1 | Nos | 0.0 | 0.0 | 0 | 0.0 | 0 | GIC |  | India |  |  | 0 | 0.0 |  | 0 | 0 |  | 0 | 0 | 0 | 0 |  |  | 0 | 0 | 0 |  | 0 | [5 empty] | 0 |  |  | 0 | [13 empty] | Nos | 1.0 | [10 empty] | Ringlus Electro Controls & Automation PVT LTD | [18 empty] | CGST - RNG | 9.0
[121 empty] | SGST - RNG | 9.0
| Star DeltaTimer GIC | Star DeltaTimer GIC | CWA | Nos |  | Star DeltaTimer GIC |  | 0 | 0 | 1 | 1 | 1 | 0.0 | 0.0 | 0.0 | 0 |  |  | 0.0 | Electrical Components | Star DeltaTimer GIC | 0 | 31-12-2099 | Material Transfer | Moving Average |  | 0.0 |  | 0 | 0 |  | 0 | 0 | 0 | 0 |  | 0 | Item Attribute | 1 | Nos | 0.0 | 0.0 | 0 | 0.0 | 0 | GIC |  | India |  |  | 0 | 0.0 |  | 0 | 0 |  | 0 | 0 | 0 | 0 |  |  | 0 | 0 | 0 |  | 0 | [5 empty] | 0 |  |  | 0 | [13 empty] | Nos | 1.0 | [10 empty] | Ringlus Electro Controls & Automation PVT LTD | [18 empty] | CGST - RNG | 9.0
[121 empty] | SGST - RNG | 9.0
| MN5 Relay 9-15A L&T SS94135OOBO | MN5 Relay 9-15A L&T SS94135OOBO | LTCORL | Nos |  | MN5 Relay 9-15A L&T SS94135OOBO |  | 0 | 0 | 1 | 1 | 1 | 0.0 | 0.0 | 0.0 | 0 |  |  | 0.0 | Electrical Components | MN5 Relay 9-15A L&T SS94135OOBO | 0 | 31-12-2099 | Material Transfer | Moving Average |  | 0.0 |  | 0 | 0 |  | 0 | 0 | 0 | 0 |  | 0 | Item Attribute | 1 | Nos | 0.0 | 0.0 | 0 | 0.0 | 0 | L&T | SS94135OOBO | India |  |  | 0 | 0.0 |  | 0 | 0 |  | 0 | 0 | 0 | 0 |  |  | 0 | 0 | 0 |  | 0 | [5 empty] | 0 |  |  | 0 | [13 empty] | Nos | 1.0 | [10 empty] | Ringlus Electro Controls & Automation PVT LTD | [18 empty] | CGST - RNG | 9.0
[121 empty] | SGST - RNG | 9.0
| MN5 Relay 14-23A L&T SS94135OODO | MN5 Relay 14-23A L&T SS94135OODO | LTCORL | Nos |  | MN5 Relay 14-23A L&T SS94135OODO |  | 0 | 0 | 1 | 1 | 1 | 0.0 | 0.0 | 0.0 | 0 |  |  | 0.0 | Electrical Components | MN5 Relay 14-23A L&T SS94135OODO | 0 | 31-12-2099 | Material Transfer | Moving Average |  | 0.0 |  | 0 | 0 |  | 0 | 0 | 0 | 0 |  | 0 | Item Attribute | 1 | Nos | 0.0 | 0.0 | 0 | 0.0 | 0 | L&T | SS94135OODO | India |  |  | 0 | 0.0 |  | 0 | 0 |  | 0 | 0 | 0 | 0 |  |  | 0 | 0 | 0 |  | 0 | [5 empty] | 0 |  |  | 0 | [13 empty] | Nos | 1.0 | [10 empty] | Ringlus Electro Controls & Automation PVT LTD | [18 empty] | CGST - RNG | 9.0
[121 empty] | SGST - RNG | 9.0
| MN5 Relay 20-33A L&T SS94136OOEO | MN5 Relay 20-33A L&T SS94136OOEO | LTCORL | Nos |  | MN5 Relay 20-33A L&T SS94136OOEO |  | 0 | 0 | 1 | 1 | 1 | 0.0 | 0.0 | 0.0 | 0 |  |  | 0.0 | Electrical Components | MN5 Relay 20-33A L&T SS94136OOEO | 0 | 31-12-2099 | Material Transfer | Moving Average |  | 0.0 |  | 0 | 0 |  | 0 | 0 | 0 | 0 |  | 0 | Item Attribute | 1 | Nos | 0.0 | 0.0 | 0 | 0.0 | 0 | L&T | SS94136OOEO | India |  |  | 0 | 0.0 |  | 0 | 0 |  | 0 | 0 | 0 | 0 |  |  | 0 | 0 | 0 |  | 0 | [5 empty] | 0 |  |  | 0 | [13 empty] | Nos | 1.0 | [10 empty] | Ringlus Electro Controls & Automation PVT LTD | [18 empty] | CGST - RNG | 9.0
[121 empty] | SGST - RNG | 9.0
| MN5 Relay 30-50A L&T SS94136OOGO | MN5 Relay 30-50A L&T SS94136OOGO | LTCORL | Nos |  | MN5 Relay 30-50A L&T SS94136OOGO |  | 0 | 0 | 1 | 1 | 1 | 0.0 | 0.0 | 0.0 | 0 |  |  | 0.0 | Electrical Components | MN5 Relay 30-50A L&T SS94136OOGO | 0 | 31-12-2099 | Material Transfer | Moving Average |  | 0.0 |  | 0 | 0 |  | 0 | 0 | 0 | 0 |  | 0 | Item Attribute | 1 | Nos | 0.0 | 0.0 | 0 | 0.0 | 0 | L&T | SS94136OOGO | India |  |  | 0 | 0.0 |  | 0 | 0 |  | 0 | 0 | 0 | 0 |  |  | 0 | 0 | 0 |  | 0 | [5 empty] | 0 |  |  | 0 | [13 empty] | Nos | 1.0 | [10 empty] | Ringlus Electro Controls & Automation PVT LTD | [18 empty] | CGST - RNG | 9.0
[121 empty] | SGST - RNG | 9.0
| MN5 Relay 36-60A L&T SS94136OOTO | MN5 Relay 36-60A L&T SS94136OOTO | LTCORL | Nos |  | MN5 Relay 36-60A L&T SS94136OOTO |  | 0 | 0 | 1 | 1 | 1 | 0.0 | 0.0 | 0.0 | 0 |  |  | 0.0 | Electrical Components | MN5 Relay 36-60A L&T SS94136OOTO | 0 | 31-12-2099 | Material Transfer | Moving Average |  | 0.0 |  | 0 | 0 |  | 0 | 0 | 0 | 0 |  | 0 | Item Attribute | 1 | Nos | 0.0 | 0.0 | 0 | 0.0 | 0 | L&T | SS94136OOTO | India |  |  | 0 | 0.0 |  | 0 | 0 |  | 0 | 0 | 0 | 0 |  |  | 0 | 0 | 0 |  | 0 | [5 empty] | 0 |  |  | 0 | [13 empty] | Nos | 1.0 | [10 empty] | Ringlus Electro Controls & Automation PVT LTD | [18 empty] | CGST - RNG | 9.0
[121 empty] | SGST - RNG | 9.0
| MN5 Relay 45-75A L&T SS94136OOJO | MN5 Relay 45-75A L&T SS94136OOJO | LTCORL | Nos |  | MN5 Relay 45-75A L&T SS94136OOJO |  | 0 | 0 | 1 | 1 | 1 | 0.0 | 0.0 | 0.0 | 0 |  |  | 0.0 | Electrical Components | MN5 Relay 45-75A L&T SS94136OOJO | 0 | 31-12-2099 | Material Transfer | Moving Average |  | 0.0 |  | 0 | 0 |  | 0 | 0 | 0 | 0 |  | 0 | Item Attribute | 1 | Nos | 0.0 | 0.0 | 0 | 0.0 | 0 | L&T | SS94136OOJO | India |  |  | 0 | 0.0 |  | 0 | 0 |  | 0 | 0 | 0 | 0 |  |  | 0 | 0 | 0 |  | 0 | [5 empty] | 0 |  |  | 0 | [13 empty] | Nos | 1.0 | [10 empty] | Ringlus Electro Controls & Automation PVT LTD | [18 empty] | CGST - RNG | 9.0
[121 empty] | SGST - RNG | 9.0
| MN5 Relay 66-110A L&T SS94137OOKO | MN5 Relay 66-110A L&T SS94137OOKO | LTCORL | Nos |  | MN5 Relay 66-110A L&T SS94137OOKO |  | 0 | 0 | 1 | 1 | 1 | 0.0 | 0.0 | 0.0 | 0 |  |  | 0.0 | Electrical Components | MN5 Relay 66-110A L&T SS94137OOKO | 0 | 31-12-2099 | Material Transfer | Moving Average |  | 0.0 |  | 0 | 0 |  | 0 | 0 | 0 | 0 |  | 0 | Item Attribute | 1 | Nos | 0.0 | 0.0 | 0 | 0.0 | 0 | L&T | SS94137OOKO | India |  |  | 0 | 0.0 |  | 0 | 0 |  | 0 | 0 | 0 | 0 |  |  | 0 | 0 | 0 |  | 0 | [5 empty] | 0 |  |  | 0 | [13 empty] | Nos | 1.0 | [10 empty] | Ringlus Electro Controls & Automation PVT LTD | [18 empty] | CGST - RNG | 9.0
[121 empty] | SGST - RNG | 9.0
| 6 Sqmm PVC Insulated Copper wire ATC | 6 Sqmm PVC Insulated Copper wire ATC | CWA | Meter |  | 6 Sqmm PVC Insulated Copper wire ATC |  | 0 | 0 | 1 | 1 | 1 | 0.0 | 0.0 | 0.0 | 0 |  |  | 0.0 | Electrical Components | 6 Sqmm PVC Insulated Copper wire ATC | 0 | 31-12-2099 | Material Transfer | Moving Average |  | 0.0 |  | 0 | 0 |  | 0 | 0 | 0 | 0 |  | 0 | Item Attribute | 1 | Nos | 0.0 | 0.0 | 0 | 0.0 | 0 |  |  | India |  |  | 0 | 0.0 |  | 0 | 0 |  | 0 | 0 | 0 | 0 |  |  | 0 | 0 | 0 |  | 0 | [5 empty] | 0 |  |  | 0 | [13 empty] | Meter | 1.0 | [10 empty] | Ringlus Electro Controls & Automation PVT LTD | [18 empty] | CGST - RNG | 9.0
[121 empty] | SGST - RNG | 9.0
| 10 Sqmm PVC Insulated Copper wire ATC | 10 Sqmm PVC Insulated Copper wire ATC | CWA | Meter |  | 10 Sqmm PVC Insulated Copper wire ATC |  | 0 | 0 | 1 | 1 | 1 | 0.0 | 0.0 | 0.0 | 0 |  |  | 0.0 | Electrical Components | 10 Sqmm PVC Insulated Copper wire ATC | 0 | 31-12-2099 | Material Transfer | Moving Average |  | 0.0 |  | 0 | 0 |  | 0 | 0 | 0 | 0 |  | 0 | Item Attribute | 1 | Nos | 0.0 | 0.0 | 0 | 0.0 | 0 |  |  | India |  |  | 0 | 0.0 |  | 0 | 0 |  | 0 | 0 | 0 | 0 |  |  | 0 | 0 | 0 |  | 0 | [5 empty] | 0 |  |  | 0 | [13 empty] | Meter | 1.0 | [10 empty] | Ringlus Electro Controls & Automation PVT LTD | [18 empty] | CGST - RNG | 9.0
[121 empty] | SGST - RNG | 9.0
| 16 Sqmm PVC Insulated Copper wire ATC | 16 Sqmm PVC Insulated Copper wire ATC | CWA | Meter |  | 16 Sqmm PVC Insulated Copper wire ATC |  | 0 | 0 | 1 | 1 | 1 | 0.0 | 0.0 | 0.0 | 0 |  |  | 0.0 | Electrical Components | 16 Sqmm PVC Insulated Copper wire ATC | 0 | 31-12-2099 | Material Transfer | Moving Average |  | 0.0 |  | 0 | 0 |  | 0 | 0 | 0 | 0 |  | 0 | Item Attribute | 1 | Nos | 0.0 | 0.0 | 0 | 0.0 | 0 |  |  | India |  |  | 0 | 0.0 |  | 0 | 0 |  | 0 | 0 | 0 | 0 |  |  | 0 | 0 | 0 |  | 0 | [5 empty] | 0 |  |  | 0 | [13 empty] | Meter | 1.0 | [10 empty] | Ringlus Electro Controls & Automation PVT LTD | [18 empty] | CGST - RNG | 9.0
[121 empty] | SGST - RNG | 9.0
| 25 Sqmm PVC Insulated Copper wire ATC | 25 Sqmm PVC Insulated Copper wire ATC | CWA | Meter |  | 25 Sqmm PVC Insulated Copper wire ATC |  | 0 | 0 | 1 | 1 | 1 | 0.0 | 0.0 | 0.0 | 0 |  |  | 0.0 | Electrical Components | 25 Sqmm PVC Insulated Copper wire ATC | 0 | 31-12-2099 | Material Transfer | Moving Average |  | 0.0 |  | 0 | 0 |  | 0 | 0 | 0 | 0 |  | 0 | Item Attribute | 1 | Nos | 0.0 | 0.0 | 0 | 0.0 | 0 |  |  | India |  |  | 0 | 0.0 |  | 0 | 0 |  | 0 | 0 | 0 | 0 |  |  | 0 | 0 | 0 |  | 0 | [5 empty] | 0 |  |  | 0 | [13 empty] | Meter | 1.0 | [10 empty] | Ringlus Electro Controls & Automation PVT LTD | [18 empty] | CGST - RNG | 9.0
[121 empty] | SGST - RNG | 9.0
| 35 Sqmm PVC Insulated Copper wire ATC | 35 Sqmm PVC Insulated Copper wire ATC | CWA | Meter |  | 35 Sqmm PVC Insulated Copper wire ATC |  | 0 | 0 | 1 | 1 | 1 | 0.0 | 0.0 | 0.0 | 0 |  |  | 0.0 | Electrical Components | 35 Sqmm PVC Insulated Copper wire ATC | 0 | 31-12-2099 | Material Transfer | Moving Average |  | 0.0 |  | 0 | 0 |  | 0 | 0 | 0 | 0 |  | 0 | Item Attribute | 1 | Nos | 0.0 | 0.0 | 0 | 0.0 | 0 |  |  | India |  |  | 0 | 0.0 |  | 0 | 0 |  | 0 | 0 | 0 | 0 |  |  | 0 | 0 | 0 |  | 0 | [5 empty] | 0 |  |  | 0 | [13 empty] | Meter | 1.0 | [10 empty] | Ringlus Electro Controls & Automation PVT LTD | [18 empty] | CGST - RNG | 9.0
[121 empty] | SGST - RNG | 9.0
| 50 Sqmm PVC Insulated Copper wire ATC | 50 Sqmm PVC Insulated Copper wire ATC | CWA | Meter |  | 50 Sqmm PVC Insulated Copper wire ATC |  | 0 | 0 | 1 | 1 | 1 | 0.0 | 0.0 | 0.0 | 0 |  |  | 0.0 | Electrical Components | 50 Sqmm PVC Insulated Copper wire ATC | 0 | 31-12-2099 | Material Transfer | Moving Average |  | 0.0 |  | 0 | 0 |  | 0 | 0 | 0 | 0 |  | 0 | Item Attribute | 1 | Nos | 0.0 | 0.0 | 0 | 0.0 | 0 |  |  | India |  |  | 0 | 0.0 |  | 0 | 0 |  | 0 | 0 | 0 | 0 |  |  | 0 | 0 | 0 |  | 0 | [5 empty] | 0 |  |  | 0 | [13 empty] | Meter | 1.0 | [10 empty] | Ringlus Electro Controls & Automation PVT LTD | [18 empty] | CGST - RNG | 9.0
[121 empty] | SGST - RNG | 9.0
| 45A 3 Pole ACCL Safe Power | 45A 3 Pole ACCL Safe Power | ACCL | Nos |  | 45A 3 Pole ACCL Safe Power |  | 0 | 0 | 1 | 1 | 1 | 0.0 | 0.0 | 0.0 | 0 |  |  | 0.0 | Electrical Components | 45A 3 Pole ACCL Safe Power | 0 | 31-12-2099 | Material Transfer | Moving Average |  | 0.0 |  | 0 | 0 |  | 0 | 0 | 0 | 0 |  | 0 | Item Attribute | 1 | Nos | 0.0 | 0.0 | 0 | 0.0 | 0 | Safe Power |  | India |  |  | 0 | 0.0 |  | 0 | 0 |  | 0 | 0 | 0 | 0 |  |  | 0 | 0 | 0 |  | 0 | [5 empty] | 0 |  |  | 0 | [13 empty] | Nos | 1.0 | [10 empty] | Ringlus Electro Controls & Automation PVT LTD | [18 empty] | CGST - RNG | 9.0
[121 empty] | SGST - RNG | 9.0
| 45A Two Pole ACCL Safe Power | 45A Two Pole ACCL Safe Power | ACCL | Nos |  | 45A Two Pole ACCL Safe Power |  | 0 | 0 | 1 | 1 | 1 | 0.0 | 0.0 | 0.0 | 0 |  |  | 0.0 | Electrical Components | 45A Two Pole ACCL Safe Power | 0 | 31-12-2099 | Material Transfer | Moving Average |  | 0.0 |  | 0 | 0 |  | 0 | 0 | 0 | 0 |  | 0 | Item Attribute | 1 | Nos | 0.0 | 0.0 | 0 | 0.0 | 0 | Safe Power |  | India |  |  | 0 | 0.0 |  | 0 | 0 |  | 0 | 0 | 0 | 0 |  |  | 0 | 0 | 0 |  | 0 | [5 empty] | 0 |  |  | 0 | [13 empty] | Nos | 1.0 | [10 empty] | Ringlus Electro Controls & Automation PVT LTD | [18 empty] | CGST - RNG | 9.0
[121 empty] | SGST - RNG | 9.0
| 40A Two Pole ACCL Safe Power | 40A Two Pole ACCL Safe Power | ACCL | Nos |  | 40A Two Pole ACCL Safe Power |  | 0 | 0 | 1 | 1 | 1 | 0.0 | 0.0 | 0.0 | 0 |  |  | 0.0 | Electrical Components | 40A Two Pole ACCL Safe Power | 0 | 31-12-2099 | Material Transfer | Moving Average |  | 0.0 |  | 0 | 0 |  | 0 | 0 | 0 | 0 |  | 0 | Item Attribute | 1 | Nos | 0.0 | 0.0 | 0 | 0.0 | 0 | Elmeasure |  | India |  |  | 0 | 0.0 |  | 0 | 0 |  | 0 | 0 | 0 | 0 |  |  | 0 | 0 | 0 |  | 0 | [5 empty] | 0 |  |  | 0 | [13 empty] | Nos | 1.0 | [10 empty] | Ringlus Electro Controls & Automation PVT LTD | [18 empty] | CGST - RNG | 9.0
[121 empty] | SGST - RNG | 9.0
| 40A Four Phase ACCL Safe Power | 40A Four Phase ACCL Safe Power | ACCL | Nos |  | 40A Four Phase ACCL Safe Power |  | 0 | 0 | 1 | 1 | 1 | 0.0 | 0.0 | 0.0 | 0 |  |  | 0.0 | Electrical Components | 40A Four Phase ACCL Safe Power | 0 | 31-12-2099 | Material Transfer | Moving Average |  | 0.0 |  | 0 | 0 |  | 0 | 0 | 0 | 0 |  | 0 | Item Attribute | 1 | Nos | 0.0 | 0.0 | 0 | 0.0 | 0 | Elmeasure |  | India |  |  | 0 | 0.0 |  | 0 | 0 |  | 0 | 0 | 0 | 0 |  |  | 0 | 0 | 0 |  | 0 | [5 empty] | 0 |  |  | 0 | [13 empty] | Nos | 1.0 | [10 empty] | Ringlus Electro Controls & Automation PVT LTD | [18 empty] | CGST - RNG | 9.0
[121 empty] | SGST - RNG | 9.0
| TVSS (CL:B&C) OBO | TVSS (CL:B&C) OBO | TVSS | Nos |  | TVSS (CL:B&C) OBO |  | 0 | 0 | 1 | 1 | 1 | 0.0 | 0.0 | 0.0 | 0 |  |  | 0.0 | Electrical Components | TVSS (CL:B&C) OBO | 0 | 31-12-2099 | Material Transfer | Moving Average |  | 0.0 |  | 0 | 0 |  | 0 | 0 | 0 | 0 |  | 0 | Item Attribute | 1 | Nos | 0.0 | 0.0 | 0 | 0.0 | 0 | OBO |  | India |  |  | 0 | 0.0 |  | 0 | 0 |  | 0 | 0 | 0 | 0 |  |  | 0 | 0 | 0 |  | 0 | [5 empty] | 0 |  |  | 0 | [13 empty] | Nos | 1.0 | [10 empty] | Ringlus Electro Controls & Automation PVT LTD | [18 empty] | CGST - RNG | 9.0
[121 empty] | SGST - RNG | 9.0
| TVSS (CL:B) OBO | TVSS (CL:B) OBO | TVSS | Nos |  | TVSS (CL:B) OBO |  | 0 | 0 | 1 | 1 | 1 | 0.0 | 0.0 | 0.0 | 0 |  |  | 0.0 | Electrical Components | TVSS (CL:B) OBO | 0 | 31-12-2099 | Material Transfer | Moving Average |  | 0.0 |  | 0 | 0 |  | 0 | 0 | 0 | 0 |  | 0 | Item Attribute | 1 | Nos | 0.0 | 0.0 | 0 | 0.0 | 0 | OBO |  | India |  |  | 0 | 0.0 |  | 0 | 0 |  | 0 | 0 | 0 | 0 |  |  | 0 | 0 | 0 |  | 0 | [5 empty] | 0 |  |  | 0 | [13 empty] | Nos | 1.0 | [10 empty] | Ringlus Electro Controls & Automation PVT LTD | [18 empty] | CGST - RNG | 9.0
[121 empty] | SGST - RNG | 9.0
| TVSS Class B+C 50kA 3 phase 4 wire CAPE | TVSS Class B+C 50kA 3 phase 4 wire CAPE | TVSS | Nos |  | TVSS Class B+C 50kA 3 phase 4 wire CAPE |  | 0 | 0 | 1 | 1 | 1 | 0.0 | 0.0 | 0.0 | 0 |  |  | 0.0 | Electrical Components | TVSS Class B+C 50kA 3 phase 4 wire CAPE | 0 | 31-12-2099 | Material Transfer | Moving Average |  | 0.0 |  | 0 | 0 |  | 0 | 0 | 0 | 0 |  | 0 | Item Attribute | 1 | Nos | 0.0 | 0.0 | 0 | 0.0 | 0 | CAPE |  | India |  |  | 0 | 0.0 |  | 0 | 0 |  | 0 | 0 | 0 | 0 |  |  | 0 | 0 | 0 |  | 0 | [5 empty] | 0 |  |  | 0 | [13 empty] | Nos | 1.0 | [10 empty] | Ringlus Electro Controls & Automation PVT LTD | [18 empty] | CGST - RNG | 9.0
[121 empty] | SGST - RNG | 9.0
| TVSS Class B 25kA 3 phase 4 wire CAPE | TVSS Class B 25kA 3 phase 4 wire CAPE | TVSS | Nos |  | TVSS Class B 25kA 3 phase 4 wire CAPE |  | 0 | 0 | 1 | 1 | 1 | 0.0 | 0.0 | 0.0 | 0 |  |  | 0.0 | Electrical Components | TVSS Class B 25kA 3 phase 4 wire CAPE | 0 | 31-12-2099 | Material Transfer | Moving Average |  | 0.0 |  | 0 | 0 |  | 0 | 0 | 0 | 0 |  | 0 | Item Attribute | 1 | Nos | 0.0 | 0.0 | 0 | 0.0 | 0 | CAPE |  | India |  |  | 0 | 0.0 |  | 0 | 0 |  | 0 | 0 | 0 | 0 |  |  | 0 | 0 | 0 |  | 0 | [5 empty] | 0 |  |  | 0 | [13 empty] | Nos | 1.0 | [10 empty] | Ringlus Electro Controls & Automation PVT LTD | [18 empty] | CGST - RNG | 9.0
[121 empty] | SGST - RNG | 9.0
| 0-80A Analog Ammeter 92mm AE | 0-80A Analog Ammeter 92mm AE | CSM | Nos |  | 0-80A Analog Ammeter 92mm AE |  | 0 | 0 | 1 | 1 | 1 | 0.0 | 0.0 | 0.0 | 0 |  |  | 0.0 | Electrical Components | 0-80A Analog Ammeter 92mm AE | 0 | 31-12-2099 | Material Transfer | Moving Average |  | 0.0 |  | 0 | 0 |  | 0 | 0 | 0 | 0 |  | 0 | Item Attribute | 1 | Nos | 0.0 | 0.0 | 0 | 0.0 | 0 | AE |  | India |  |  | 0 | 0.0 |  | 0 | 0 |  | 0 | 0 | 0 | 0 |  |  | 0 | 0 | 0 |  | 0 | [5 empty] | 0 |  |  | 0 | [13 empty] | Nos | 1.0 | [10 empty] | Ringlus Electro Controls & Automation PVT LTD | [18 empty] | CGST - RNG | 9.0
[121 empty] | SGST - RNG | 9.0
| 0-100A Analog Ammeter 92mm AE | 0-100A Analog Ammeter 92mm AE | CSM | Nos |  | 0-100A Analog Ammeter 92mm AE |  | 0 | 0 | 1 | 1 | 1 | 0.0 | 0.0 | 0.0 | 0 |  |  | 0.0 | Electrical Components | 0-100A Analog Ammeter 92mm AE | 0 | 31-12-2099 | Material Transfer | Moving Average |  | 0.0 |  | 0 | 0 |  | 0 | 0 | 0 | 0 |  | 0 | Item Attribute | 1 | Nos | 0.0 | 0.0 | 0 | 0.0 | 0 | AE |  | India |  |  | 0 | 0.0 |  | 0 | 0 |  | 0 | 0 | 0 | 0 |  |  | 0 | 0 | 0 |  | 0 | [5 empty] | 0 |  |  | 0 | [13 empty] | Nos | 1.0 | [10 empty] | Ringlus Electro Controls & Automation PVT LTD | [18 empty] | CGST - RNG | 9.0
[121 empty] | SGST - RNG | 9.0
| 0-125A Analog Ammeter 92mm AE | 0-125A Analog Ammeter 92mm AE | CSM | Nos |  | 0-125A Analog Ammeter 92mm AE |  | 0 | 0 | 1 | 1 | 1 | 0.0 | 0.0 | 0.0 | 0 |  |  | 0.0 | Electrical Components | 0-125A Analog Ammeter 92mm AE | 0 | 31-12-2099 | Material Transfer | Moving Average |  | 0.0 |  | 0 | 0 |  | 0 | 0 | 0 | 0 |  | 0 | Item Attribute | 1 | Nos | 0.0 | 0.0 | 0 | 0.0 | 0 | AE |  | India |  |  | 0 | 0.0 |  | 0 | 0 |  | 0 | 0 | 0 | 0 |  |  | 0 | 0 | 0 |  | 0 | [5 empty] | 0 |  |  | 0 | [13 empty] | Nos | 1.0 | [10 empty] | Ringlus Electro Controls & Automation PVT LTD | [18 empty] | CGST - RNG | 9.0
[121 empty] | SGST - RNG | 9.0
| 0-160A Analog Ammeter 92mm AE | 0-160A Analog Ammeter 92mm AE | CSM | Nos |  | 0-160A Analog Ammeter 92mm AE |  | 0 | 0 | 1 | 1 | 1 | 0.0 | 0.0 | 0.0 | 0 |  |  | 0.0 | Electrical Components | 0-160A Analog Ammeter 92mm AE | 0 | 31-12-2099 | Material Transfer | Moving Average |  | 0.0 |  | 0 | 0 |  | 0 | 0 | 0 | 0 |  | 0 | Item Attribute | 1 | Nos | 0.0 | 0.0 | 0 | 0.0 | 0 | AE |  | India |  |  | 0 | 0.0 |  | 0 | 0 |  | 0 | 0 | 0 | 0 |  |  | 0 | 0 | 0 |  | 0 | [5 empty] | 0 |  |  | 0 | [13 empty] | Nos | 1.0 | [10 empty] | Ringlus Electro Controls & Automation PVT LTD | [18 empty] | CGST - RNG | 9.0
[121 empty] | SGST - RNG | 9.0
| 0-200A Analog Ammeter 92mm AE | 0-200A Analog Ammeter 92mm AE | CSM | Nos |  | 0-200A Analog Ammeter 92mm AE |  | 0 | 0 | 1 | 1 | 1 | 0.0 | 0.0 | 0.0 | 0 |  |  | 0.0 | Electrical Components | 0-200A Analog Ammeter 92mm AE | 0 | 31-12-2099 | Material Transfer | Moving Average |  | 0.0 |  | 0 | 0 |  | 0 | 0 | 0 | 0 |  | 0 | Item Attribute | 1 | Nos | 0.0 | 0.0 | 0 | 0.0 | 0 | AE |  | India |  |  | 0 | 0.0 |  | 0 | 0 |  | 0 | 0 | 0 | 0 |  |  | 0 | 0 | 0 |  | 0 | [5 empty] | 0 |  |  | 0 | [13 empty] | Nos | 1.0 | [10 empty] | Ringlus Electro Controls & Automation PVT LTD | [18 empty] | CGST - RNG | 9.0
[121 empty] | SGST - RNG | 9.0
| 0-250A Analog Ammeter 92mm AE | 0-250A Analog Ammeter 92mm AE | CSM | Nos |  | 0-250A Analog Ammeter 92mm AE |  | 0 | 0 | 1 | 1 | 1 | 0.0 | 0.0 | 0.0 | 0 |  |  | 0.0 | Electrical Components | 0-250A Analog Ammeter 92mm AE | 0 | 31-12-2099 | Material Transfer | Moving Average |  | 0.0 |  | 0 | 0 |  | 0 | 0 | 0 | 0 |  | 0 | Item Attribute | 1 | Nos | 0.0 | 0.0 | 0 | 0.0 | 0 | AE |  | India |  |  | 0 | 0.0 |  | 0 | 0 |  | 0 | 0 | 0 | 0 |  |  | 0 | 0 | 0 |  | 0 | [5 empty] | 0 |  |  | 0 | [13 empty] | Nos | 1.0 | [10 empty] | Ringlus Electro Controls & Automation PVT LTD | [18 empty] | CGST - RNG | 9.0
[121 empty] | SGST - RNG | 9.0
| 0-320A Analog Ammeter 92mm AE | 0-320A Analog Ammeter 92mm AE | CSM | Nos |  | 0-320A Analog Ammeter 92mm AE |  | 0 | 0 | 1 | 1 | 1 | 0.0 | 0.0 | 0.0 | 0 |  |  | 0.0 | Electrical Components | 0-320A Analog Ammeter 92mm AE | 0 | 31-12-2099 | Material Transfer | Moving Average |  | 0.0 |  | 0 | 0 |  | 0 | 0 | 0 | 0 |  | 0 | Item Attribute | 1 | Nos | 0.0 | 0.0 | 0 | 0.0 | 0 | AE |  | India |  |  | 0 | 0.0 |  | 0 | 0 |  | 0 | 0 | 0 | 0 |  |  | 0 | 0 | 0 |  | 0 | [5 empty] | 0 |  |  | 0 | [13 empty] | Nos | 1.0 | [10 empty] | Ringlus Electro Controls & Automation PVT LTD | [18 empty] | CGST - RNG | 9.0
[121 empty] | SGST - RNG | 9.0
| 0-400A Analog Ammeter 92mm AE | 0-400A Analog Ammeter 92mm AE | CSM | Nos |  | 0-400A Analog Ammeter 92mm AE |  | 0 | 0 | 1 | 1 | 1 | 0.0 | 0.0 | 0.0 | 0 |  |  | 0.0 | Electrical Components | 0-400A Analog Ammeter 92mm AE | 0 | 31-12-2099 | Material Transfer | Moving Average |  | 0.0 |  | 0 | 0 |  | 0 | 0 | 0 | 0 |  | 0 | Item Attribute | 1 | Nos | 0.0 | 0.0 | 0 | 0.0 | 0 | AE |  | India |  |  | 0 | 0.0 |  | 0 | 0 |  | 0 | 0 | 0 | 0 |  |  | 0 | 0 | 0 |  | 0 | [5 empty] | 0 |  |  | 0 | [13 empty] | Nos | 1.0 | [10 empty] | Ringlus Electro Controls & Automation PVT LTD | [18 empty] | CGST - RNG | 9.0
[121 empty] | SGST - RNG | 9.0
| 0-500A Analog Ammeter 92mm AE | 0-500A Analog Ammeter 92mm AE | CSM | Nos |  | 0-500A Analog Ammeter 92mm AE |  | 0 | 0 | 1 | 1 | 1 | 0.0 | 0.0 | 0.0 | 0 |  |  | 0.0 | Electrical Components | 0-500A Analog Ammeter 92mm AE | 0 | 31-12-2099 | Material Transfer | Moving Average |  | 0.0 |  | 0 | 0 |  | 0 | 0 | 0 | 0 |  | 0 | Item Attribute | 1 | Nos | 0.0 | 0.0 | 0 | 0.0 | 0 | AE |  | India |  |  | 0 | 0.0 |  | 0 | 0 |  | 0 | 0 | 0 | 0 |  |  | 0 | 0 | 0 |  | 0 | [5 empty] | 0 |  |  | 0 | [13 empty] | Nos | 1.0 | [10 empty] | Ringlus Electro Controls & Automation PVT LTD | [18 empty] | CGST - RNG | 9.0
[121 empty] | SGST - RNG | 9.0
| 0-630A Analog Ammeter 92mm AE | 0-630A Analog Ammeter 92mm AE | CSM | Nos |  | 0-630A Analog Ammeter 92mm AE |  | 0 | 0 | 1 | 1 | 1 | 0.0 | 0.0 | 0.0 | 0 |  |  | 0.0 | Electrical Components | 0-630A Analog Ammeter 92mm AE | 0 | 31-12-2099 | Material Transfer | Moving Average |  | 0.0 |  | 0 | 0 |  | 0 | 0 | 0 | 0 |  | 0 | Item Attribute | 1 | Nos | 0.0 | 0.0 | 0 | 0.0 | 0 | AE |  | India |  |  | 0 | 0.0 |  | 0 | 0 |  | 0 | 0 | 0 | 0 |  |  | 0 | 0 | 0 |  | 0 | [5 empty] | 0 |  |  | 0 | [13 empty] | Nos | 1.0 | [10 empty] | Ringlus Electro Controls & Automation PVT LTD | [18 empty] | CGST - RNG | 9.0
[121 empty] | SGST - RNG | 9.0
| 0-800A Analog Ammeter 92mm AE | 0-800A Analog Ammeter 92mm AE | CSM | Nos |  | 0-800A Analog Ammeter 92mm AE |  | 0 | 0 | 1 | 1 | 1 | 0.0 | 0.0 | 0.0 | 0 |  |  | 0.0 | Electrical Components | 0-800A Analog Ammeter 92mm AE | 0 | 31-12-2099 | Material Transfer | Moving Average |  | 0.0 |  | 0 | 0 |  | 0 | 0 | 0 | 0 |  | 0 | Item Attribute | 1 | Nos | 0.0 | 0.0 | 0 | 0.0 | 0 | AE |  | India |  |  | 0 | 0.0 |  | 0 | 0 |  | 0 | 0 | 0 | 0 |  |  | 0 | 0 | 0 |  | 0 | [5 empty] | 0 |  |  | 0 | [13 empty] | Nos | 1.0 | [10 empty] | Ringlus Electro Controls & Automation PVT LTD | [18 empty] | CGST - RNG | 9.0
[121 empty] | SGST - RNG | 9.0
| 65/5A 15VA Cl 1 Ordinary Current Transformer ID 30mm Sreeganga | 65/5A 15VA Cl 1 Ordinary Current Transformer ID 30mm Sreeganga | CSM | Nos |  | 65/5A 15VA Cl 1 Ordinary Current Transformer ID 30mm Sreeganga |  | 0 | 0 | 1 | 1 | 1 | 0.0 | 0.0 | 0.0 | 0 |  |  | 0.0 | Electrical Components | 65/5A 15VA Cl 1 Ordinary Current Transformer ID 30mm Sreeganga | 0 | 31-12-2099 | Material Transfer | Moving Average |  | 0.0 |  | 0 | 0 |  | 0 | 0 | 0 | 0 |  | 0 | Item Attribute | 1 | Nos | 0.0 | 0.0 | 0 | 0.0 | 0 | Sree Ganga |  | India |  |  | 0 | 0.0 |  | 0 | 0 |  | 0 | 0 | 0 | 0 |  |  | 0 | 0 | 0 |  | 0 | [5 empty] | 0 |  |  | 0 | [13 empty] | Nos | 1.0 | [10 empty] | Ringlus Electro Controls & Automation PVT LTD | [18 empty] | CGST - RNG | 9.0
[121 empty] | SGST - RNG | 9.0
| 125/5A 15VA Cl 1 Ordinary Current Transformer ID 30mm Sreeganga | 125/5A 15VA Cl 1 Ordinary Current Transformer ID 30mm Sreeganga | CSM | Nos |  | 125/5A 15VA Cl 1 Ordinary Current Transformer ID 30mm Sreeganga |  | 0 | 0 | 1 | 1 | 1 | 0.0 | 0.0 | 0.0 | 0 |  |  | 0.0 | Electrical Components | 125/5A 15VA Cl 1 Ordinary Current Transformer ID 30mm Sreeganga | 0 | 31-12-2099 | Material Transfer | Moving Average |  | 0.0 |  | 0 | 0 |  | 0 | 0 | 0 | 0 |  | 0 | Item Attribute | 1 | Nos | 0.0 | 0.0 | 0 | 0.0 | 0 | Sree Ganga |  | India |  |  | 0 | 0.0 |  | 0 | 0 |  | 0 | 0 | 0 | 0 |  |  | 0 | 0 | 0 |  | 0 | [5 empty] | 0 |  |  | 0 | [13 empty] | Nos | 1.0 | [10 empty] | Ringlus Electro Controls & Automation PVT LTD | [18 empty] | CGST - RNG | 9.0
[121 empty] | SGST - RNG | 9.0
| 160/5A 15VA Cl 1 Ordinary Current Transformer ID 30mm Sreeganga | 160/5A 15VA Cl 1 Ordinary Current Transformer ID 30mm Sreeganga | CSM | Nos |  | 160/5A 15VA Cl 1 Ordinary Current Transformer ID 30mm Sreeganga |  | 0 | 0 | 1 | 1 | 1 | 0.0 | 0.0 | 0.0 | 0 |  |  | 0.0 | Electrical Components | 160/5A 15VA Cl 1 Ordinary Current Transformer ID 30mm Sreeganga | 0 | 31-12-2099 | Material Transfer | Moving Average |  | 0.0 |  | 0 | 0 |  | 0 | 0 | 0 | 0 |  | 0 | Item Attribute | 1 | Nos | 0.0 | 0.0 | 0 | 0.0 | 0 | Sree Ganga |  | India |  |  | 0 | 0.0 |  | 0 | 0 |  | 0 | 0 | 0 | 0 |  |  | 0 | 0 | 0 |  | 0 | [5 empty] | 0 |  |  | 0 | [13 empty] | Nos | 1.0 | [10 empty] | Ringlus Electro Controls & Automation PVT LTD | [18 empty] | CGST - RNG | 9.0
[121 empty] | SGST - RNG | 9.0
| 630/5A 15VA Cl 1 Ordinary Current Transformer ID 60mm Sreeganga | 630/5A 15VA Cl 1 Ordinary Current Transformer ID 60mm Sreeganga | CSM | Nos |  | 630/5A 15VA Cl 1 Ordinary Current Transformer ID 60mm Sreeganga |  | 0 | 0 | 1 | 1 | 1 | 0.0 | 0.0 | 0.0 | 0 |  |  | 0.0 | Electrical Components | 630/5A 15VA Cl 1 Ordinary Current Transformer ID 60mm Sreeganga | 0 | 31-12-2099 | Material Transfer | Moving Average |  | 0.0 |  | 0 | 0 |  | 0 | 0 | 0 | 0 |  | 0 | Item Attribute | 1 | Nos | 0.0 | 0.0 | 0 | 0.0 | 0 | Sree Ganga |  | India |  |  | 0 | 0.0 |  | 0 | 0 |  | 0 | 0 | 0 | 0 |  |  | 0 | 0 | 0 |  | 0 | [5 empty] | 0 |  |  | 0 | [13 empty] | Nos | 1.0 | [10 empty] | Ringlus Electro Controls & Automation PVT LTD | [18 empty] | CGST - RNG | 9.0
[121 empty] | SGST - RNG | 9.0
| 800/5A 15VA Cl 1 Ordinary Current Transformer ID 70mm Sreeganga | 800/5A 15VA Cl 1 Ordinary Current Transformer ID 70mm Sreeganga | CSM | Nos |  | 800/5A 15VA Cl 1 Ordinary Current Transformer ID 70mm Sreeganga |  | 0 | 0 | 1 | 1 | 1 | 0.0 | 0.0 | 0.0 | 0 |  |  | 0.0 | Electrical Components | 800/5A 15VA Cl 1 Ordinary Current Transformer ID 70mm Sreeganga | 0 | 31-12-2099 | Material Transfer | Moving Average |  | 0.0 |  | 0 | 0 |  | 0 | 0 | 0 | 0 |  | 0 | Item Attribute | 1 | Nos | 0.0 | 0.0 | 0 | 0.0 | 0 | Sree Ganga |  | India |  |  | 0 | 0.0 |  | 0 | 0 |  | 0 | 0 | 0 | 0 |  |  | 0 | 0 | 0 |  | 0 | [5 empty] | 0 |  |  | 0 | [13 empty] | Nos | 1.0 | [10 empty] | Ringlus Electro Controls & Automation PVT LTD | [18 empty] | CGST - RNG | 9.0
[121 empty] | SGST - RNG | 9.0
| 1000/5A 15VA Cl 1 Ordinary Current Transformer ID 70mm Sreeganga | 1000/5A 15VA Cl 1 Ordinary Current Transformer ID 70mm Sreeganga | CSM | Nos |  | 1000/5A 15VA Cl 1 Ordinary Current Transformer ID 70mm Sreeganga |  | 0 | 0 | 1 | 1 | 1 | 0.0 | 0.0 | 0.0 | 0 |  |  | 0.0 | Electrical Components | 1000/5A 15VA Cl 1 Ordinary Current Transformer ID 70mm Sreeganga | 0 | 31-12-2099 | Material Transfer | Moving Average |  | 0.0 |  | 0 | 0 |  | 0 | 0 | 0 | 0 |  | 0 | Item Attribute | 1 | Nos | 0.0 | 0.0 | 0 | 0.0 | 0 | Sree Ganga |  | India |  |  | 0 | 0.0 |  | 0 | 0 |  | 0 | 0 | 0 | 0 |  |  | 0 | 0 | 0 |  | 0 | [5 empty] | 0 |  |  | 0 | [13 empty] | Nos | 1.0 | [10 empty] | Ringlus Electro Controls & Automation PVT LTD | [18 empty] | CGST - RNG | 9.0
[121 empty] | SGST - RNG | 9.0
| 65/5A 15VA Cl 1 Tape Wound Tested Current Transformer ID 30mm Sreeganga | 65/5A 15VA Cl 1 Tape Wound Tested Current Transformer ID 30mm Sreeganga | CSM | Nos |  | 65/5A 15VA Cl 1 Tape Wound Tested Current Transformer ID 30mm Sreeganga |  | 0 | 0 | 1 | 1 | 1 | 0.0 | 0.0 | 0.0 | 0 |  |  | 0.0 | Electrical Components | 65/5A 15VA Cl 1 Tape Wound Tested Current Transformer ID 30mm Sreeganga | 0 | 31-12-2099 | Material Transfer | Moving Average |  | 0.0 |  | 0 | 0 |  | 0 | 0 | 0 | 0 |  | 0 | Item Attribute | 1 | Nos | 0.0 | 0.0 | 0 | 0.0 | 0 | Sree Ganga |  | India |  |  | 0 | 0.0 |  | 0 | 0 |  | 0 | 0 | 0 | 0 |  |  | 0 | 0 | 0 |  | 0 | [5 empty] | 0 |  |  | 0 | [13 empty] | Nos | 1.0 | [10 empty] | Ringlus Electro Controls & Automation PVT LTD | [18 empty] | CGST - RNG | 9.0
[121 empty] | SGST - RNG | 9.0
| 100/5A 15VA Cl 1 Tape Wound Tested Current Transformer ID 30mm Sreeganga | 100/5A 15VA Cl 1 Tape Wound Tested Current Transformer ID 30mm Sreeganga | CSM | Nos |  | 100/5A 15VA Cl 1 Tape Wound Tested Current Transformer ID 30mm Sreeganga |  | 0 | 0 | 1 | 1 | 1 | 0.0 | 0.0 | 0.0 | 0 |  |  | 0.0 | Electrical Components | 100/5A 15VA Cl 1 Tape Wound Tested Current Transformer ID 30mm Sreeganga | 0 | 31-12-2099 | Material Transfer | Moving Average |  | 0.0 |  | 0 | 0 |  | 0 | 0 | 0 | 0 |  | 0 | Item Attribute | 1 | Nos | 0.0 | 0.0 | 0 | 0.0 | 0 | Sree Ganga |  | India |  |  | 0 | 0.0 |  | 0 | 0 |  | 0 | 0 | 0 | 0 |  |  | 0 | 0 | 0 |  | 0 | [5 empty] | 0 |  |  | 0 | [13 empty] | Nos | 1.0 | [10 empty] | Ringlus Electro Controls & Automation PVT LTD | [18 empty] | CGST - RNG | 9.0
[121 empty] | SGST - RNG | 9.0
| 125/5A 15VA Cl 1 Tape Wound Tested Current Transformer ID 30mm Sreeganga | 125/5A 15VA Cl 1 Tape Wound Tested Current Transformer ID 30mm Sreeganga | CSM | Nos |  | 125/5A 15VA Cl 1 Tape Wound Tested Current Transformer ID 30mm Sreeganga |  | 0 | 0 | 1 | 1 | 1 | 0.0 | 0.0 | 0.0 | 0 |  |  | 0.0 | Electrical Components | 125/5A 15VA Cl 1 Tape Wound Tested Current Transformer ID 30mm Sreeganga | 0 | 31-12-2099 | Material Transfer | Moving Average |  | 0.0 |  | 0 | 0 |  | 0 | 0 | 0 | 0 |  | 0 | Item Attribute | 1 | Nos | 0.0 | 0.0 | 0 | 0.0 | 0 | Sree Ganga |  | India |  |  | 0 | 0.0 |  | 0 | 0 |  | 0 | 0 | 0 | 0 |  |  | 0 | 0 | 0 |  | 0 | [5 empty] | 0 |  |  | 0 | [13 empty] | Nos | 1.0 | [10 empty] | Ringlus Electro Controls & Automation PVT LTD | [18 empty] | CGST - RNG | 9.0
[121 empty] | SGST - RNG | 9.0
| 160/5A 15VA Cl 1 Tape Wound Tested Current Transformer ID 30mm Sreeganga | 160/5A 15VA Cl 1 Tape Wound Tested Current Transformer ID 30mm Sreeganga | CSM | Nos |  | 160/5A 15VA Cl 1 Tape Wound Tested Current Transformer ID 30mm Sreeganga |  | 0 | 0 | 1 | 1 | 1 | 0.0 | 0.0 | 0.0 | 0 |  |  | 0.0 | Electrical Components | 160/5A 15VA Cl 1 Tape Wound Tested Current Transformer ID 30mm Sreeganga | 0 | 31-12-2099 | Material Transfer | Moving Average |  | 0.0 |  | 0 | 0 |  | 0 | 0 | 0 | 0 |  | 0 | Item Attribute | 1 | Nos | 0.0 | 0.0 | 0 | 0.0 | 0 | Sree Ganga |  | India |  |  | 0 | 0.0 |  | 0 | 0 |  | 0 | 0 | 0 | 0 |  |  | 0 | 0 | 0 |  | 0 | [5 empty] | 0 |  |  | 0 | [13 empty] | Nos | 1.0 | [10 empty] | Ringlus Electro Controls & Automation PVT LTD | [18 empty] | CGST - RNG | 9.0
[121 empty] | SGST - RNG | 9.0
| 200/5A 15VA Cl 1 Tape Wound Tested Current Transformer ID 40mm Sreeganga | 200/5A 15VA Cl 1 Tape Wound Tested Current Transformer ID 40mm Sreeganga | CSM | Nos |  | 200/5A 15VA Cl 1 Tape Wound Tested Current Transformer ID 40mm Sreeganga |  | 0 | 0 | 1 | 1 | 1 | 0.0 | 0.0 | 0.0 | 0 |  |  | 0.0 | Electrical Components | 200/5A 15VA Cl 1 Tape Wound Tested Current Transformer ID 40mm Sreeganga | 0 | 31-12-2099 | Material Transfer | Moving Average |  | 0.0 |  | 0 | 0 |  | 0 | 0 | 0 | 0 |  | 0 | Item Attribute | 1 | Nos | 0.0 | 0.0 | 0 | 0.0 | 0 | Sree Ganga |  | India |  |  | 0 | 0.0 |  | 0 | 0 |  | 0 | 0 | 0 | 0 |  |  | 0 | 0 | 0 |  | 0 | [5 empty] | 0 |  |  | 0 | [13 empty] | Nos | 1.0 | [10 empty] | Ringlus Electro Controls & Automation PVT LTD | [18 empty] | CGST - RNG | 9.0
[121 empty] | SGST - RNG | 9.0
| 250/5A 15VA Cl 1 Tape Wound Tested Current Transformer ID 45mm Sreeganga | 250/5A 15VA Cl 1 Tape Wound Tested Current Transformer ID 45mm Sreeganga | CSM | Nos |  | 250/5A 15VA Cl 1 Tape Wound Tested Current Transformer ID 45mm Sreeganga |  | 0 | 0 | 1 | 1 | 1 | 0.0 | 0.0 | 0.0 | 0 |  |  | 0.0 | Electrical Components | 250/5A 15VA Cl 1 Tape Wound Tested Current Transformer ID 45mm Sreeganga | 0 | 31-12-2099 | Material Transfer | Moving Average |  | 0.0 |  | 0 | 0 |  | 0 | 0 | 0 | 0 |  | 0 | Item Attribute | 1 | Nos | 0.0 | 0.0 | 0 | 0.0 | 0 | Sree Ganga |  | India |  |  | 0 | 0.0 |  | 0 | 0 |  | 0 | 0 | 0 | 0 |  |  | 0 | 0 | 0 |  | 0 | [5 empty] | 0 |  |  | 0 | [13 empty] | Nos | 1.0 | [10 empty] | Ringlus Electro Controls & Automation PVT LTD | [18 empty] | CGST - RNG | 9.0
[121 empty] | SGST - RNG | 9.0
| 400/5A 15VA Cl 1 Tape Wound Tested Current Transformer ID 50mm Sreeganga | 400/5A 15VA Cl 1 Tape Wound Tested Current Transformer ID 50mm Sreeganga | CSM | Nos |  | 400/5A 15VA Cl 1 Tape Wound Tested Current Transformer ID 50mm Sreeganga |  | 0 | 0 | 1 | 1 | 1 | 0.0 | 0.0 | 0.0 | 0 |  |  | 0.0 | Electrical Components | 400/5A 15VA Cl 1 Tape Wound Tested Current Transformer ID 50mm Sreeganga | 0 | 31-12-2099 | Material Transfer | Moving Average |  | 0.0 |  | 0 | 0 |  | 0 | 0 | 0 | 0 |  | 0 | Item Attribute | 1 | Nos | 0.0 | 0.0 | 0 | 0.0 | 0 | Sree Ganga |  | India |  |  | 0 | 0.0 |  | 0 | 0 |  | 0 | 0 | 0 | 0 |  |  | 0 | 0 | 0 |  | 0 | [5 empty] | 0 |  |  | 0 | [13 empty] | Nos | 1.0 | [10 empty] | Ringlus Electro Controls & Automation PVT LTD | [18 empty] | CGST - RNG | 9.0
[121 empty] | SGST - RNG | 9.0
| 630/5A 15VA Cl 1 Tape Wound Tested Current Transformer ID 60mm Sreeganga | 630/5A 15VA Cl 1 Tape Wound Tested Current Transformer ID 60mm Sreeganga | CSM | Nos |  | 630/5A 15VA Cl 1 Tape Wound Tested Current Transformer ID 60mm Sreeganga |  | 0 | 0 | 1 | 1 | 1 | 0.0 | 0.0 | 0.0 | 0 |  |  | 0.0 | Electrical Components | 630/5A 15VA Cl 1 Tape Wound Tested Current Transformer ID 60mm Sreeganga | 0 | 31-12-2099 | Material Transfer | Moving Average |  | 0.0 |  | 0 | 0 |  | 0 | 0 | 0 | 0 |  | 0 | Item Attribute | 1 | Nos | 0.0 | 0.0 | 0 | 0.0 | 0 | Sree Ganga |  | India |  |  | 0 | 0.0 |  | 0 | 0 |  | 0 | 0 | 0 | 0 |  |  | 0 | 0 | 0 |  | 0 | [5 empty] | 0 |  |  | 0 | [13 empty] | Nos | 1.0 | [10 empty] | Ringlus Electro Controls & Automation PVT LTD | [18 empty] | CGST - RNG | 9.0
[121 empty] | SGST - RNG | 9.0
| 800/5A 15VA Cl 1 Tape Wound Tested Current Transformer ID 70mm Sreeganga | 800/5A 15VA Cl 1 Tape Wound Tested Current Transformer ID 70mm Sreeganga | CSM | Nos |  | 800/5A 15VA Cl 1 Tape Wound Tested Current Transformer ID 70mm Sreeganga |  | 0 | 0 | 1 | 1 | 1 | 0.0 | 0.0 | 0.0 | 0 |  |  | 0.0 | Electrical Components | 800/5A 15VA Cl 1 Tape Wound Tested Current Transformer ID 70mm Sreeganga | 0 | 31-12-2099 | Material Transfer | Moving Average |  | 0.0 |  | 0 | 0 |  | 0 | 0 | 0 | 0 |  | 0 | Item Attribute | 1 | Nos | 0.0 | 0.0 | 0 | 0.0 | 0 | Sree Ganga |  | India |  |  | 0 | 0.0 |  | 0 | 0 |  | 0 | 0 | 0 | 0 |  |  | 0 | 0 | 0 |  | 0 | [5 empty] | 0 |  |  | 0 | [13 empty] | Nos | 1.0 | [10 empty] | Ringlus Electro Controls & Automation PVT LTD | [18 empty] | CGST - RNG | 9.0
[121 empty] | SGST - RNG | 9.0
| 63/5A Class:1 15VA Tape Wound CT PGR | 63/5A Class:1 15VA Tape Wound CT PGR | CSM | Nos |  | 63/5A Class:1 15VA Tape Wound CT PGR |  | 0 | 0 | 1 | 1 | 1 | 0.0 | 0.0 | 0.0 | 0 |  |  | 0.0 | Electrical Components | 63/5A Class:1 15VA Tape Wound CT PGR | 0 | 31-12-2099 | Material Transfer | Moving Average |  | 0.0 |  | 0 | 0 |  | 0 | 0 | 0 | 0 |  | 0 | Item Attribute | 1 | Nos | 0.0 | 0.0 | 0 | 0.0 | 0 | PGR |  | India |  |  | 0 | 0.0 |  | 0 | 0 |  | 0 | 0 | 0 | 0 |  |  | 0 | 0 | 0 |  | 0 | [5 empty] | 0 |  |  | 0 | [13 empty] | Nos | 1.0 | [10 empty] | Ringlus Electro Controls & Automation PVT LTD | [18 empty] | CGST - RNG | 9.0
[121 empty] | SGST - RNG | 9.0
| 80/5A Class:1 15VA Tape Wound CT PGR | 80/5A Class:1 15VA Tape Wound CT PGR | CSM | Nos |  | 80/5A Class:1 15VA Tape Wound CT PGR |  | 0 | 0 | 1 | 1 | 1 | 0.0 | 0.0 | 0.0 | 0 |  |  | 0.0 | Electrical Components | 80/5A Class:1 15VA Tape Wound CT PGR | 0 | 31-12-2099 | Material Transfer | Moving Average |  | 0.0 |  | 0 | 0 |  | 0 | 0 | 0 | 0 |  | 0 | Item Attribute | 1 | Nos | 0.0 | 0.0 | 0 | 0.0 | 0 | PGR |  | India |  |  | 0 | 0.0 |  | 0 | 0 |  | 0 | 0 | 0 | 0 |  |  | 0 | 0 | 0 |  | 0 | [5 empty] | 0 |  |  | 0 | [13 empty] | Nos | 1.0 | [10 empty] | Ringlus Electro Controls & Automation PVT LTD | [18 empty] | CGST - RNG | 9.0
[121 empty] | SGST - RNG | 9.0
| 100/5A Class:1 15VA Tape Wound CT PGR | 100/5A Class:1 15VA Tape Wound CT PGR | CSM | Nos |  | 100/5A Class:1 15VA Tape Wound CT PGR |  | 0 | 0 | 1 | 1 | 1 | 0.0 | 0.0 | 0.0 | 0 |  |  | 0.0 | Electrical Components | 100/5A Class:1 15VA Tape Wound CT PGR | 0 | 31-12-2099 | Material Transfer | Moving Average |  | 0.0 |  | 0 | 0 |  | 0 | 0 | 0 | 0 |  | 0 | Item Attribute | 1 | Nos | 0.0 | 0.0 | 0 | 0.0 | 0 | PGR |  | India |  |  | 0 | 0.0 |  | 0 | 0 |  | 0 | 0 | 0 | 0 |  |  | 0 | 0 | 0 |  | 0 | [5 empty] | 0 |  |  | 0 | [13 empty] | Nos | 1.0 | [10 empty] | Ringlus Electro Controls & Automation PVT LTD | [18 empty] | CGST - RNG | 9.0
[121 empty] | SGST - RNG | 9.0
| 125/5A Class:1 15VA Tape Wound CT PGR | 125/5A Class:1 15VA Tape Wound CT PGR | CSM | Nos |  | 125/5A Class:1 15VA Tape Wound CT PGR |  | 0 | 0 | 1 | 1 | 1 | 0.0 | 0.0 | 0.0 | 0 |  |  | 0.0 | Electrical Components | 125/5A Class:1 15VA Tape Wound CT PGR | 0 | 31-12-2099 | Material Transfer | Moving Average |  | 0.0 |  | 0 | 0 |  | 0 | 0 | 0 | 0 |  | 0 | Item Attribute | 1 | Nos | 0.0 | 0.0 | 0 | 0.0 | 0 | PGR |  | India |  |  | 0 | 0.0 |  | 0 | 0 |  | 0 | 0 | 0 | 0 |  |  | 0 | 0 | 0 |  | 0 | [5 empty] | 0 |  |  | 0 | [13 empty] | Nos | 1.0 | [10 empty] | Ringlus Electro Controls & Automation PVT LTD | [18 empty] | CGST - RNG | 9.0
[121 empty] | SGST - RNG | 9.0
| 160/5A Class:1 15VA Tape Wound CT PGR | 160/5A Class:1 15VA Tape Wound CT PGR | CSM | Nos |  | 160/5A Class:1 15VA Tape Wound CT PGR |  | 0 | 0 | 1 | 1 | 1 | 0.0 | 0.0 | 0.0 | 0 |  |  | 0.0 | Electrical Components | 160/5A Class:1 15VA Tape Wound CT PGR | 0 | 31-12-2099 | Material Transfer | Moving Average |  | 0.0 |  | 0 | 0 |  | 0 | 0 | 0 | 0 |  | 0 | Item Attribute | 1 | Nos | 0.0 | 0.0 | 0 | 0.0 | 0 | PGR |  | India |  |  | 0 | 0.0 |  | 0 | 0 |  | 0 | 0 | 0 | 0 |  |  | 0 | 0 | 0 |  | 0 | [5 empty] | 0 |  |  | 0 | [13 empty] | Nos | 1.0 | [10 empty] | Ringlus Electro Controls & Automation PVT LTD | [18 empty] | CGST - RNG | 9.0
[121 empty] | SGST - RNG | 9.0
| 200/5A Class:1 15VA Tape Wound CT PGR | 200/5A Class:1 15VA Tape Wound CT PGR | CSM | Nos |  | 200/5A Class:1 15VA Tape Wound CT PGR |  | 0 | 0 | 1 | 1 | 1 | 0.0 | 0.0 | 0.0 | 0 |  |  | 0.0 | Electrical Components | 200/5A Class:1 15VA Tape Wound CT PGR | 0 | 31-12-2099 | Material Transfer | Moving Average |  | 0.0 |  | 0 | 0 |  | 0 | 0 | 0 | 0 |  | 0 | Item Attribute | 1 | Nos | 0.0 | 0.0 | 0 | 0.0 | 0 | PGR |  | India |  |  | 0 | 0.0 |  | 0 | 0 |  | 0 | 0 | 0 | 0 |  |  | 0 | 0 | 0 |  | 0 | [5 empty] | 0 |  |  | 0 | [13 empty] | Nos | 1.0 | [10 empty] | Ringlus Electro Controls & Automation PVT LTD | [18 empty] | CGST - RNG | 9.0
[121 empty] | SGST - RNG | 9.0
| 250/5A Class:1 15VA Tape Wound CT PGR | 250/5A Class:1 15VA Tape Wound CT PGR | CSM | Nos |  | 250/5A Class:1 15VA Tape Wound CT PGR |  | 0 | 0 | 1 | 1 | 1 | 0.0 | 0.0 | 0.0 | 0 |  |  | 0.0 | Electrical Components | 250/5A Class:1 15VA Tape Wound CT PGR | 0 | 31-12-2099 | Material Transfer | Moving Average |  | 0.0 |  | 0 | 0 |  | 0 | 0 | 0 | 0 |  | 0 | Item Attribute | 1 | Nos | 0.0 | 0.0 | 0 | 0.0 | 0 | PGR |  | India |  |  | 0 | 0.0 |  | 0 | 0 |  | 0 | 0 | 0 | 0 |  |  | 0 | 0 | 0 |  | 0 | [5 empty] | 0 |  |  | 0 | [13 empty] | Nos | 1.0 | [10 empty] | Ringlus Electro Controls & Automation PVT LTD | [18 empty] | CGST - RNG | 9.0
[121 empty] | SGST - RNG | 9.0
| 320/5A Class:1 15VA Tape Wound CT PGR | 320/5A Class:1 15VA Tape Wound CT PGR | CSM | Nos |  | 320/5A Class:1 15VA Tape Wound CT PGR |  | 0 | 0 | 1 | 1 | 1 | 0.0 | 0.0 | 0.0 | 0 |  |  | 0.0 | Electrical Components | 320/5A Class:1 15VA Tape Wound CT PGR | 0 | 31-12-2099 | Material Transfer | Moving Average |  | 0.0 |  | 0 | 0 |  | 0 | 0 | 0 | 0 |  | 0 | Item Attribute | 1 | Nos | 0.0 | 0.0 | 0 | 0.0 | 0 | PGR |  | India |  |  | 0 | 0.0 |  | 0 | 0 |  | 0 | 0 | 0 | 0 |  |  | 0 | 0 | 0 |  | 0 | [5 empty] | 0 |  |  | 0 | [13 empty] | Nos | 1.0 | [10 empty] | Ringlus Electro Controls & Automation PVT LTD | [18 empty] | CGST - RNG | 9.0
[121 empty] | SGST - RNG | 9.0
| 400/5A Class:1 15VA Tape Wound CT PGR | 400/5A Class:1 15VA Tape Wound CT PGR | CSM | Nos |  | 400/5A Class:1 15VA Tape Wound CT PGR |  | 0 | 0 | 1 | 1 | 1 | 0.0 | 0.0 | 0.0 | 0 |  |  | 0.0 | Electrical Components | 400/5A Class:1 15VA Tape Wound CT PGR | 0 | 31-12-2099 | Material Transfer | Moving Average |  | 0.0 |  | 0 | 0 |  | 0 | 0 | 0 | 0 |  | 0 | Item Attribute | 1 | Nos | 0.0 | 0.0 | 0 | 0.0 | 0 | PGR |  | India |  |  | 0 | 0.0 |  | 0 | 0 |  | 0 | 0 | 0 | 0 |  |  | 0 | 0 | 0 |  | 0 | [5 empty] | 0 |  |  | 0 | [13 empty] | Nos | 1.0 | [10 empty] | Ringlus Electro Controls & Automation PVT LTD | [18 empty] | CGST - RNG | 9.0
[121 empty] | SGST - RNG | 9.0
| 500/5A Class:1 15VA Tape Wound CT PGR | 500/5A Class:1 15VA Tape Wound CT PGR | CSM | Nos |  | 500/5A Class:1 15VA Tape Wound CT PGR |  | 0 | 0 | 1 | 1 | 1 | 0.0 | 0.0 | 0.0 | 0 |  |  | 0.0 | Electrical Components | 500/5A Class:1 15VA Tape Wound CT PGR | 0 | 31-12-2099 | Material Transfer | Moving Average |  | 0.0 |  | 0 | 0 |  | 0 | 0 | 0 | 0 |  | 0 | Item Attribute | 1 | Nos | 0.0 | 0.0 | 0 | 0.0 | 0 | PGR |  | India |  |  | 0 | 0.0 |  | 0 | 0 |  | 0 | 0 | 0 | 0 |  |  | 0 | 0 | 0 |  | 0 | [5 empty] | 0 |  |  | 0 | [13 empty] | Nos | 1.0 | [10 empty] | Ringlus Electro Controls & Automation PVT LTD | [18 empty] | CGST - RNG | 9.0
[121 empty] | SGST - RNG | 9.0
| 630/5A Class:1 15VA Tape Wound CT PGR | 630/5A Class:1 15VA Tape Wound CT PGR | CSM | Nos |  | 630/5A Class:1 15VA Tape Wound CT PGR |  | 0 | 0 | 1 | 1 | 1 | 0.0 | 0.0 | 0.0 | 0 |  |  | 0.0 | Electrical Components | 630/5A Class:1 15VA Tape Wound CT PGR | 0 | 31-12-2099 | Material Transfer | Moving Average |  | 0.0 |  | 0 | 0 |  | 0 | 0 | 0 | 0 |  | 0 | Item Attribute | 1 | Nos | 0.0 | 0.0 | 0 | 0.0 | 0 | PGR |  | India |  |  | 0 | 0.0 |  | 0 | 0 |  | 0 | 0 | 0 | 0 |  |  | 0 | 0 | 0 |  | 0 | [5 empty] | 0 |  |  | 0 | [13 empty] | Nos | 1.0 | [10 empty] | Ringlus Electro Controls & Automation PVT LTD | [18 empty] | CGST - RNG | 9.0
[121 empty] | SGST - RNG | 9.0
| 800/5A Class:1 15VA Tape Wound CT PGR | 800/5A Class:1 15VA Tape Wound CT PGR | CSM | Nos |  | 800/5A Class:1 15VA Tape Wound CT PGR |  | 0 | 0 | 1 | 1 | 1 | 0.0 | 0.0 | 0.0 | 0 |  |  | 0.0 | Electrical Components | 800/5A Class:1 15VA Tape Wound CT PGR | 0 | 31-12-2099 | Material Transfer | Moving Average |  | 0.0 |  | 0 | 0 |  | 0 | 0 | 0 | 0 |  | 0 | Item Attribute | 1 | Nos | 0.0 | 0.0 | 0 | 0.0 | 0 | PGR |  | India |  |  | 0 | 0.0 |  | 0 | 0 |  | 0 | 0 | 0 | 0 |  |  | 0 | 0 | 0 |  | 0 | [5 empty] | 0 |  |  | 0 | [13 empty] | Nos | 1.0 | [10 empty] | Ringlus Electro Controls & Automation PVT LTD | [18 empty] | CGST - RNG | 9.0
[121 empty] | SGST - RNG | 9.0
| 1000/5A Class:1 10VA Tape Wound CT PGR | 1000/5A Class:1 10VA Tape Wound CT PGR | CSM | Nos |  | 1000/5A Class:1 10VA Tape Wound CT PGR |  | 0 | 0 | 1 | 1 | 1 | 0.0 | 0.0 | 0.0 | 0 |  |  | 0.0 | Electrical Components | 1000/5A Class:1 10VA Tape Wound CT PGR | 0 | 31-12-2099 | Material Transfer | Moving Average |  | 0.0 |  | 0 | 0 |  | 0 | 0 | 0 | 0 |  | 0 | Item Attribute | 1 | Nos | 0.0 | 0.0 | 0 | 0.0 | 0 | PGR |  | India |  |  | 0 | 0.0 |  | 0 | 0 |  | 0 | 0 | 0 | 0 |  |  | 0 | 0 | 0 |  | 0 | [5 empty] | 0 |  |  | 0 | [13 empty] | Nos | 1.0 | [10 empty] | Ringlus Electro Controls & Automation PVT LTD | [18 empty] | CGST - RNG | 9.0
[121 empty] | SGST - RNG | 9.0
| 63/5A Class:1 15VA Resin Cast CT PGR | 63/5A Class:1 15VA Resin Cast CT PGR | CSM | Nos |  | 63/5A Class:1 15VA Resin Cast CT PGR |  | 0 | 0 | 1 | 1 | 1 | 0.0 | 0.0 | 0.0 | 0 |  |  | 0.0 | Electrical Components | 63/5A Class:1 15VA Resin Cast CT PGR | 0 | 31-12-2099 | Material Transfer | Moving Average |  | 0.0 |  | 0 | 0 |  | 0 | 0 | 0 | 0 |  | 0 | Item Attribute | 1 | Nos | 0.0 | 0.0 | 0 | 0.0 | 0 | PGR |  | India |  |  | 0 | 0.0 |  | 0 | 0 |  | 0 | 0 | 0 | 0 |  |  | 0 | 0 | 0 |  | 0 | [5 empty] | 0 |  |  | 0 | [13 empty] | Nos | 1.0 | [10 empty] | Ringlus Electro Controls & Automation PVT LTD | [18 empty] | CGST - RNG | 9.0
[121 empty] | SGST - RNG | 9.0
| 80/5A Class:1 15VA Resin Cast CT PGR | 80/5A Class:1 15VA Resin Cast CT PGR | CSM | Nos |  | 80/5A Class:1 15VA Resin Cast CT PGR |  | 0 | 0 | 1 | 1 | 1 | 0.0 | 0.0 | 0.0 | 0 |  |  | 0.0 | Electrical Components | 80/5A Class:1 15VA Resin Cast CT PGR | 0 | 31-12-2099 | Material Transfer | Moving Average |  | 0.0 |  | 0 | 0 |  | 0 | 0 | 0 | 0 |  | 0 | Item Attribute | 1 | Nos | 0.0 | 0.0 | 0 | 0.0 | 0 | PGR |  | India |  |  | 0 | 0.0 |  | 0 | 0 |  | 0 | 0 | 0 | 0 |  |  | 0 | 0 | 0 |  | 0 | [5 empty] | 0 |  |  | 0 | [13 empty] | Nos | 1.0 | [10 empty] | Ringlus Electro Controls & Automation PVT LTD | [18 empty] | CGST - RNG | 9.0
[121 empty] | SGST - RNG | 9.0
| 100/5A Class:1 15VA Resin Cast CT PGR | 100/5A Class:1 15VA Resin Cast CT PGR | CSM | Nos |  | 100/5A Class:1 15VA Resin Cast CT PGR |  | 0 | 0 | 1 | 1 | 1 | 0.0 | 0.0 | 0.0 | 0 |  |  | 0.0 | Electrical Components | 100/5A Class:1 15VA Resin Cast CT PGR | 0 | 31-12-2099 | Material Transfer | Moving Average |  | 0.0 |  | 0 | 0 |  | 0 | 0 | 0 | 0 |  | 0 | Item Attribute | 1 | Nos | 0.0 | 0.0 | 0 | 0.0 | 0 | PGR |  | India |  |  | 0 | 0.0 |  | 0 | 0 |  | 0 | 0 | 0 | 0 |  |  | 0 | 0 | 0 |  | 0 | [5 empty] | 0 |  |  | 0 | [13 empty] | Nos | 1.0 | [10 empty] | Ringlus Electro Controls & Automation PVT LTD | [18 empty] | CGST - RNG | 9.0
[121 empty] | SGST - RNG | 9.0
| 125/5A Class:1 15VA Resin Cast CT PGR | 125/5A Class:1 15VA Resin Cast CT PGR | CSM | Nos |  | 125/5A Class:1 15VA Resin Cast CT PGR |  | 0 | 0 | 1 | 1 | 1 | 0.0 | 0.0 | 0.0 | 0 |  |  | 0.0 | Electrical Components | 125/5A Class:1 15VA Resin Cast CT PGR | 0 | 31-12-2099 | Material Transfer | Moving Average |  | 0.0 |  | 0 | 0 |  | 0 | 0 | 0 | 0 |  | 0 | Item Attribute | 1 | Nos | 0.0 | 0.0 | 0 | 0.0 | 0 | PGR |  | India |  |  | 0 | 0.0 |  | 0 | 0 |  | 0 | 0 | 0 | 0 |  |  | 0 | 0 | 0 |  | 0 | [5 empty] | 0 |  |  | 0 | [13 empty] | Nos | 1.0 | [10 empty] | Ringlus Electro Controls & Automation PVT LTD | [18 empty] | CGST - RNG | 9.0
[121 empty] | SGST - RNG | 9.0
| 160/5A Class:1 15VA Resin Cast CT PGR | 160/5A Class:1 15VA Resin Cast CT PGR | CSM | Nos |  | 160/5A Class:1 15VA Resin Cast CT PGR |  | 0 | 0 | 1 | 1 | 1 | 0.0 | 0.0 | 0.0 | 0 |  |  | 0.0 | Electrical Components | 160/5A Class:1 15VA Resin Cast CT PGR | 0 | 31-12-2099 | Material Transfer | Moving Average |  | 0.0 |  | 0 | 0 |  | 0 | 0 | 0 | 0 |  | 0 | Item Attribute | 1 | Nos | 0.0 | 0.0 | 0 | 0.0 | 0 | PGR |  | India |  |  | 0 | 0.0 |  | 0 | 0 |  | 0 | 0 | 0 | 0 |  |  | 0 | 0 | 0 |  | 0 | [5 empty] | 0 |  |  | 0 | [13 empty] | Nos | 1.0 | [10 empty] | Ringlus Electro Controls & Automation PVT LTD | [18 empty] | CGST - RNG | 9.0
[121 empty] | SGST - RNG | 9.0
| 200/5A Class:1 15VA Resin Cast CT PGR | 200/5A Class:1 15VA Resin Cast CT PGR | CSM | Nos |  | 200/5A Class:1 15VA Resin Cast CT PGR |  | 0 | 0 | 1 | 1 | 1 | 0.0 | 0.0 | 0.0 | 0 |  |  | 0.0 | Electrical Components | 200/5A Class:1 15VA Resin Cast CT PGR | 0 | 31-12-2099 | Material Transfer | Moving Average |  | 0.0 |  | 0 | 0 |  | 0 | 0 | 0 | 0 |  | 0 | Item Attribute | 1 | Nos | 0.0 | 0.0 | 0 | 0.0 | 0 | PGR |  | India |  |  | 0 | 0.0 |  | 0 | 0 |  | 0 | 0 | 0 | 0 |  |  | 0 | 0 | 0 |  | 0 | [5 empty] | 0 |  |  | 0 | [13 empty] | Nos | 1.0 | [10 empty] | Ringlus Electro Controls & Automation PVT LTD | [18 empty] | CGST - RNG | 9.0
[121 empty] | SGST - RNG | 9.0
| 250/5A Class:1 15VA Resin Cast CT PGR | 250/5A Class:1 15VA Resin Cast CT PGR | CSM | Nos |  | 250/5A Class:1 15VA Resin Cast CT PGR |  | 0 | 0 | 1 | 1 | 1 | 0.0 | 0.0 | 0.0 | 0 |  |  | 0.0 | Electrical Components | 250/5A Class:1 15VA Resin Cast CT PGR | 0 | 31-12-2099 | Material Transfer | Moving Average |  | 0.0 |  | 0 | 0 |  | 0 | 0 | 0 | 0 |  | 0 | Item Attribute | 1 | Nos | 0.0 | 0.0 | 0 | 0.0 | 0 | PGR |  | India |  |  | 0 | 0.0 |  | 0 | 0 |  | 0 | 0 | 0 | 0 |  |  | 0 | 0 | 0 |  | 0 | [5 empty] | 0 |  |  | 0 | [13 empty] | Nos | 1.0 | [10 empty] | Ringlus Electro Controls & Automation PVT LTD | [18 empty] | CGST - RNG | 9.0
[121 empty] | SGST - RNG | 9.0
| 320/5A Class:1 15VA Resin Cast CT PGR | 320/5A Class:1 15VA Resin Cast CT PGR | CSM | Nos |  | 320/5A Class:1 15VA Resin Cast CT PGR |  | 0 | 0 | 1 | 1 | 1 | 0.0 | 0.0 | 0.0 | 0 |  |  | 0.0 | Electrical Components | 320/5A Class:1 15VA Resin Cast CT PGR | 0 | 31-12-2099 | Material Transfer | Moving Average |  | 0.0 |  | 0 | 0 |  | 0 | 0 | 0 | 0 |  | 0 | Item Attribute | 1 | Nos | 0.0 | 0.0 | 0 | 0.0 | 0 | PGR |  | India |  |  | 0 | 0.0 |  | 0 | 0 |  | 0 | 0 | 0 | 0 |  |  | 0 | 0 | 0 |  | 0 | [5 empty] | 0 |  |  | 0 | [13 empty] | Nos | 1.0 | [10 empty] | Ringlus Electro Controls & Automation PVT LTD | [18 empty] | CGST - RNG | 9.0
[121 empty] | SGST - RNG | 9.0
| 400/5A Class:1 15VA Resin Cast CT PGR | 400/5A Class:1 15VA Resin Cast CT PGR | CSM | Nos |  | 400/5A Class:1 15VA Resin Cast CT PGR |  | 0 | 0 | 1 | 1 | 1 | 0.0 | 0.0 | 0.0 | 0 |  |  | 0.0 | Electrical Components | 400/5A Class:1 15VA Resin Cast CT PGR | 0 | 31-12-2099 | Material Transfer | Moving Average |  | 0.0 |  | 0 | 0 |  | 0 | 0 | 0 | 0 |  | 0 | Item Attribute | 1 | Nos | 0.0 | 0.0 | 0 | 0.0 | 0 | PGR |  | India |  |  | 0 | 0.0 |  | 0 | 0 |  | 0 | 0 | 0 | 0 |  |  | 0 | 0 | 0 |  | 0 | [5 empty] | 0 |  |  | 0 | [13 empty] | Nos | 1.0 | [10 empty] | Ringlus Electro Controls & Automation PVT LTD | [18 empty] | CGST - RNG | 9.0
[121 empty] | SGST - RNG | 9.0
| 500/5A Class:1 15VA Resin Cast CT PGR | 500/5A Class:1 15VA Resin Cast CT PGR | CSM | Nos |  | 500/5A Class:1 15VA Resin Cast CT PGR |  | 0 | 0 | 1 | 1 | 1 | 0.0 | 0.0 | 0.0 | 0 |  |  | 0.0 | Electrical Components | 500/5A Class:1 15VA Resin Cast CT PGR | 0 | 31-12-2099 | Material Transfer | Moving Average |  | 0.0 |  | 0 | 0 |  | 0 | 0 | 0 | 0 |  | 0 | Item Attribute | 1 | Nos | 0.0 | 0.0 | 0 | 0.0 | 0 | PGR |  | India |  |  | 0 | 0.0 |  | 0 | 0 |  | 0 | 0 | 0 | 0 |  |  | 0 | 0 | 0 |  | 0 | [5 empty] | 0 |  |  | 0 | [13 empty] | Nos | 1.0 | [10 empty] | Ringlus Electro Controls & Automation PVT LTD | [18 empty] | CGST - RNG | 9.0
[121 empty] | SGST - RNG | 9.0
| 630/5A Class:1 15VA Resin Cast CT PGR | 630/5A Class:1 15VA Resin Cast CT PGR | CSM | Nos |  | 630/5A Class:1 15VA Resin Cast CT PGR |  | 0 | 0 | 1 | 1 | 1 | 0.0 | 0.0 | 0.0 | 0 |  |  | 0.0 | Electrical Components | 630/5A Class:1 15VA Resin Cast CT PGR | 0 | 31-12-2099 | Material Transfer | Moving Average |  | 0.0 |  | 0 | 0 |  | 0 | 0 | 0 | 0 |  | 0 | Item Attribute | 1 | Nos | 0.0 | 0.0 | 0 | 0.0 | 0 | PGR |  | India |  |  | 0 | 0.0 |  | 0 | 0 |  | 0 | 0 | 0 | 0 |  |  | 0 | 0 | 0 |  | 0 | [5 empty] | 0 |  |  | 0 | [13 empty] | Nos | 1.0 | [10 empty] | Ringlus Electro Controls & Automation PVT LTD | [18 empty] | CGST - RNG | 9.0
[121 empty] | SGST - RNG | 9.0
| 800/5A Class:1 15VA Resin Cast CT PGR | 800/5A Class:1 15VA Resin Cast CT PGR | CSM | Nos |  | 800/5A Class:1 15VA Resin Cast CT PGR |  | 0 | 0 | 1 | 1 | 1 | 0.0 | 0.0 | 0.0 | 0 |  |  | 0.0 | Electrical Components | 800/5A Class:1 15VA Resin Cast CT PGR | 0 | 31-12-2099 | Material Transfer | Moving Average |  | 0.0 |  | 0 | 0 |  | 0 | 0 | 0 | 0 |  | 0 | Item Attribute | 1 | Nos | 0.0 | 0.0 | 0 | 0.0 | 0 | PGR |  | India |  |  | 0 | 0.0 |  | 0 | 0 |  | 0 | 0 | 0 | 0 |  |  | 0 | 0 | 0 |  | 0 | [5 empty] | 0 |  |  | 0 | [13 empty] | Nos | 1.0 | [10 empty] | Ringlus Electro Controls & Automation PVT LTD | [18 empty] | CGST - RNG | 9.0
[121 empty] | SGST - RNG | 9.0
| 1250/5A Class:1 10VA Resin Cast CT PGR | 1250/5A Class:1 10VA Resin Cast CT PGR | CSM | Nos |  | 1250/5A Class:1 10VA Resin Cast CT PGR |  | 0 | 0 | 1 | 1 | 1 | 0.0 | 0.0 | 0.0 | 0 |  |  | 0.0 | Electrical Components | 1250/5A Class:1 10VA Resin Cast CT PGR | 0 | 31-12-2099 | Material Transfer | Moving Average |  | 0.0 |  | 0 | 0 |  | 0 | 0 | 0 | 0 |  | 0 | Item Attribute | 1 | Nos | 0.0 | 0.0 | 0 | 0.0 | 0 | PGR |  | India |  |  | 0 | 0.0 |  | 0 | 0 |  | 0 | 0 | 0 | 0 |  |  | 0 | 0 | 0 |  | 0 | [5 empty] | 0 |  |  | 0 | [13 empty] | Nos | 1.0 | [10 empty] | Ringlus Electro Controls & Automation PVT LTD | [18 empty] | CGST - RNG | 9.0
[121 empty] | SGST - RNG | 9.0
| 1600/5A Class:1 10VA resin Cast CT Make: Sree Ganga | 1600/5A Class:1 10VA resin Cast CT Make: Sree Ganga | CSM | Nos |  | 1600/5A Class:1 10VA resin Cast CT Make: Sree Ganga |  | 0 | 0 | 1 | 1 | 1 | 0.0 | 0.0 | 0.0 | 0 |  |  | 0.0 | Electrical Components | 1600/5A Class:1 10VA resin Cast CT Make: Sree Ganga | 0 | 31-12-2099 | Material Transfer | Moving Average |  | 0.0 |  | 0 | 0 |  | 0 | 0 | 0 | 0 |  | 0 | Item Attribute | 1 | Nos | 0.0 | 0.0 | 0 | 0.0 | 0 | PGR |  | India |  |  | 0 | 0.0 |  | 0 | 0 |  | 0 | 0 | 0 | 0 |  |  | 0 | 0 | 0 |  | 0 | [5 empty] | 0 |  |  | 0 | [13 empty] | Nos | 1.0 | [10 empty] | Ringlus Electro Controls & Automation PVT LTD | [18 empty] | CGST - RNG | 9.0
[121 empty] | SGST - RNG | 9.0
| 40/5A Class:5P10 15VA resin Cast CT PGR | 40/5A Class:5P10 15VA resin Cast CT PGR | CSM | Nos |  | 40/5A Class:5P10 15VA resin Cast CT PGR |  | 0 | 0 | 1 | 1 | 1 | 0.0 | 0.0 | 0.0 | 0 |  |  | 0.0 | Electrical Components | 40/5A Class:5P10 15VA resin Cast CT PGR | 0 | 31-12-2099 | Material Transfer | Moving Average |  | 0.0 |  | 0 | 0 |  | 0 | 0 | 0 | 0 |  | 0 | Item Attribute | 1 | Nos | 0.0 | 0.0 | 0 | 0.0 | 0 | PGR |  | India |  |  | 0 | 0.0 |  | 0 | 0 |  | 0 | 0 | 0 | 0 |  |  | 0 | 0 | 0 |  | 0 | [5 empty] | 0 |  |  | 0 | [13 empty] | Nos | 1.0 | [10 empty] | Ringlus Electro Controls & Automation PVT LTD | [18 empty] | CGST - RNG | 9.0
[121 empty] | SGST - RNG | 9.0
| 300/5A Class: 5P10 15VA Resin Cast CT PGR | 300/5A Class: 5P10 15VA Resin Cast CT PGR | CSM | Nos |  | 300/5A Class: 5P10 15VA Resin Cast CT PGR |  | 0 | 0 | 1 | 1 | 1 | 0.0 | 0.0 | 0.0 | 0 |  |  | 0.0 | Electrical Components | 300/5A Class: 5P10 15VA Resin Cast CT PGR | 0 | 31-12-2099 | Material Transfer | Moving Average |  | 0.0 |  | 0 | 0 |  | 0 | 0 | 0 | 0 |  | 0 | Item Attribute | 1 | Nos | 0.0 | 0.0 | 0 | 0.0 | 0 | PGR |  | India |  |  | 0 | 0.0 |  | 0 | 0 |  | 0 | 0 | 0 | 0 |  |  | 0 | 0 | 0 |  | 0 | [5 empty] | 0 |  |  | 0 | [13 empty] | Nos | 1.0 | [10 empty] | Ringlus Electro Controls & Automation PVT LTD | [18 empty] | CGST - RNG | 9.0
[121 empty] | SGST - RNG | 9.0
| 1250/5A Class: 5P10 10VA Resin Cast CT PGR | 1250/5A Class: 5P10 10VA Resin Cast CT PGR | CSM | Nos |  | 1250/5A Class: 5P10 10VA Resin Cast CT PGR |  | 0 | 0 | 1 | 1 | 1 | 0.0 | 0.0 | 0.0 | 0 |  |  | 0.0 | Electrical Components | 1250/5A Class: 5P10 10VA Resin Cast CT PGR | 0 | 31-12-2099 | Material Transfer | Moving Average |  | 0.0 |  | 0 | 0 |  | 0 | 0 | 0 | 0 |  | 0 | Item Attribute | 1 | Nos | 0.0 | 0.0 | 0 | 0.0 | 0 | PGR |  | India |  |  | 0 | 0.0 |  | 0 | 0 |  | 0 | 0 | 0 | 0 |  |  | 0 | 0 | 0 |  | 0 | [5 empty] | 0 |  |  | 0 | [13 empty] | Nos | 1.0 | [10 empty] | Ringlus Electro Controls & Automation PVT LTD | [18 empty] | CGST - RNG | 9.0
[121 empty] | SGST - RNG | 9.0
| 160/5A Class: 5P10 15VA Tape Wound CT PGR | 160/5A Class: 5P10 15VA Tape Wound CT PGR | CSM | Nos |  | 160/5A Class: 5P10 15VA Tape Wound CT PGR |  | 0 | 0 | 1 | 1 | 1 | 0.0 | 0.0 | 0.0 | 0 |  |  | 0.0 | Electrical Components | 160/5A Class: 5P10 15VA Tape Wound CT PGR | 0 | 31-12-2099 | Material Transfer | Moving Average |  | 0.0 |  | 0 | 0 |  | 0 | 0 | 0 | 0 |  | 0 | Item Attribute | 1 | Nos | 0.0 | 0.0 | 0 | 0.0 | 0 | PGR |  | India |  |  | 0 | 0.0 |  | 0 | 0 |  | 0 | 0 | 0 | 0 |  |  | 0 | 0 | 0 |  | 0 | [5 empty] | 0 |  |  | 0 | [13 empty] | Nos | 1.0 | [10 empty] | Ringlus Electro Controls & Automation PVT LTD | [18 empty] | CGST - RNG | 9.0
[121 empty] | SGST - RNG | 9.0
| 200/5A Class: 5P10 15VA Tape Wound CT PGR | 200/5A Class: 5P10 15VA Tape Wound CT PGR | CSM | Nos |  | 200/5A Class: 5P10 15VA Tape Wound CT PGR |  | 0 | 0 | 1 | 1 | 1 | 0.0 | 0.0 | 0.0 | 0 |  |  | 0.0 | Electrical Components | 200/5A Class: 5P10 15VA Tape Wound CT PGR | 0 | 31-12-2099 | Material Transfer | Moving Average |  | 0.0 |  | 0 | 0 |  | 0 | 0 | 0 | 0 |  | 0 | Item Attribute | 1 | Nos | 0.0 | 0.0 | 0 | 0.0 | 0 | PGR |  | India |  |  | 0 | 0.0 |  | 0 | 0 |  | 0 | 0 | 0 | 0 |  |  | 0 | 0 | 0 |  | 0 | [5 empty] | 0 |  |  | 0 | [13 empty] | Nos | 1.0 | [10 empty] | Ringlus Electro Controls & Automation PVT LTD | [18 empty] | CGST - RNG | 9.0
[121 empty] | SGST - RNG | 9.0
| 250/5A Class: 5P10 15VA Tape Wound CT PGR | 250/5A Class: 5P10 15VA Tape Wound CT PGR | CSM | Nos |  | 250/5A Class: 5P10 15VA Tape Wound CT PGR |  | 0 | 0 | 1 | 1 | 1 | 0.0 | 0.0 | 0.0 | 0 |  |  | 0.0 | Electrical Components | 250/5A Class: 5P10 15VA Tape Wound CT PGR | 0 | 31-12-2099 | Material Transfer | Moving Average |  | 0.0 |  | 0 | 0 |  | 0 | 0 | 0 | 0 |  | 0 | Item Attribute | 1 | Nos | 0.0 | 0.0 | 0 | 0.0 | 0 | PGR |  | India |  |  | 0 | 0.0 |  | 0 | 0 |  | 0 | 0 | 0 | 0 |  |  | 0 | 0 | 0 |  | 0 | [5 empty] | 0 |  |  | 0 | [13 empty] | Nos | 1.0 | [10 empty] | Ringlus Electro Controls & Automation PVT LTD | [18 empty] | CGST - RNG | 9.0
[121 empty] | SGST - RNG | 9.0
| 320/5A Class: 5P10 15VA Tape Wound CT PGR | 320/5A Class: 5P10 15VA Tape Wound CT PGR | CSM | Nos |  | 320/5A Class: 5P10 15VA Tape Wound CT PGR |  | 0 | 0 | 1 | 1 | 1 | 0.0 | 0.0 | 0.0 | 0 |  |  | 0.0 | Electrical Components | 320/5A Class: 5P10 15VA Tape Wound CT PGR | 0 | 31-12-2099 | Material Transfer | Moving Average |  | 0.0 |  | 0 | 0 |  | 0 | 0 | 0 | 0 |  | 0 | Item Attribute | 1 | Nos | 0.0 | 0.0 | 0 | 0.0 | 0 | PGR |  | India |  |  | 0 | 0.0 |  | 0 | 0 |  | 0 | 0 | 0 | 0 |  |  | 0 | 0 | 0 |  | 0 | [5 empty] | 0 |  |  | 0 | [13 empty] | Nos | 1.0 | [10 empty] | Ringlus Electro Controls & Automation PVT LTD | [18 empty] | CGST - RNG | 9.0
[121 empty] | SGST - RNG | 9.0
| 400/5A Class: 5P10 15VA Tape Wound CT PGR | 400/5A Class: 5P10 15VA Tape Wound CT PGR | CSM | Nos |  | 400/5A Class: 5P10 15VA Tape Wound CT PGR |  | 0 | 0 | 1 | 1 | 1 | 0.0 | 0.0 | 0.0 | 0 |  |  | 0.0 | Electrical Components | 400/5A Class: 5P10 15VA Tape Wound CT PGR | 0 | 31-12-2099 | Material Transfer | Moving Average |  | 0.0 |  | 0 | 0 |  | 0 | 0 | 0 | 0 |  | 0 | Item Attribute | 1 | Nos | 0.0 | 0.0 | 0 | 0.0 | 0 | PGR |  | India |  |  | 0 | 0.0 |  | 0 | 0 |  | 0 | 0 | 0 | 0 |  |  | 0 | 0 | 0 |  | 0 | [5 empty] | 0 |  |  | 0 | [13 empty] | Nos | 1.0 | [10 empty] | Ringlus Electro Controls & Automation PVT LTD | [18 empty] | CGST - RNG | 9.0
[121 empty] | SGST - RNG | 9.0
| 500/5A Class: 5P10 15VA Tape Wound CT PGR | 500/5A Class: 5P10 15VA Tape Wound CT PGR | CSM | Nos |  | 500/5A Class: 5P10 15VA Tape Wound CT PGR |  | 0 | 0 | 1 | 1 | 1 | 0.0 | 0.0 | 0.0 | 0 |  |  | 0.0 | Electrical Components | 500/5A Class: 5P10 15VA Tape Wound CT PGR | 0 | 31-12-2099 | Material Transfer | Moving Average |  | 0.0 |  | 0 | 0 |  | 0 | 0 | 0 | 0 |  | 0 | Item Attribute | 1 | Nos | 0.0 | 0.0 | 0 | 0.0 | 0 | PGR |  | India |  |  | 0 | 0.0 |  | 0 | 0 |  | 0 | 0 | 0 | 0 |  |  | 0 | 0 | 0 |  | 0 | [5 empty] | 0 |  |  | 0 | [13 empty] | Nos | 1.0 | [10 empty] | Ringlus Electro Controls & Automation PVT LTD | [18 empty] | CGST - RNG | 9.0
[121 empty] | SGST - RNG | 9.0
| 630/5A Class: 5P10 15VA Tape Wound CT PGR | 630/5A Class: 5P10 15VA Tape Wound CT PGR | CSM | Nos |  | 630/5A Class: 5P10 15VA Tape Wound CT PGR |  | 0 | 0 | 1 | 1 | 1 | 0.0 | 0.0 | 0.0 | 0 |  |  | 0.0 | Electrical Components | 630/5A Class: 5P10 15VA Tape Wound CT PGR | 0 | 31-12-2099 | Material Transfer | Moving Average |  | 0.0 |  | 0 | 0 |  | 0 | 0 | 0 | 0 |  | 0 | Item Attribute | 1 | Nos | 0.0 | 0.0 | 0 | 0.0 | 0 | PGR |  | India |  |  | 0 | 0.0 |  | 0 | 0 |  | 0 | 0 | 0 | 0 |  |  | 0 | 0 | 0 |  | 0 | [5 empty] | 0 |  |  | 0 | [13 empty] | Nos | 1.0 | [10 empty] | Ringlus Electro Controls & Automation PVT LTD | [18 empty] | CGST - RNG | 9.0
[121 empty] | SGST - RNG | 9.0
| 800/5A Class: 5P10 15VA Tape Wound CT PGR | 800/5A Class: 5P10 15VA Tape Wound CT PGR | CSM | Nos |  | 800/5A Class: 5P10 15VA Tape Wound CT PGR |  | 0 | 0 | 1 | 1 | 1 | 0.0 | 0.0 | 0.0 | 0 |  |  | 0.0 | Electrical Components | 800/5A Class: 5P10 15VA Tape Wound CT PGR | 0 | 31-12-2099 | Material Transfer | Moving Average |  | 0.0 |  | 0 | 0 |  | 0 | 0 | 0 | 0 |  | 0 | Item Attribute | 1 | Nos | 0.0 | 0.0 | 0 | 0.0 | 0 | PGR |  | India |  |  | 0 | 0.0 |  | 0 | 0 |  | 0 | 0 | 0 | 0 |  |  | 0 | 0 | 0 |  | 0 | [5 empty] | 0 |  |  | 0 | [13 empty] | Nos | 1.0 | [10 empty] | Ringlus Electro Controls & Automation PVT LTD | [18 empty] | CGST - RNG | 9.0
[121 empty] | SGST - RNG | 9.0
| 25/5A Class:1 15 VA Tape wound base fixing CT PGR | 25/5A Class:1 15 VA Tape wound base fixing CT PGR | CSM | Nos |  | 25/5A Class:1 15 VA Tape wound base fixing CT PGR |  | 0 | 0 | 1 | 1 | 1 | 0.0 | 0.0 | 0.0 | 0 |  |  | 0.0 | Electrical Components | 25/5A Class:1 15 VA Tape wound base fixing CT PGR | 0 | 31-12-2099 | Material Transfer | Moving Average |  | 0.0 |  | 0 | 0 |  | 0 | 0 | 0 | 0 |  | 0 | Item Attribute | 1 | Nos | 0.0 | 0.0 | 0 | 0.0 | 0 | PGR |  | India |  |  | 0 | 0.0 |  | 0 | 0 |  | 0 | 0 | 0 | 0 |  |  | 0 | 0 | 0 |  | 0 | [5 empty] | 0 |  |  | 0 | [13 empty] | Nos | 1.0 | [10 empty] | Ringlus Electro Controls & Automation PVT LTD | [18 empty] | CGST - RNG | 9.0
[121 empty] | SGST - RNG | 9.0
| 32/5A Class:1 15 VA Tape wound base fixing CT PGR | 32/5A Class:1 15 VA Tape wound base fixing CT PGR | CSM | Nos |  | 32/5A Class:1 15 VA Tape wound base fixing CT PGR |  | 0 | 0 | 1 | 1 | 1 | 0.0 | 0.0 | 0.0 | 0 |  |  | 0.0 | Electrical Components | 32/5A Class:1 15 VA Tape wound base fixing CT PGR | 0 | 31-12-2099 | Material Transfer | Moving Average |  | 0.0 |  | 0 | 0 |  | 0 | 0 | 0 | 0 |  | 0 | Item Attribute | 1 | Nos | 0.0 | 0.0 | 0 | 0.0 | 0 | PGR |  | India |  |  | 0 | 0.0 |  | 0 | 0 |  | 0 | 0 | 0 | 0 |  |  | 0 | 0 | 0 |  | 0 | [5 empty] | 0 |  |  | 0 | [13 empty] | Nos | 1.0 | [10 empty] | Ringlus Electro Controls & Automation PVT LTD | [18 empty] | CGST - RNG | 9.0
[121 empty] | SGST - RNG | 9.0
| 40/5A Class:1 15 VA Tape wound base fixing CT PGR | 40/5A Class:1 15 VA Tape wound base fixing CT PGR | CSM | Nos |  | 40/5A Class:1 15 VA Tape wound base fixing CT PGR |  | 0 | 0 | 1 | 1 | 1 | 0.0 | 0.0 | 0.0 | 0 |  |  | 0.0 | Electrical Components | 40/5A Class:1 15 VA Tape wound base fixing CT PGR | 0 | 31-12-2099 | Material Transfer | Moving Average |  | 0.0 |  | 0 | 0 |  | 0 | 0 | 0 | 0 |  | 0 | Item Attribute | 1 | Nos | 0.0 | 0.0 | 0 | 0.0 | 0 | PGR |  | India |  |  | 0 | 0.0 |  | 0 | 0 |  | 0 | 0 | 0 | 0 |  |  | 0 | 0 | 0 |  | 0 | [5 empty] | 0 |  |  | 0 | [13 empty] | Nos | 1.0 | [10 empty] | Ringlus Electro Controls & Automation PVT LTD | [18 empty] | CGST - RNG | 9.0
[121 empty] | SGST - RNG | 9.0
| 63/5A Class:1 15 VA Tape wound base fixing CT PGR | 63/5A Class:1 15 VA Tape wound base fixing CT PGR | CSM | Nos |  | 63/5A Class:1 15 VA Tape wound base fixing CT PGR |  | 0 | 0 | 1 | 1 | 1 | 0.0 | 0.0 | 0.0 | 0 |  |  | 0.0 | Electrical Components | 63/5A Class:1 15 VA Tape wound base fixing CT PGR | 0 | 31-12-2099 | Material Transfer | Moving Average |  | 0.0 |  | 0 | 0 |  | 0 | 0 | 0 | 0 |  | 0 | Item Attribute | 1 | Nos | 0.0 | 0.0 | 0 | 0.0 | 0 | PGR |  | India |  |  | 0 | 0.0 |  | 0 | 0 |  | 0 | 0 | 0 | 0 |  |  | 0 | 0 | 0 |  | 0 | [5 empty] | 0 |  |  | 0 | [13 empty] | Nos | 1.0 | [10 empty] | Ringlus Electro Controls & Automation PVT LTD | [18 empty] | CGST - RNG | 9.0
[121 empty] | SGST - RNG | 9.0
| 80/5A Class:1 15 VA Tape wound base fixing CT PGR | 80/5A Class:1 15 VA Tape wound base fixing CT PGR | CSM | Nos |  | 80/5A Class:1 15 VA Tape wound base fixing CT PGR |  | 0 | 0 | 1 | 1 | 1 | 0.0 | 0.0 | 0.0 | 0 |  |  | 0.0 | Electrical Components | 80/5A Class:1 15 VA Tape wound base fixing CT PGR | 0 | 31-12-2099 | Material Transfer | Moving Average |  | 0.0 |  | 0 | 0 |  | 0 | 0 | 0 | 0 |  | 0 | Item Attribute | 1 | Nos | 0.0 | 0.0 | 0 | 0.0 | 0 | PGR |  | India |  |  | 0 | 0.0 |  | 0 | 0 |  | 0 | 0 | 0 | 0 |  |  | 0 | 0 | 0 |  | 0 | [5 empty] | 0 |  |  | 0 | [13 empty] | Nos | 1.0 | [10 empty] | Ringlus Electro Controls & Automation PVT LTD | [18 empty] | CGST - RNG | 9.0
[121 empty] | SGST - RNG | 9.0
| 100/5A Class:1 15 VA Tape wound base fixing CT PGR | 100/5A Class:1 15 VA Tape wound base fixing CT PGR | CSM | Nos |  | 100/5A Class:1 15 VA Tape wound base fixing CT PGR |  | 0 | 0 | 1 | 1 | 1 | 0.0 | 0.0 | 0.0 | 0 |  |  | 0.0 | Electrical Components | 100/5A Class:1 15 VA Tape wound base fixing CT PGR | 0 | 31-12-2099 | Material Transfer | Moving Average |  | 0.0 |  | 0 | 0 |  | 0 | 0 | 0 | 0 |  | 0 | Item Attribute | 1 | Nos | 0.0 | 0.0 | 0 | 0.0 | 0 | PGR |  | India |  |  | 0 | 0.0 |  | 0 | 0 |  | 0 | 0 | 0 | 0 |  |  | 0 | 0 | 0 |  | 0 | [5 empty] | 0 |  |  | 0 | [13 empty] | Nos | 1.0 | [10 empty] | Ringlus Electro Controls & Automation PVT LTD | [18 empty] | CGST - RNG | 9.0
[121 empty] | SGST - RNG | 9.0
| 200/5A Class:0.5 15VA Resin Cast CT PGR | 200/5A Class:0.5 15VA Resin Cast CT PGR | CSM | Nos |  | 200/5A Class:0.5 15VA Resin Cast CT PGR |  | 0 | 0 | 1 | 1 | 1 | 0.0 | 0.0 | 0.0 | 0 |  |  | 0.0 | Electrical Components | 200/5A Class:0.5 15VA Resin Cast CT PGR | 0 | 31-12-2099 | Material Transfer | Moving Average |  | 0.0 |  | 0 | 0 |  | 0 | 0 | 0 | 0 |  | 0 | Item Attribute | 1 | Nos | 0.0 | 0.0 | 0 | 0.0 | 0 | PGR |  | India |  |  | 0 | 0.0 |  | 0 | 0 |  | 0 | 0 | 0 | 0 |  |  | 0 | 0 | 0 |  | 0 | [5 empty] | 0 |  |  | 0 | [13 empty] | Nos | 1.0 | [10 empty] | Ringlus Electro Controls & Automation PVT LTD | [18 empty] | CGST - RNG | 9.0
[121 empty] | SGST - RNG | 9.0
| 400/5A Class:0.5 Resin Cast CT PGR | 400/5A Class:0.5 Resin Cast CT PGR | CSM | Nos |  | 400/5A Class:0.5 Resin Cast CT PGR |  | 0 | 0 | 1 | 1 | 1 | 0.0 | 0.0 | 0.0 | 0 |  |  | 0.0 | Electrical Components | 400/5A Class:0.5 Resin Cast CT PGR | 0 | 31-12-2099 | Material Transfer | Moving Average |  | 0.0 |  | 0 | 0 |  | 0 | 0 | 0 | 0 |  | 0 | Item Attribute | 1 | Nos | 0.0 | 0.0 | 0 | 0.0 | 0 | PGR |  | India |  |  | 0 | 0.0 |  | 0 | 0 |  | 0 | 0 | 0 | 0 |  |  | 0 | 0 | 0 |  | 0 | [5 empty] | 0 |  |  | 0 | [13 empty] | Nos | 1.0 | [10 empty] | Ringlus Electro Controls & Automation PVT LTD | [18 empty] | CGST - RNG | 9.0
[121 empty] | SGST - RNG | 9.0
| 20/5A Class:1 15 VA Tape wound base fixing CT PGR | 20/5A Class:1 15 VA Tape wound base fixing CT PGR | CSM | Nos |  | 20/5A Class:1 15 VA Tape wound base fixing CT PGR |  | 0 | 0 | 1 | 1 | 1 | 0.0 | 0.0 | 0.0 | 0 |  |  | 0.0 | Electrical Components | 20/5A Class:1 15 VA Tape wound base fixing CT PGR | 0 | 31-12-2099 | Material Transfer | Moving Average |  | 0.0 |  | 0 | 0 |  | 0 | 0 | 0 | 0 |  | 0 | Item Attribute | 1 | Nos | 0.0 | 0.0 | 0 | 0.0 | 0 | PGR |  | India |  |  | 0 | 0.0 |  | 0 | 0 |  | 0 | 0 | 0 | 0 |  |  | 0 | 0 | 0 |  | 0 | [5 empty] | 0 |  |  | 0 | [13 empty] | Nos | 1.0 | [10 empty] | Ringlus Electro Controls & Automation PVT LTD | [18 empty] | CGST - RNG | 9.0
[121 empty] | SGST - RNG | 9.0
| 1600/5A Class:PS 15VA Resin Cast CT PGR | 1600/5A Class:PS 15VA Resin Cast CT PGR | CSM | Nos |  | 1600/5A Class:PS 15VA Resin Cast CT PGR |  | 0 | 0 | 1 | 1 | 1 | 0.0 | 0.0 | 0.0 | 0 |  |  | 0.0 | Electrical Components | 1600/5A Class:PS 15VA Resin Cast CT PGR | 0 | 31-12-2099 | Material Transfer | Moving Average |  | 0.0 |  | 0 | 0 |  | 0 | 0 | 0 | 0 |  | 0 | Item Attribute | 1 | Nos | 0.0 | 0.0 | 0 | 0.0 | 0 | PGR |  | India |  |  | 0 | 0.0 |  | 0 | 0 |  | 0 | 0 | 0 | 0 |  |  | 0 | 0 | 0 |  | 0 | [5 empty] | 0 |  |  | 0 | [13 empty] | Nos | 1.0 | [10 empty] | Ringlus Electro Controls & Automation PVT LTD | [18 empty] | CGST - RNG | 9.0
[121 empty] | SGST - RNG | 9.0
| Illuminated PB Red With NC Element Esbee | Illuminated PB Red With NC Element Esbee | CSM | Nos |  | Illuminated PB Red With NC Element Esbee |  | 0 | 0 | 1 | 1 | 1 | 0.0 | 0.0 | 0.0 | 0 |  |  | 0.0 | Electrical Components | Illuminated PB Red With NC Element Esbee | 0 | 31-12-2099 | Material Transfer | Moving Average |  | 0.0 |  | 0 | 0 |  | 0 | 0 | 0 | 0 |  | 0 | Item Attribute | 1 | Nos | 0.0 | 0.0 | 0 | 0.0 | 0 | Esbee |  | India |  |  | 0 | 0.0 |  | 0 | 0 |  | 0 | 0 | 0 | 0 |  |  | 0 | 0 | 0 |  | 0 | [5 empty] | 0 |  |  | 0 | [13 empty] | Nos | 1.0 | [10 empty] | Ringlus Electro Controls & Automation PVT LTD | [18 empty] | CGST - RNG | 9.0
[121 empty] | SGST - RNG | 9.0
| Illuminated PB Green With NO Element Esbee | Illuminated PB Green With NO Element Esbee | CSM | Nos |  | Illuminated PB Green With NO Element Esbee |  | 0 | 0 | 1 | 1 | 1 | 0.0 | 0.0 | 0.0 | 0 |  |  | 0.0 | Electrical Components | Illuminated PB Green With NO Element Esbee | 0 | 31-12-2099 | Material Transfer | Moving Average |  | 0.0 |  | 0 | 0 |  | 0 | 0 | 0 | 0 |  | 0 | Item Attribute | 1 | Nos | 0.0 | 0.0 | 0 | 0.0 | 0 | Esbee |  | India |  |  | 0 | 0.0 |  | 0 | 0 |  | 0 | 0 | 0 | 0 |  |  | 0 | 0 | 0 |  | 0 | [5 empty] | 0 |  |  | 0 | [13 empty] | Nos | 1.0 | [10 empty] | Ringlus Electro Controls & Automation PVT LTD | [18 empty] | CGST - RNG | 9.0
[121 empty] | SGST - RNG | 9.0
| Voltmeter Selector Switch Salzer | Voltmeter Selector Switch Salzer | CSM | Nos |  | Voltmeter Selector Switch Salzer |  | 0 | 0 | 1 | 1 | 1 | 0.0 | 0.0 | 0.0 | 0 |  |  | 0.0 | Electrical Components | Voltmeter Selector Switch Salzer | 0 | 31-12-2099 | Material Transfer | Moving Average |  | 0.0 |  | 0 | 0 |  | 0 | 0 | 0 | 0 |  | 0 | Item Attribute | 1 | Nos | 0.0 | 0.0 | 0 | 0.0 | 0 | Salzer |  | India |  |  | 0 | 0.0 |  | 0 | 0 |  | 0 | 0 | 0 | 0 |  |  | 0 | 0 | 0 |  | 0 | [5 empty] | 0 |  |  | 0 | [13 empty] | Nos | 1.0 | [10 empty] | Ringlus Electro Controls & Automation PVT LTD | [18 empty] | CGST - RNG | 9.0
[121 empty] | SGST - RNG | 9.0
| Ammeter Selector Switch Salzer | Ammeter Selector Switch Salzer | CSM | Nos |  | Ammeter Selector Switch Salzer |  | 0 | 0 | 1 | 1 | 1 | 0.0 | 0.0 | 0.0 | 0 |  |  | 0.0 | Electrical Components | Ammeter Selector Switch Salzer | 0 | 31-12-2099 | Material Transfer | Moving Average |  | 0.0 |  | 0 | 0 |  | 0 | 0 | 0 | 0 |  | 0 | Item Attribute | 1 | Nos | 0.0 | 0.0 | 0 | 0.0 | 0 | Salzer |  | India |  |  | 0 | 0.0 |  | 0 | 0 |  | 0 | 0 | 0 | 0 |  |  | 0 | 0 | 0 |  | 0 | [5 empty] | 0 |  |  | 0 | [13 empty] | Nos | 1.0 | [10 empty] | Ringlus Electro Controls & Automation PVT LTD | [18 empty] | CGST - RNG | 9.0
[121 empty] | SGST - RNG | 9.0
| kWh Counter type meter CL 1(3Ph 4W 240V 5A L&T | kWh Counter type meter CL 1(3Ph 4W 240V 5A L&T | LTMTR | Nos |  | kWh Counter type meter CL 1(3Ph 4W 240V 5A L&T |  | 0 | 0 | 1 | 1 | 1 | 0.0 | 0.0 | 0.0 | 0 |  |  | 0.0 | Electrical Components | kWh Counter type meter CL 1(3Ph 4W 240V 5A L&T | 0 | 31-12-2099 | Material Transfer | Moving Average |  | 0.0 |  | 0 | 0 |  | 0 | 0 | 0 | 0 |  | 0 | Item Attribute | 1 | Nos | 0.0 | 0.0 | 0 | 0.0 | 0 | L&T | WL403010OOOO | India |  |  | 0 | 0.0 |  | 0 | 0 |  | 0 | 0 | 0 | 0 |  |  | 0 | 0 | 0 |  | 0 | [5 empty] | 0 |  |  | 0 | [13 empty] | Nos | 1.0 | [10 empty] | Ringlus Electro Controls & Automation PVT LTD | [18 empty] | CGST - RNG | 9.0
[121 empty] | SGST - RNG | 9.0
| Energy meter 1P 5-40A Cl 1 DIN L&T | Energy meter 1P 5-40A Cl 1 DIN L&T | LTMTR | Nos |  | Energy meter 1P 5-40A Cl 1 DIN L&T |  | 0 | 0 | 1 | 1 | 1 | 0.0 | 0.0 | 0.0 | 0 |  |  | 0.0 | Electrical Components | Energy meter 1P 5-40A Cl 1 DIN L&T | 0 | 31-12-2099 | Material Transfer | Moving Average |  | 0.0 |  | 0 | 0 |  | 0 | 0 | 0 | 0 |  | 0 | Item Attribute | 1 | Nos | 0.0 | 0.0 | 0 | 0.0 | 0 | L&T | WD4000101OOO | India |  |  | 0 | 0.0 |  | 0 | 0 |  | 0 | 0 | 0 | 0 |  |  | 0 | 0 | 0 |  | 0 | [5 empty] | 0 |  |  | 0 | [13 empty] | Nos | 1.0 | [10 empty] | Ringlus Electro Controls & Automation PVT LTD | [18 empty] | CGST - RNG | 9.0
[121 empty] | SGST - RNG | 9.0
| Energy meter 3P 10-60A Cl 1 DIN L&T | Energy meter 3P 10-60A Cl 1 DIN L&T | LTMTR | Nos |  | Energy meter 3P 10-60A Cl 1 DIN L&T |  | 0 | 0 | 1 | 1 | 1 | 0.0 | 0.0 | 0.0 | 0 |  |  | 0.0 | Electrical Components | Energy meter 3P 10-60A Cl 1 DIN L&T | 0 | 31-12-2099 | Material Transfer | Moving Average |  | 0.0 |  | 0 | 0 |  | 0 | 0 | 0 | 0 |  | 0 | Item Attribute | 1 | Nos | 0.0 | 0.0 | 0 | 0.0 | 0 | L&T | WD4000103OOO | India |  |  | 0 | 0.0 |  | 0 | 0 |  | 0 | 0 | 0 | 0 |  |  | 0 | 0 | 0 |  | 0 | [5 empty] | 0 |  |  | 0 | [13 empty] | Nos | 1.0 | [10 empty] | Ringlus Electro Controls & Automation PVT LTD | [18 empty] | CGST - RNG | 9.0
[121 empty] | SGST - RNG | 9.0
| Energy meter RS485 module L&T | Energy meter RS485 module L&T | LTMTR | Nos |  | Energy meter RS485 module L&T |  | 0 | 0 | 1 | 1 | 1 | 0.0 | 0.0 | 0.0 | 0 |  |  | 0.0 | Electrical Components | Energy meter RS485 module L&T | 0 | 31-12-2099 | Material Transfer | Moving Average |  | 0.0 |  | 0 | 0 |  | 0 | 0 | 0 | 0 |  | 0 | Item Attribute | 1 | Nos | 0.0 | 0.0 | 0 | 0.0 | 0 | L&T | WD400010RSOO | India |  |  | 0 | 0.0 |  | 0 | 0 |  | 0 | 0 | 0 | 0 |  |  | 0 | 0 | 0 |  | 0 | [5 empty] | 0 |  |  | 0 | [13 empty] | Nos | 1.0 | [10 empty] | Ringlus Electro Controls & Automation PVT LTD | [18 empty] | CGST - RNG | 9.0
[121 empty] | SGST - RNG | 9.0
| Energy meter Wi-Fi module L&T | Energy meter Wi-Fi module L&T | LTMTR | Nos |  | Energy meter Wi-Fi module L&T |  | 0 | 0 | 1 | 1 | 1 | 0.0 | 0.0 | 0.0 | 0 |  |  | 0.0 | Electrical Components | Energy meter Wi-Fi module L&T | 0 | 31-12-2099 | Material Transfer | Moving Average |  | 0.0 |  | 0 | 0 |  | 0 | 0 | 0 | 0 |  | 0 | Item Attribute | 1 | Nos | 0.0 | 0.0 | 0 | 0.0 | 0 | L&T | WD400010WFOO | India |  |  | 0 | 0.0 |  | 0 | 0 |  | 0 | 0 | 0 | 0 |  |  | 0 | 0 | 0 |  | 0 | [5 empty] | 0 |  |  | 0 | [13 empty] | Nos | 1.0 | [10 empty] | Ringlus Electro Controls & Automation PVT LTD | [18 empty] | CGST - RNG | 9.0
[121 empty] | SGST - RNG | 9.0
| MFM 4410 LED meter Cl 1 L&T | MFM 4410 LED meter Cl 1 L&T | LTMTR | Nos |  | MFM 4410 LED meter Cl 1 L&T |  | 0 | 0 | 1 | 1 | 1 | 0.0 | 0.0 | 0.0 | 0 |  |  | 0.0 | Electrical Components | MFM 4410 LED meter Cl 1 L&T | 0 | 31-12-2099 | Material Transfer | Moving Average |  | 0.0 |  | 0 | 0 |  | 0 | 0 | 0 | 0 |  | 0 | Item Attribute | 1 | Nos | 0.0 | 0.0 | 0 | 0.0 | 0 | L&T | WL441010OOOO | India |  |  | 0 | 0.0 |  | 0 | 0 |  | 0 | 0 | 0 | 0 |  |  | 0 | 0 | 0 |  | 0 | [5 empty] | 0 |  |  | 0 | [13 empty] | Nos | 1.0 | [10 empty] | Ringlus Electro Controls & Automation PVT LTD | [18 empty] | CGST - RNG | 9.0
[121 empty] | SGST - RNG | 9.0
| MFM 4410 LED meter Cl 1 with RS485 L&T | MFM 4410 LED meter Cl 1 with RS485 L&T | LTMTR | Nos |  | MFM 4410 LED meter Cl 1 with RS485 L&T |  | 0 | 0 | 1 | 1 | 1 | 0.0 | 0.0 | 0.0 | 0 |  |  | 0.0 | Electrical Components | MFM 4410 LED meter Cl 1 with RS485 L&T | 0 | 31-12-2099 | Material Transfer | Moving Average |  | 0.0 |  | 0 | 0 |  | 0 | 0 | 0 | 0 |  | 0 | Item Attribute | 1 | Nos | 0.0 | 0.0 | 0 | 0.0 | 0 | L&T | WL441011OOOO | India |  |  | 0 | 0.0 |  | 0 | 0 |  | 0 | 0 | 0 | 0 |  |  | 0 | 0 | 0 |  | 0 | [5 empty] | 0 |  |  | 0 | [13 empty] | Nos | 1.0 | [10 empty] | Ringlus Electro Controls & Automation PVT LTD | [18 empty] | CGST - RNG | 9.0
[121 empty] | SGST - RNG | 9.0
| MFM 4410 LCD meter Cl 1 L&T | MFM 4410 LCD meter Cl 1 L&T | LTMTR | Nos |  | MFM 4410 LCD meter Cl 1 L&T |  | 0 | 0 | 1 | 1 | 1 | 0.0 | 0.0 | 0.0 | 0 |  |  | 0.0 | Electrical Components | MFM 4410 LCD meter Cl 1 L&T | 0 | 31-12-2099 | Material Transfer | Moving Average |  | 0.0 |  | 0 | 0 |  | 0 | 0 | 0 | 0 |  | 0 | Item Attribute | 1 | Nos | 0.0 | 0.0 | 0 | 0.0 | 0 | L&T | WC441010OOOO | India |  |  | 0 | 0.0 |  | 0 | 0 |  | 0 | 0 | 0 | 0 |  |  | 0 | 0 | 0 |  | 0 | [5 empty] | 0 |  |  | 0 | [13 empty] | Nos | 1.0 | [10 empty] | Ringlus Electro Controls & Automation PVT LTD | [18 empty] | CGST - RNG | 9.0
[121 empty] | SGST - RNG | 9.0
| MFM 4410 LCD meter Cl 1 with RS485 L&T | MFM 4410 LCD meter Cl 1 with RS485 L&T | LTMTR | Nos |  | MFM 4410 LCD meter Cl 1 with RS485 L&T |  | 0 | 0 | 1 | 1 | 1 | 0.0 | 0.0 | 0.0 | 0 |  |  | 0.0 | Electrical Components | MFM 4410 LCD meter Cl 1 with RS485 L&T | 0 | 31-12-2099 | Material Transfer | Moving Average |  | 0.0 |  | 0 | 0 |  | 0 | 0 | 0 | 0 |  | 0 | Item Attribute | 1 | Nos | 0.0 | 0.0 | 0 | 0.0 | 0 | L&T | WC441011OOOO | India |  |  | 0 | 0.0 |  | 0 | 0 |  | 0 | 0 | 0 | 0 |  |  | 0 | 0 | 0 |  | 0 | [5 empty] | 0 |  |  | 0 | [13 empty] | Nos | 1.0 | [10 empty] | Ringlus Electro Controls & Automation PVT LTD | [18 empty] | CGST - RNG | 9.0
[121 empty] | SGST - RNG | 9.0
| 800A 50kA Four Pole EDO MPR In Built EFRMTX1.0G LS1NG OMEGA U POWER ACB L&T | 800A 50kA Four Pole EDO MPR In Built EFRMTX1.0G LS1NG OMEGA U POWER ACB L&T | LTUPACB | Nos |  | 800A 50kA Four Pole EDO MPR In Built EFRMTX1.0G LS1NG OMEGA U POWER ACB L&T |  | 0 | 0 | 1 | 1 | 1 | 0.0 | 0.0 | 0.0 | 0 |  |  | 0.0 | Electrical Components | 800A 50kA Four Pole EDO MPR In Built EFRMTX1.0G LS1NG OMEGA U POWER ACB L&T | 0 | 31-12-2099 | Material Transfer | Moving Average |  | 0.0 |  | 0 | 0 |  | 0 | 0 | 0 | 0 |  | 0 | Item Attribute | 1 | Nos | 0.0 | 0.0 | 0 | 0.0 | 0 | L&T | UW108NFD1280 | India |  |  | 0 | 0.0 |  | 0 | 0 |  | 0 | 0 | 0 | 0 |  |  | 0 | 0 | 0 |  | 0 | [5 empty] | 0 |  |  | 0 | [13 empty] | Nos | 1.0 | [10 empty] | Ringlus Electro Controls & Automation PVT LTD | [18 empty] | CGST - RNG | 9.0
[121 empty] | SGST - RNG | 9.0
| 800A 50kA Four Pole EDO MPR MTX 1.0 LSI OMEGA U POWER ACB L&T | 800A 50kA Four Pole EDO MPR MTX 1.0 LSI OMEGA U POWER ACB L&T | LTUPACB | Nos |  | 800A 50kA Four Pole EDO MPR MTX 1.0 LSI OMEGA U POWER ACB L&T |  | 0 | 0 | 1 | 1 | 1 | 0.0 | 0.0 | 0.0 | 0 |  |  | 0.0 | Electrical Components | 800A 50kA Four Pole EDO MPR MTX 1.0 LSI OMEGA U POWER ACB L&T | 0 | 31-12-2099 | Material Transfer | Moving Average |  | 0.0 |  | 0 | 0 |  | 0 | 0 | 0 | 0 |  | 0 | Item Attribute | 1 | Nos | 0.0 | 0.0 | 0 | 0.0 | 0 | L&T | UW108NFD1270 | India |  |  | 0 | 0.0 |  | 0 | 0 |  | 0 | 0 | 0 | 0 |  |  | 0 | 0 | 0 |  | 0 | [5 empty] | 0 |  |  | 0 | [13 empty] | Nos | 1.0 | [10 empty] | Ringlus Electro Controls & Automation PVT LTD | [18 empty] | CGST - RNG | 9.0
[121 empty] | SGST - RNG | 9.0
| 800A 50kA Three Pole EDO MPR MTX 1.0 LSI OMEGA U POWER ACB L&T | 800A 50kA Three Pole EDO MPR MTX 1.0 LSI OMEGA U POWER ACB L&T | LTUPACB | Nos |  | 800A 50kA Three Pole EDO MPR MTX 1.0 LSI OMEGA U POWER ACB L&T |  | 0 | 0 | 1 | 1 | 1 | 0.0 | 0.0 | 0.0 | 0 |  |  | 0.0 | Electrical Components | 800A 50kA Three Pole EDO MPR MTX 1.0 LSI OMEGA U POWER ACB L&T | 0 | 31-12-2099 | Material Transfer | Moving Average |  | 0.0 |  | 0 | 0 |  | 0 | 0 | 0 | 0 |  | 0 | Item Attribute | 1 | Nos | 0.0 | 0.0 | 0 | 0.0 | 0 | L&T | UW108NXD1270 | India |  |  | 0 | 0.0 |  | 0 | 0 |  | 0 | 0 | 0 | 0 |  |  | 0 | 0 | 0 |  | 0 | [5 empty] | 0 |  |  | 0 | [13 empty] | Nos | 1.0 | [10 empty] | Ringlus Electro Controls & Automation PVT LTD | [18 empty] | CGST - RNG | 9.0
[121 empty] | SGST - RNG | 9.0
| 1600A 50kA Four Pole EDO ACB W/O Protection (Bus coupler) OMEGA U POWER L&T | 1600A 50kA Four Pole EDO ACB W/O Protection (Bus coupler) OMEGA U POWER L&T | LTUPACB | Nos |  | 1600A 50kA Four Pole EDO ACB W/O Protection (Bus coupler) OMEGA U POWER L&T |  | 0 | 0 | 1 | 1 | 1 | 0.0 | 0.0 | 0.0 | 0 |  |  | 0.0 | Electrical Components | 1600A 50kA Four Pole EDO ACB W/O Protection (Bus coupler) OMEGA U POWER L&T | 0 | 31-12-2099 | Material Transfer | Moving Average |  | 0.0 |  | 0 | 0 |  | 0 | 0 | 0 | 0 |  | 0 | Item Attribute | 1 | Nos | 0.0 | 0.0 | 0 | 0.0 | 0 | L&T | UW116NFD1200 | India |  |  | 0 | 0.0 |  | 0 | 0 |  | 0 | 0 | 0 | 0 |  |  | 0 | 0 | 0 |  | 0 | [5 empty] | 0 |  |  | 0 | [13 empty] | Nos | 1.0 | [10 empty] | Ringlus Electro Controls & Automation PVT LTD | [18 empty] | CGST - RNG | 9.0
[121 empty] | SGST - RNG | 9.0
| 1250A 50KA Four Pole EDO MTX1.0 G WITH ADAPTOR OMEGA U POWER L&T | 1250A 50KA Four Pole EDO MTX1.0 G WITH ADAPTOR OMEGA U POWER L&T | LTUPACB | Nos |  | 1250A 50KA Four Pole EDO MTX1.0 G WITH ADAPTOR OMEGA U POWER L&T |  | 0 | 0 | 1 | 1 | 1 | 0.0 | 0.0 | 0.0 | 0 |  |  | 0.0 | Electrical Components | 1250A 50KA Four Pole EDO MTX1.0 G WITH ADAPTOR OMEGA U POWER L&T | 0 | 31-12-2099 | Material Transfer | Moving Average |  | 0.0 |  | 0 | 0 |  | 0 | 0 | 0 | 0 |  | 0 | Item Attribute | 1 | Nos | 0.0 | 0.0 | 0 | 0.0 | 0 | L&T | UW112NFD1280 | India |  |  | 0 | 0.0 |  | 0 | 0 |  | 0 | 0 | 0 | 0 |  |  | 0 | 0 | 0 |  | 0 | [5 empty] | 0 |  |  | 0 | [13 empty] | Nos | 1.0 | [10 empty] | Ringlus Electro Controls & Automation PVT LTD | [18 empty] | CGST - RNG | 9.0
[121 empty] | SGST - RNG | 9.0
| 1250A 50KA Three Pole MDO MTX1.G WITH ADAPTOR OMEGA U POWER L&T | 1250A 50KA Three Pole MDO MTX1.G WITH ADAPTOR OMEGA U POWER L&T | LTUPACB | Nos |  | 1250A 50KA Three Pole MDO MTX1.G WITH ADAPTOR OMEGA U POWER L&T |  | 0 | 0 | 1 | 1 | 1 | 0.0 | 0.0 | 0.0 | 0 |  |  | 0.0 | Electrical Components | 1250A 50KA Three Pole MDO MTX1.G WITH ADAPTOR OMEGA U POWER L&T | 0 | 31-12-2099 | Material Transfer | Moving Average |  | 0.0 |  | 0 | 0 |  | 0 | 0 | 0 | 0 |  | 0 | Item Attribute | 1 | Nos | 0.0 | 0.0 | 0 | 0.0 | 0 | L&T | UW112NXD1180 | India |  |  | 0 | 0.0 |  | 0 | 0 |  | 0 | 0 | 0 | 0 |  |  | 0 | 0 | 0 |  | 0 | [5 empty] | 0 |  |  | 0 | [13 empty] | Nos | 1.0 | [10 empty] | Ringlus Electro Controls & Automation PVT LTD | [18 empty] | CGST - RNG | 9.0
[121 empty] | SGST - RNG | 9.0
| 800A 50KA Three Pole EDO MTX1.0 G WITH ADAPTOR OMEGA U POWER L&T | 800A 50KA Three Pole EDO MTX1.0 G WITH ADAPTOR OMEGA U POWER L&T | LTUPACB | Nos |  | 800A 50KA Three Pole EDO MTX1.0 G WITH ADAPTOR OMEGA U POWER L&T |  | 0 | 0 | 1 | 1 | 1 | 0.0 | 0.0 | 0.0 | 0 |  |  | 0.0 | Electrical Components | 800A 50KA Three Pole EDO MTX1.0 G WITH ADAPTOR OMEGA U POWER L&T | 0 | 31-12-2099 | Material Transfer | Moving Average |  | 0.0 |  | 0 | 0 |  | 0 | 0 | 0 | 0 |  | 0 | Item Attribute | 1 | Nos | 0.0 | 0.0 | 0 | 0.0 | 0 | L&T | UW108NXD1280 | India |  |  | 0 | 0.0 |  | 0 | 0 |  | 0 | 0 | 0 | 0 |  |  | 0 | 0 | 0 |  | 0 | [5 empty] | 0 |  |  | 0 | [13 empty] | Nos | 1.0 | [10 empty] | Ringlus Electro Controls & Automation PVT LTD | [18 empty] | CGST - RNG | 9.0
[121 empty] | SGST - RNG | 9.0
| Bowden cable Between 2 incomers OMEGA U POWER L&T | Bowden cable Between 2 incomers OMEGA U POWER L&T | LTUPACB | Nos |  | Bowden cable Between 2 incomers OMEGA U POWER L&T |  | 0 | 0 | 1 | 1 | 1 | 0.0 | 0.0 | 0.0 | 0 |  |  | 0.0 | Electrical Components | Bowden cable Between 2 incomers OMEGA U POWER L&T | 0 | 31-12-2099 | Material Transfer | Moving Average |  | 0.0 |  | 0 | 0 |  | 0 | 0 | 0 | 0 |  | 0 | Item Attribute | 1 | Nos | 0.0 | 0.0 | 0 | 0.0 | 0 | L&T | CL90663OOOO | India |  |  | 0 | 0.0 |  | 0 | 0 |  | 0 | 0 | 0 | 0 |  |  | 0 | 0 | 0 |  | 0 | [5 empty] | 0 |  |  | 0 | [13 empty] | Nos | 1.0 | [10 empty] | Ringlus Electro Controls & Automation PVT LTD | [18 empty] | CGST - RNG | 9.0
[121 empty] | SGST - RNG | 9.0
| Instantaneous Earth Fault Relay SC14S L&T | Instantaneous Earth Fault Relay SC14S L&T | LTRL | Nos |  | Instantaneous Earth Fault Relay SC14S L&T |  | 0 | 0 | 1 | 1 | 1 | 0.0 | 0.0 | 0.0 | 0 |  |  | 0.0 | Electrical Components | Instantaneous Earth Fault Relay SC14S L&T | 0 | 31-12-2099 | Material Transfer | Moving Average |  | 0.0 |  | 0 | 0 |  | 0 | 0 | 0 | 0 |  | 0 | Item Attribute | 1 | Nos | 0.0 | 0.0 | 0 | 0.0 | 0 | L&T | SC14S | India |  |  | 0 | 0.0 |  | 0 | 0 |  | 0 | 0 | 0 | 0 |  |  | 0 | 0 | 0 |  | 0 | [5 empty] | 0 |  |  | 0 | [13 empty] | Nos | 1.0 | [10 empty] | Ringlus Electro Controls & Automation PVT LTD | [18 empty] | CGST - RNG | 9.0
[121 empty] | SGST - RNG | 9.0
| Over Voltage/Under Voltage Relay MV12A L&T | Over Voltage/Under Voltage Relay MV12A L&T | LTRL | Nos |  | Over Voltage/Under Voltage Relay MV12A L&T |  | 0 | 0 | 1 | 1 | 1 | 0.0 | 0.0 | 0.0 | 0 |  |  | 0.0 | Electrical Components | Over Voltage/Under Voltage Relay MV12A L&T | 0 | 31-12-2099 | Material Transfer | Moving Average |  | 0.0 |  | 0 | 0 |  | 0 | 0 | 0 | 0 |  | 0 | Item Attribute | 1 | Nos | 0.0 | 0.0 | 0 | 0.0 | 0 | L&T | MV12AB00X00 | India |  |  | 0 | 0.0 |  | 0 | 0 |  | 0 | 0 | 0 | 0 |  |  | 0 | 0 | 0 |  | 0 | [5 empty] | 0 |  |  | 0 | [13 empty] | Nos | 1.0 | [10 empty] | Ringlus Electro Controls & Automation PVT LTD | [18 empty] | CGST - RNG | 9.0
[121 empty] | SGST - RNG | 9.0
| AMF Relay EC2 C&S | AMF Relay EC2 C&S | CSM | Nos |  | AMF Relay EC2 C&S |  | 0 | 0 | 1 | 1 | 1 | 0.0 | 0.0 | 0.0 | 0 |  |  | 0.0 | Electrical Components | AMF Relay EC2 C&S | 0 | 31-12-2099 | Material Transfer | Moving Average |  | 0.0 |  | 0 | 0 |  | 0 | 0 | 0 | 0 |  | 0 | Item Attribute | 1 | Nos | 0.0 | 0.0 | 0 | 0.0 | 0 | C&S |  | India |  |  | 0 | 0.0 |  | 0 | 0 |  | 0 | 0 | 0 | 0 |  |  | 0 | 0 | 0 |  | 0 | [5 empty] | 0 |  |  | 0 | [13 empty] | Nos | 1.0 | [10 empty] | Ringlus Electro Controls & Automation PVT LTD | [18 empty] | CGST - RNG | 9.0
[121 empty] | SGST - RNG | 9.0
| AMF Relay ECRXAV2 C&S | AMF Relay ECRXAV2 C&S | CSM | Nos |  | AMF Relay ECRXAV2 C&S |  | 0 | 0 | 1 | 1 | 1 | 0.0 | 0.0 | 0.0 | 0 |  |  | 0.0 | Electrical Components | AMF Relay ECRXAV2 C&S | 0 | 31-12-2099 | Material Transfer | Moving Average |  | 0.0 |  | 0 | 0 |  | 0 | 0 | 0 | 0 |  | 0 | Item Attribute | 1 | Nos | 0.0 | 0.0 | 0 | 0.0 | 0 | C&S |  | India |  |  | 0 | 0.0 |  | 0 | 0 |  | 0 | 0 | 0 | 0 |  |  | 0 | 0 | 0 |  | 0 | [5 empty] | 0 |  |  | 0 | [13 empty] | Nos | 1.0 | [10 empty] | Ringlus Electro Controls & Automation PVT LTD | [18 empty] | CGST - RNG | 9.0
[121 empty] | SGST - RNG | 9.0
| AMF Relay E-GEN+ C&S | AMF Relay E-GEN+ C&S | CSM | Nos |  | AMF Relay E-GEN+ C&S |  | 0 | 0 | 1 | 1 | 1 | 0.0 | 0.0 | 0.0 | 0 |  |  | 0.0 | Electrical Components | AMF Relay E-GEN+ C&S | 0 | 31-12-2099 | Material Transfer | Moving Average |  | 0.0 |  | 0 | 0 |  | 0 | 0 | 0 | 0 |  | 0 | Item Attribute | 1 | Nos | 0.0 | 0.0 | 0 | 0.0 | 0 | C&S |  | India |  |  | 0 | 0.0 |  | 0 | 0 |  | 0 | 0 | 0 | 0 |  |  | 0 | 0 | 0 |  | 0 | [5 empty] | 0 |  |  | 0 | [13 empty] | Nos | 1.0 | [10 empty] | Ringlus Electro Controls & Automation PVT LTD | [18 empty] | CGST - RNG | 9.0
[121 empty] | SGST - RNG | 9.0
| AMF Relay Comap | AMF Relay Comap | CSM | Nos |  | AMF Relay Comap |  | 0 | 0 | 1 | 1 | 1 | 0.0 | 0.0 | 0.0 | 0 |  |  | 0.0 | Electrical Components | AMF Relay Comap | 0 | 31-12-2099 | Material Transfer | Moving Average |  | 0.0 |  | 0 | 0 |  | 0 | 0 | 0 | 0 |  | 0 | Item Attribute | 1 | Nos | 0.0 | 0.0 | 0 | 0.0 | 0 | Comap |  | India |  |  | 0 | 0.0 |  | 0 | 0 |  | 0 | 0 | 0 | 0 |  |  | 0 | 0 | 0 |  | 0 | [5 empty] | 0 |  |  | 0 | [13 empty] | Nos | 1.0 | [10 empty] | Ringlus Electro Controls & Automation PVT LTD | [18 empty] | CGST - RNG | 9.0
[121 empty] | SGST - RNG | 9.0
| 32A TP ACCL Elmeasure | 32A TP ACCL Elmeasure | ACCL | Nos |  | 32A TP ACCL Elmeasure |  | 0 | 0 | 1 | 1 | 1 | 0.0 | 0.0 | 0.0 | 0 |  |  | 0.0 | Electrical Components | 32A TP ACCL Elmeasure | 0 | 31-12-2099 | Material Transfer | Moving Average |  | 0.0 |  | 0 | 0 |  | 0 | 0 | 0 | 0 |  | 0 | Item Attribute | 1 | Nos | 0.0 | 0.0 | 0 | 0.0 | 0 | Elmeasure |  | India |  |  | 0 | 0.0 |  | 0 | 0 |  | 0 | 0 | 0 | 0 |  |  | 0 | 0 | 0 |  | 0 | [5 empty] | 0 |  |  | 0 | [13 empty] | Nos | 1.0 | [10 empty] | Ringlus Electro Controls & Automation PVT LTD | [18 empty] | CGST - RNG | 9.0
[121 empty] | SGST - RNG | 9.0
| 40A TP ACCL Elmeasure | 40A TP ACCL Elmeasure | ACCL | Nos |  | 40A TP ACCL Elmeasure |  | 0 | 0 | 1 | 1 | 1 | 0.0 | 0.0 | 0.0 | 0 |  |  | 0.0 | Electrical Components | 40A TP ACCL Elmeasure | 0 | 31-12-2099 | Material Transfer | Moving Average |  | 0.0 |  | 0 | 0 |  | 0 | 0 | 0 | 0 |  | 0 | Item Attribute | 1 | Nos | 0.0 | 0.0 | 0 | 0.0 | 0 | Elmeasure |  | India |  |  | 0 | 0.0 |  | 0 | 0 |  | 0 | 0 | 0 | 0 |  |  | 0 | 0 | 0 |  | 0 | [5 empty] | 0 |  |  | 0 | [13 empty] | Nos | 1.0 | [10 empty] | Ringlus Electro Controls & Automation PVT LTD | [18 empty] | CGST - RNG | 9.0
[121 empty] | SGST - RNG | 9.0
| 63A TP ACCL Elmeasure | 63A TP ACCL Elmeasure | ACCL | Nos |  | 63A TP ACCL Elmeasure |  | 0 | 0 | 1 | 1 | 1 | 0.0 | 0.0 | 0.0 | 0 |  |  | 0.0 | Electrical Components | 63A TP ACCL Elmeasure | 0 | 31-12-2099 | Material Transfer | Moving Average |  | 0.0 |  | 0 | 0 |  | 0 | 0 | 0 | 0 |  | 0 | Item Attribute | 1 | Nos | 0.0 | 0.0 | 0 | 0.0 | 0 | Elmeasure |  | India |  |  | 0 | 0.0 |  | 0 | 0 |  | 0 | 0 | 0 | 0 |  |  | 0 | 0 | 0 |  | 0 | [5 empty] | 0 |  |  | 0 | [13 empty] | Nos | 1.0 | [10 empty] | Ringlus Electro Controls & Automation PVT LTD | [18 empty] | CGST - RNG | 9.0
[121 empty] | SGST - RNG | 9.0
| 80A TP ACCL Elmeasure | 80A TP ACCL Elmeasure | ACCL | Nos |  | 80A TP ACCL Elmeasure |  | 0 | 0 | 1 | 1 | 1 | 0.0 | 0.0 | 0.0 | 0 |  |  | 0.0 | Electrical Components | 80A TP ACCL Elmeasure | 0 | 31-12-2099 | Material Transfer | Moving Average |  | 0.0 |  | 0 | 0 |  | 0 | 0 | 0 | 0 |  | 0 | Item Attribute | 1 | Nos | 0.0 | 0.0 | 0 | 0.0 | 0 | Elmeasure |  | India |  |  | 0 | 0.0 |  | 0 | 0 |  | 0 | 0 | 0 | 0 |  |  | 0 | 0 | 0 |  | 0 | [5 empty] | 0 |  |  | 0 | [13 empty] | Nos | 1.0 | [10 empty] | Ringlus Electro Controls & Automation PVT LTD | [18 empty] | CGST - RNG | 9.0
[121 empty] | SGST - RNG | 9.0
| 100A TP ACCL Elmeasure | 100A TP ACCL Elmeasure | ACCL | Nos |  | 100A TP ACCL Elmeasure |  | 0 | 0 | 1 | 1 | 1 | 0.0 | 0.0 | 0.0 | 0 |  |  | 0.0 | Electrical Components | 100A TP ACCL Elmeasure | 0 | 31-12-2099 | Material Transfer | Moving Average |  | 0.0 |  | 0 | 0 |  | 0 | 0 | 0 | 0 |  | 0 | Item Attribute | 1 | Nos | 0.0 | 0.0 | 0 | 0.0 | 0 | Elmeasure |  | India |  |  | 0 | 0.0 |  | 0 | 0 |  | 0 | 0 | 0 | 0 |  |  | 0 | 0 | 0 |  | 0 | [5 empty] | 0 |  |  | 0 | [13 empty] | Nos | 1.0 | [10 empty] | Ringlus Electro Controls & Automation PVT LTD | [18 empty] | CGST - RNG | 9.0
[121 empty] | SGST - RNG | 9.0
| 125A TP ACCL Elmeasure | 125A TP ACCL Elmeasure | ACCL | Nos |  | 125A TP ACCL Elmeasure |  | 0 | 0 | 1 | 1 | 1 | 0.0 | 0.0 | 0.0 | 0 |  |  | 0.0 | Electrical Components | 125A TP ACCL Elmeasure | 0 | 31-12-2099 | Material Transfer | Moving Average |  | 0.0 |  | 0 | 0 |  | 0 | 0 | 0 | 0 |  | 0 | Item Attribute | 1 | Nos | 0.0 | 0.0 | 0 | 0.0 | 0 | Elmeasure |  | India |  |  | 0 | 0.0 |  | 0 | 0 |  | 0 | 0 | 0 | 0 |  |  | 0 | 0 | 0 |  | 0 | [5 empty] | 0 |  |  | 0 | [13 empty] | Nos | 1.0 | [10 empty] | Ringlus Electro Controls & Automation PVT LTD | [18 empty] | CGST - RNG | 9.0
[121 empty] | SGST - RNG | 9.0
| 32A SP ACCL Elmeasure | 32A SP ACCL Elmeasure | ACCL | Nos |  | 32A SP ACCL Elmeasure |  | 0 | 0 | 1 | 1 | 1 | 0.0 | 0.0 | 0.0 | 0 |  |  | 0.0 | Electrical Components | 32A SP ACCL Elmeasure | 0 | 31-12-2099 | Material Transfer | Moving Average |  | 0.0 |  | 0 | 0 |  | 0 | 0 | 0 | 0 |  | 0 | Item Attribute | 1 | Nos | 0.0 | 0.0 | 0 | 0.0 | 0 | Elmeasure |  | India |  |  | 0 | 0.0 |  | 0 | 0 |  | 0 | 0 | 0 | 0 |  |  | 0 | 0 | 0 |  | 0 | [5 empty] | 0 |  |  | 0 | [13 empty] | Nos | 1.0 | [10 empty] | Ringlus Electro Controls & Automation PVT LTD | [18 empty] | CGST - RNG | 9.0
[121 empty] | SGST - RNG | 9.0
| 32A SP ACCL with Power load Elmeasure | 32A SP ACCL with Power load Elmeasure | ACCL | Nos |  | 32A SP ACCL with Power load Elmeasure |  | 0 | 0 | 1 | 1 | 1 | 0.0 | 0.0 | 0.0 | 0 |  |  | 0.0 | Electrical Components | 32A SP ACCL with Power load Elmeasure | 0 | 31-12-2099 | Material Transfer | Moving Average |  | 0.0 |  | 0 | 0 |  | 0 | 0 | 0 | 0 |  | 0 | Item Attribute | 1 | Nos | 0.0 | 0.0 | 0 | 0.0 | 0 | Elmeasure |  | India |  |  | 0 | 0.0 |  | 0 | 0 |  | 0 | 0 | 0 | 0 |  |  | 0 | 0 | 0 |  | 0 | [5 empty] | 0 |  |  | 0 | [13 empty] | Nos | 1.0 | [10 empty] | Ringlus Electro Controls & Automation PVT LTD | [18 empty] | CGST - RNG | 9.0
[121 empty] | SGST - RNG | 9.0
| Earth leackage Relay with CBCT Elmeasure | Earth leackage Relay with CBCT Elmeasure | CSM | Nos |  | Earth leackage Relay with CBCT Elmeasure |  | 0 | 0 | 1 | 1 | 1 | 0.0 | 0.0 | 0.0 | 0 |  |  | 0.0 | Electrical Components | Earth leackage Relay with CBCT Elmeasure | 0 | 31-12-2099 | Material Transfer | Moving Average |  | 0.0 |  | 0 | 0 |  | 0 | 0 | 0 | 0 |  | 0 | Item Attribute | 1 | Nos | 0.0 | 0.0 | 0 | 0.0 | 0 | Elmeasure |  | India |  |  | 0 | 0.0 |  | 0 | 0 |  | 0 | 0 | 0 | 0 |  |  | 0 | 0 | 0 |  | 0 | [5 empty] | 0 |  |  | 0 | [13 empty] | Nos | 1.0 | [10 empty] | Ringlus Electro Controls & Automation PVT LTD | [18 empty] | CGST - RNG | 9.0
[121 empty] | SGST - RNG | 9.0
| RS485 Module ACCL Elmeasure | RS485 Module ACCL Elmeasure | CSM | Nos |  | RS485 Module ACCL Elmeasure |  | 0 | 0 | 1 | 1 | 1 | 0.0 | 0.0 | 0.0 | 0 |  |  | 0.0 | Electrical Components | RS485 Module ACCL Elmeasure | 0 | 31-12-2099 | Material Transfer | Moving Average |  | 0.0 |  | 0 | 0 |  | 0 | 0 | 0 | 0 |  | 0 | Item Attribute | 1 | Nos | 0.0 | 0.0 | 0 | 0.0 | 0 | Elmeasure |  | India |  |  | 0 | 0.0 |  | 0 | 0 |  | 0 | 0 | 0 | 0 |  |  | 0 | 0 | 0 |  | 0 | [5 empty] | 0 |  |  | 0 | [13 empty] | Nos | 1.0 | [10 empty] | Ringlus Electro Controls & Automation PVT LTD | [18 empty] | CGST - RNG | 9.0
[121 empty] | SGST - RNG | 9.0
| 230V AC Hooter | 230V AC Hooter | CSM | Nos |  | 230V AC Hooter |  | 0 | 0 | 1 | 1 | 1 | 0.0 | 0.0 | 0.0 | 0 |  |  | 0.0 | Electrical Components | 230V AC Hooter | 0 | 31-12-2099 | Material Transfer | Moving Average |  | 0.0 |  | 0 | 0 |  | 0 | 0 | 0 | 0 |  | 0 | Item Attribute | 1 | Nos | 0.0 | 0.0 | 0 | 0.0 | 0 |  |  | India |  |  | 0 | 0.0 |  | 0 | 0 |  | 0 | 0 | 0 | 0 |  |  | 0 | 0 | 0 |  | 0 | [5 empty] | 0 |  |  | 0 | [13 empty] | Nos | 1.0 | [10 empty] | Ringlus Electro Controls & Automation PVT LTD | [18 empty] | CGST - RNG | 9.0
[121 empty] | SGST - RNG | 9.0
| 24V DC Hooter | 24V DC Hooter | CSM | Nos |  | 24V DC Hooter |  | 0 | 0 | 1 | 1 | 1 | 0.0 | 0.0 | 0.0 | 0 |  |  | 0.0 | Electrical Components | 24V DC Hooter | 0 | 31-12-2099 | Material Transfer | Moving Average |  | 0.0 |  | 0 | 0 |  | 0 | 0 | 0 | 0 |  | 0 | Item Attribute | 1 | Nos | 0.0 | 0.0 | 0 | 0.0 | 0 |  |  | India |  |  | 0 | 0.0 |  | 0 | 0 |  | 0 | 0 | 0 | 0 |  |  | 0 | 0 | 0 |  | 0 | [5 empty] | 0 |  |  | 0 | [13 empty] | Nos | 1.0 | [10 empty] | Ringlus Electro Controls & Automation PVT LTD | [18 empty] | CGST - RNG | 9.0
[121 empty] | SGST - RNG | 9.0
| Single Phase Priventor With Timer GIC | Single Phase Priventor With Timer GIC | CSM | Nos |  | Single Phase Priventor With Timer GIC |  | 0 | 0 | 1 | 1 | 1 | 0.0 | 0.0 | 0.0 | 0 |  |  | 0.0 | Electrical Components | Single Phase Priventor With Timer GIC | 0 | 31-12-2099 | Material Transfer | Moving Average |  | 0.0 |  | 0 | 0 |  | 0 | 0 | 0 | 0 |  | 0 | Item Attribute | 1 | Nos | 0.0 | 0.0 | 0 | 0.0 | 0 | L&T |  | India |  |  | 0 | 0.0 |  | 0 | 0 |  | 0 | 0 | 0 | 0 |  |  | 0 | 0 | 0 |  | 0 | [5 empty] | 0 |  |  | 0 | [13 empty] | Nos | 1.0 | [10 empty] | Ringlus Electro Controls & Automation PVT LTD | [18 empty] | CGST - RNG | 9.0
[121 empty] | SGST - RNG | 9.0
| Single Phase Priventor GIC | Single Phase Priventor GIC | CSM | Nos |  | Single Phase Priventor GIC |  | 0 | 0 | 1 | 1 | 1 | 0.0 | 0.0 | 0.0 | 0 |  |  | 0.0 | Electrical Components | Single Phase Priventor GIC | 0 | 31-12-2099 | Material Transfer | Moving Average |  | 0.0 |  | 0 | 0 |  | 0 | 0 | 0 | 0 |  | 0 | Item Attribute | 1 | Nos | 0.0 | 0.0 | 0 | 0.0 | 0 | L&T |  | India |  |  | 0 | 0.0 |  | 0 | 0 |  | 0 | 0 | 0 | 0 |  |  | 0 | 0 | 0 |  | 0 | [5 empty] | 0 |  |  | 0 | [13 empty] | Nos | 1.0 | [10 empty] | Ringlus Electro Controls & Automation PVT LTD | [18 empty] | CGST - RNG | 9.0
[121 empty] | SGST - RNG | 9.0
| 630A 50kA Four Pole EDO MPR MTX 1.0 LSI OMEGA U POWER ACB L&T | 630A 50kA Four Pole EDO MPR MTX 1.0 LSI OMEGA U POWER ACB L&T | LTUPACB | Nos |  | 630A 50kA Four Pole EDO MPR MTX 1.0 LSI OMEGA U POWER ACB L&T |  | 0 | 0 | 1 | 1 | 1 | 0.0 | 0.0 | 0.0 | 0 |  |  | 0.0 | Electrical Components | 630A 50kA Four Pole EDO MPR MTX 1.0 LSI OMEGA U POWER ACB L&T | 0 | 31-12-2099 | Material Transfer | Moving Average |  | 0.0 |  | 0 | 0 |  | 0 | 0 | 0 | 0 |  | 0 | Item Attribute | 1 | Nos | 0.0 | 0.0 | 0 | 0.0 | 0 | L&T |  | India |  |  | 0 | 0.0 |  | 0 | 0 |  | 0 | 0 | 0 | 0 |  |  | 0 | 0 | 0 |  | 0 | [5 empty] | 0 |  |  | 0 | [13 empty] | Nos | 1.0 | [10 empty] | Ringlus Electro Controls & Automation PVT LTD | [18 empty] | CGST - RNG | 9.0
[121 empty] | SGST - RNG | 9.0
| 1000A 50kA Four Pole EDO MPR MTX 1.0 LSI OMEGA U POWER ACB L&T | 1000A 50kA Four Pole EDO MPR MTX 1.0 LSI OMEGA U POWER ACB L&T | LTUPACB | Nos |  | 1000A 50kA Four Pole EDO MPR MTX 1.0 LSI OMEGA U POWER ACB L&T |  | 0 | 0 | 1 | 1 | 1 | 0.0 | 0.0 | 0.0 | 0 |  |  | 0.0 | Electrical Components | 1000A 50kA Four Pole EDO MPR MTX 1.0 LSI OMEGA U POWER ACB L&T | 0 | 31-12-2099 | Material Transfer | Moving Average |  | 0.0 |  | 0 | 0 |  | 0 | 0 | 0 | 0 |  | 0 | Item Attribute | 1 | Nos | 0.0 | 0.0 | 0 | 0.0 | 0 | L&T |  | India |  |  | 0 | 0.0 |  | 0 | 0 |  | 0 | 0 | 0 | 0 |  |  | 0 | 0 | 0 |  | 0 | [5 empty] | 0 |  |  | 0 | [13 empty] | Nos | 1.0 | [10 empty] | Ringlus Electro Controls & Automation PVT LTD | [18 empty] | CGST - RNG | 9.0
[121 empty] | SGST - RNG | 9.0
| 1000A 50kA Four Pole EDO Without protection B/C LSI OMEGA U POWER ACB L&T | 1000A 50kA Four Pole EDO Without protection B/C LSI OMEGA U POWER ACB L&T | LTUPACB | Nos |  | 1000A 50kA Four Pole EDO Without protection B/C LSI OMEGA U POWER ACB L&T |  | 0 | 0 | 1 | 1 | 1 | 0.0 | 0.0 | 0.0 | 0 |  |  | 0.0 | Electrical Components | 1000A 50kA Four Pole EDO Without protection B/C LSI OMEGA U POWER ACB L&T | 0 | 31-12-2099 | Material Transfer | Moving Average |  | 0.0 |  | 0 | 0 |  | 0 | 0 | 0 | 0 |  | 0 | Item Attribute | 1 | Nos | 0.0 | 0.0 | 0 | 0.0 | 0 | L&T |  | India |  |  | 0 | 0.0 |  | 0 | 0 |  | 0 | 0 | 0 | 0 |  |  | 0 | 0 | 0 |  | 0 | [5 empty] | 0 |  |  | 0 | [13 empty] | Nos | 1.0 | [10 empty] | Ringlus Electro Controls & Automation PVT LTD | [18 empty] | CGST - RNG | 9.0
[121 empty] | SGST - RNG | 9.0
| Adapter for OMEGA 400A-2000 A U POWER ACB L&T | Adapter for OMEGA 400A-2000 A U POWER ACB L&T | LTUPACB | Nos |  | Adapter for OMEGA 400A-2000 A U POWER ACB L&T |  | 0 | 0 | 1 | 1 | 1 | 0.0 | 0.0 | 0.0 | 0 |  |  | 0.0 | Electrical Components | Adapter for OMEGA 400A-2000 A U POWER ACB L&T | 0 | 31-12-2099 | Material Transfer | Moving Average |  | 0.0 |  | 0 | 0 |  | 0 | 0 | 0 | 0 |  | 0 | Item Attribute | 1 | Nos | 0.0 | 0.0 | 0 | 0.0 | 0 | L&T |  | India |  |  | 0 | 0.0 |  | 0 | 0 |  | 0 | 0 | 0 | 0 |  |  | 0 | 0 | 0 |  | 0 | [5 empty] | 0 |  |  | 0 | [13 empty] | Nos | 1.0 | [10 empty] | Ringlus Electro Controls & Automation PVT LTD | [18 empty] | CGST - RNG | 9.0
[121 empty] | SGST - RNG | 9.0
| Shunt Release Type U-POWER ACB L&T | Shunt Release Type U-POWER ACB L&T | LTCPACB | Nos |  | Shunt Release Type U-POWER ACB L&T |  | 0 | 0 | 1 | 1 | 1 | 0.0 | 0.0 | 0.0 | 0 |  |  | 0.0 | Electrical Components | Shunt Release Type U-POWER ACB L&T | 0 | 31-12-2099 | Material Transfer | Moving Average |  | 0.0 |  | 0 | 0 |  | 0 | 0 | 0 | 0 |  | 0 | Item Attribute | 1 | Nos | 0.0 | 0.0 | 0 | 0.0 | 0 | L&T |  | India |  |  | 0 | 0.0 |  | 0 | 0 |  | 0 | 0 | 0 | 0 |  |  | 0 | 0 | 0 |  | 0 | [5 empty] | 0 |  |  | 0 | [13 empty] | Nos | 1.0 | [10 empty] | Ringlus Electro Controls & Automation PVT LTD | [18 empty] | CGST - RNG | 9.0
[121 empty] | SGST - RNG | 9.0
| Under Voltage Release Type U-POWER ACB L&T | Under Voltage Release Type U-POWER ACB L&T | LTCPACB | Nos |  | Under Voltage Release Type U-POWER ACB L&T |  | 0 | 0 | 1 | 1 | 1 | 0.0 | 0.0 | 0.0 | 0 |  |  | 0.0 | Electrical Components | Under Voltage Release Type U-POWER ACB L&T | 0 | 31-12-2099 | Material Transfer | Moving Average |  | 0.0 |  | 0 | 0 |  | 0 | 0 | 0 | 0 |  | 0 | Item Attribute | 1 | Nos | 0.0 | 0.0 | 0 | 0.0 | 0 | L&T |  | India |  |  | 0 | 0.0 |  | 0 | 0 |  | 0 | 0 | 0 | 0 |  |  | 0 | 0 | 0 |  | 0 | [5 empty] | 0 |  |  | 0 | [13 empty] | Nos | 1.0 | [10 empty] | Ringlus Electro Controls & Automation PVT LTD | [18 empty] | CGST - RNG | 9.0
[121 empty] | SGST - RNG | 9.0
| Shunt Release Type C-POWER ACB L&T | Shunt Release Type C-POWER ACB L&T | LTCPACB | Nos |  | Shunt Release Type C-POWER ACB L&T |  | 0 | 0 | 1 | 1 | 1 | 0.0 | 0.0 | 0.0 | 0 |  |  | 0.0 | Electrical Components | Shunt Release Type C-POWER ACB L&T | 0 | 31-12-2099 | Material Transfer | Moving Average |  | 0.0 |  | 0 | 0 |  | 0 | 0 | 0 | 0 |  | 0 | Item Attribute | 1 | Nos | 0.0 | 0.0 | 0 | 0.0 | 0 | L&T |  | India |  |  | 0 | 0.0 |  | 0 | 0 |  | 0 | 0 | 0 | 0 |  |  | 0 | 0 | 0 |  | 0 | [5 empty] | 0 |  |  | 0 | [13 empty] | Nos | 1.0 | [10 empty] | Ringlus Electro Controls & Automation PVT LTD | [18 empty] | CGST - RNG | 9.0
[121 empty] | SGST - RNG | 9.0
| Under Voltage Release Type C-POWER ACB L&T | Under Voltage Release Type C-POWER ACB L&T | LTCPACB | Nos |  | Under Voltage Release Type C-POWER ACB L&T |  | 0 | 0 | 1 | 1 | 1 | 0.0 | 0.0 | 0.0 | 0 |  |  | 0.0 | Electrical Components | Under Voltage Release Type C-POWER ACB L&T | 0 | 31-12-2099 | Material Transfer | Moving Average |  | 0.0 |  | 0 | 0 |  | 0 | 0 | 0 | 0 |  | 0 | Item Attribute | 1 | Nos | 0.0 | 0.0 | 0 | 0.0 | 0 | L&T |  | India |  |  | 0 | 0.0 |  | 0 | 0 |  | 0 | 0 | 0 | 0 |  |  | 0 | 0 | 0 |  | 0 | [5 empty] | 0 |  |  | 0 | [13 empty] | Nos | 1.0 | [10 empty] | Ringlus Electro Controls & Automation PVT LTD | [18 empty] | CGST - RNG | 9.0
[121 empty] | SGST - RNG | 9.0
| 32A 2P Isolator L&T SK90418OOOO | 32A 2P Isolator L&T SK90418OOOO | LTSFU | Nos |  | 32A 2P Isolator L&T SK90418OOOO |  | 0 | 0 | 1 | 1 | 1 | 0.0 | 0.0 | 0.0 | 0 |  |  | 0.0 | Electrical Components | 32A 2P Isolator L&T SK90418OOOO | 0 | 31-12-2099 | Material Transfer | Moving Average |  | 0.0 |  | 0 | 0 |  | 0 | 0 | 0 | 0 |  | 0 | Item Attribute | 1 | Nos | 0.0 | 0.0 | 0 | 0.0 | 0 | L&T |  | India |  |  | 0 | 0.0 |  | 0 | 0 |  | 0 | 0 | 0 | 0 |  |  | 0 | 0 | 0 |  | 0 | [5 empty] | 0 |  |  | 0 | [13 empty] | Nos | 1.0 | [10 empty] | Ringlus Electro Controls & Automation PVT LTD | [18 empty] | CGST - RNG | 9.0
[121 empty] | SGST - RNG | 9.0
| 63A 2P Isolator L&T SK90419OOOO | 63A 2P Isolator L&T SK90419OOOO | LTSFU | Nos |  | 63A 2P Isolator L&T SK90419OOOO |  | 0 | 0 | 1 | 1 | 1 | 0.0 | 0.0 | 0.0 | 0 |  |  | 0.0 | Electrical Components | 63A 2P Isolator L&T SK90419OOOO | 0 | 31-12-2099 | Material Transfer | Moving Average |  | 0.0 |  | 0 | 0 |  | 0 | 0 | 0 | 0 |  | 0 | Item Attribute | 1 | Nos | 0.0 | 0.0 | 0 | 0.0 | 0 | L&T |  | India |  |  | 0 | 0.0 |  | 0 | 0 |  | 0 | 0 | 0 | 0 |  |  | 0 | 0 | 0 |  | 0 | [5 empty] | 0 |  |  | 0 | [13 empty] | Nos | 1.0 | [10 empty] | Ringlus Electro Controls & Automation PVT LTD | [18 empty] | CGST - RNG | 9.0
[121 empty] | SGST - RNG | 9.0
| 100A 2P Isolator L&T SK90420OOOO | 100A 2P Isolator L&T SK90420OOOO | LTSFU | Nos |  | 100A 2P Isolator L&T SK90420OOOO |  | 0 | 0 | 1 | 1 | 1 | 0.0 | 0.0 | 0.0 | 0 |  |  | 0.0 | Electrical Components | 100A 2P Isolator L&T SK90420OOOO | 0 | 31-12-2099 | Material Transfer | Moving Average |  | 0.0 |  | 0 | 0 |  | 0 | 0 | 0 | 0 |  | 0 | Item Attribute | 1 | Nos | 0.0 | 0.0 | 0 | 0.0 | 0 | L&T |  | India |  |  | 0 | 0.0 |  | 0 | 0 |  | 0 | 0 | 0 | 0 |  |  | 0 | 0 | 0 |  | 0 | [5 empty] | 0 |  |  | 0 | [13 empty] | Nos | 1.0 | [10 empty] | Ringlus Electro Controls & Automation PVT LTD | [18 empty] | CGST - RNG | 9.0
[121 empty] | SGST - RNG | 9.0
| 125A 2P Isolator L&T SK90421OOOO | 125A 2P Isolator L&T SK90421OOOO | LTSFU | Nos |  | 125A 2P Isolator L&T SK90421OOOO |  | 0 | 0 | 1 | 1 | 1 | 0.0 | 0.0 | 0.0 | 0 |  |  | 0.0 | Electrical Components | 125A 2P Isolator L&T SK90421OOOO | 0 | 31-12-2099 | Material Transfer | Moving Average |  | 0.0 |  | 0 | 0 |  | 0 | 0 | 0 | 0 |  | 0 | Item Attribute | 1 | Nos | 0.0 | 0.0 | 0 | 0.0 | 0 | L&T |  | India |  |  | 0 | 0.0 |  | 0 | 0 |  | 0 | 0 | 0 | 0 |  |  | 0 | 0 | 0 |  | 0 | [5 empty] | 0 |  |  | 0 | [13 empty] | Nos | 1.0 | [10 empty] | Ringlus Electro Controls & Automation PVT LTD | [18 empty] | CGST - RNG | 9.0
[121 empty] | SGST - RNG | 9.0
| 200A 2P Isolator L&T SK90450OOOO | 200A 2P Isolator L&T SK90450OOOO | LTSFU | Nos |  | 200A 2P Isolator L&T SK90450OOOO |  | 0 | 0 | 1 | 1 | 1 | 0.0 | 0.0 | 0.0 | 0 |  |  | 0.0 | Electrical Components | 200A 2P Isolator L&T SK90450OOOO | 0 | 31-12-2099 | Material Transfer | Moving Average |  | 0.0 |  | 0 | 0 |  | 0 | 0 | 0 | 0 |  | 0 | Item Attribute | 1 | Nos | 0.0 | 0.0 | 0 | 0.0 | 0 | L&T |  | India |  |  | 0 | 0.0 |  | 0 | 0 |  | 0 | 0 | 0 | 0 |  |  | 0 | 0 | 0 |  | 0 | [5 empty] | 0 |  |  | 0 | [13 empty] | Nos | 1.0 | [10 empty] | Ringlus Electro Controls & Automation PVT LTD | [18 empty] | CGST - RNG | 9.0
[121 empty] | SGST - RNG | 9.0
| 250A 2P Isolator L&T SK90454OOOO | 250A 2P Isolator L&T SK90454OOOO | LTSFU | Nos |  | 250A 2P Isolator L&T SK90454OOOO |  | 0 | 0 | 1 | 1 | 1 | 0.0 | 0.0 | 0.0 | 0 |  |  | 0.0 | Electrical Components | 250A 2P Isolator L&T SK90454OOOO | 0 | 31-12-2099 | Material Transfer | Moving Average |  | 0.0 |  | 0 | 0 |  | 0 | 0 | 0 | 0 |  | 0 | Item Attribute | 1 | Nos | 0.0 | 0.0 | 0 | 0.0 | 0 | L&T |  | India |  |  | 0 | 0.0 |  | 0 | 0 |  | 0 | 0 | 0 | 0 |  |  | 0 | 0 | 0 |  | 0 | [5 empty] | 0 |  |  | 0 | [13 empty] | Nos | 1.0 | [10 empty] | Ringlus Electro Controls & Automation PVT LTD | [18 empty] | CGST - RNG | 9.0
[121 empty] | SGST - RNG | 9.0
| 315A 2P Isolator L&T SK90465OOOO | 315A 2P Isolator L&T SK90465OOOO | LTSFU | Nos |  | 315A 2P Isolator L&T SK90465OOOO |  | 0 | 0 | 1 | 1 | 1 | 0.0 | 0.0 | 0.0 | 0 |  |  | 0.0 | Electrical Components | 315A 2P Isolator L&T SK90465OOOO | 0 | 31-12-2099 | Material Transfer | Moving Average |  | 0.0 |  | 0 | 0 |  | 0 | 0 | 0 | 0 |  | 0 | Item Attribute | 1 | Nos | 0.0 | 0.0 | 0 | 0.0 | 0 | L&T |  | India |  |  | 0 | 0.0 |  | 0 | 0 |  | 0 | 0 | 0 | 0 |  |  | 0 | 0 | 0 |  | 0 | [5 empty] | 0 |  |  | 0 | [13 empty] | Nos | 1.0 | [10 empty] | Ringlus Electro Controls & Automation PVT LTD | [18 empty] | CGST - RNG | 9.0
[121 empty] | SGST - RNG | 9.0
| 400A 2P Isolator L&T SK90466OOOO | 400A 2P Isolator L&T SK90466OOOO | LTSFU | Nos |  | 400A 2P Isolator L&T SK90466OOOO |  | 0 | 0 | 1 | 1 | 1 | 0.0 | 0.0 | 0.0 | 0 |  |  | 0.0 | Electrical Components | 400A 2P Isolator L&T SK90466OOOO | 0 | 31-12-2099 | Material Transfer | Moving Average |  | 0.0 |  | 0 | 0 |  | 0 | 0 | 0 | 0 |  | 0 | Item Attribute | 1 | Nos | 0.0 | 0.0 | 0 | 0.0 | 0 | L&T |  | India |  |  | 0 | 0.0 |  | 0 | 0 |  | 0 | 0 | 0 | 0 |  |  | 0 | 0 | 0 |  | 0 | [5 empty] | 0 |  |  | 0 | [13 empty] | Nos | 1.0 | [10 empty] | Ringlus Electro Controls & Automation PVT LTD | [18 empty] | CGST - RNG | 9.0
[121 empty] | SGST - RNG | 9.0
| 630A 2P Isolator L&T SK90467OOOO | 630A 2P Isolator L&T SK90467OOOO | LTSFU | Nos |  | 630A 2P Isolator L&T SK90467OOOO |  | 0 | 0 | 1 | 1 | 1 | 0.0 | 0.0 | 0.0 | 0 |  |  | 0.0 | Electrical Components | 630A 2P Isolator L&T SK90467OOOO | 0 | 31-12-2099 | Material Transfer | Moving Average |  | 0.0 |  | 0 | 0 |  | 0 | 0 | 0 | 0 |  | 0 | Item Attribute | 1 | Nos | 0.0 | 0.0 | 0 | 0.0 | 0 | L&T |  | India |  |  | 0 | 0.0 |  | 0 | 0 |  | 0 | 0 | 0 | 0 |  |  | 0 | 0 | 0 |  | 0 | [5 empty] | 0 |  |  | 0 | [13 empty] | Nos | 1.0 | [10 empty] | Ringlus Electro Controls & Automation PVT LTD | [18 empty] | CGST - RNG | 9.0
[121 empty] | SGST - RNG | 9.0
| 800A 2P Isolator L&T SK90468OOOO | 800A 2P Isolator L&T SK90468OOOO | LTSFU | Nos |  | 800A 2P Isolator L&T SK90468OOOO |  | 0 | 0 | 1 | 1 | 1 | 0.0 | 0.0 | 0.0 | 0 |  |  | 0.0 | Electrical Components | 800A 2P Isolator L&T SK90468OOOO | 0 | 31-12-2099 | Material Transfer | Moving Average |  | 0.0 |  | 0 | 0 |  | 0 | 0 | 0 | 0 |  | 0 | Item Attribute | 1 | Nos | 0.0 | 0.0 | 0 | 0.0 | 0 | L&T |  | India |  |  | 0 | 0.0 |  | 0 | 0 |  | 0 | 0 | 0 | 0 |  |  | 0 | 0 | 0 |  | 0 | [5 empty] | 0 |  |  | 0 | [13 empty] | Nos | 1.0 | [10 empty] | Ringlus Electro Controls & Automation PVT LTD | [18 empty] | CGST - RNG | 9.0
[121 empty] | SGST - RNG | 9.0
| 1000A 2P Isolator L&T SK90469OOOO | 1000A 2P Isolator L&T SK90469OOOO | LTSFU | Nos |  | 1000A 2P Isolator L&T SK90469OOOO |  | 0 | 0 | 1 | 1 | 1 | 0.0 | 0.0 | 0.0 | 0 |  |  | 0.0 | Electrical Components | 1000A 2P Isolator L&T SK90469OOOO | 0 | 31-12-2099 | Material Transfer | Moving Average |  | 0.0 |  | 0 | 0 |  | 0 | 0 | 0 | 0 |  | 0 | Item Attribute | 1 | Nos | 0.0 | 0.0 | 0 | 0.0 | 0 | L&T |  | India |  |  | 0 | 0.0 |  | 0 | 0 |  | 0 | 0 | 0 | 0 |  |  | 0 | 0 | 0 |  | 0 | [5 empty] | 0 |  |  | 0 | [13 empty] | Nos | 1.0 | [10 empty] | Ringlus Electro Controls & Automation PVT LTD | [18 empty] | CGST - RNG | 9.0
[121 empty] | SGST - RNG | 9.0
| VFD 300HP ABB | VFD 300HP ABB | VFD | Nos |  | VFD 300HP ABB |  | 0 | 0 | 1 | 1 | 1 | 0.0 | 0.0 | 0.0 | 0 |  |  | 0.0 | Electrical Components | VFD 300HP ABB | 0 | 31-12-2099 | Material Transfer | Moving Average |  | 0.0 |  | 0 | 0 |  | 0 | 0 | 0 | 0 |  | 0 | Item Attribute | 1 | Nos | 0.0 | 0.0 | 0 | 0.0 | 0 | ABB |  | India |  |  | 0 | 0.0 |  | 0 | 0 |  | 0 | 0 | 0 | 0 |  |  | 0 | 0 | 0 |  | 0 | [5 empty] | 0 |  |  | 0 | [13 empty] | Nos | 1.0 | [10 empty] | Ringlus Electro Controls & Automation PVT LTD | [18 empty] | CGST - RNG | 9.0
[121 empty] | SGST - RNG | 9.0
| VFD 100HP (Normal Duty) ABB | VFD 100HP (Normal Duty) ABB | VFD | Nos |  | VFD 100HP (Normal Duty) ABB |  | 0 | 0 | 1 | 1 | 1 | 0.0 | 0.0 | 0.0 | 0 |  |  | 0.0 | Electrical Components | VFD 100HP (Normal Duty) ABB | 0 | 31-12-2099 | Material Transfer | Moving Average |  | 0.0 |  | 0 | 0 |  | 0 | 0 | 0 | 0 |  | 0 | Item Attribute | 1 | Nos | 0.0 | 0.0 | 0 | 0.0 | 0 | ABB |  | India |  |  | 0 | 0.0 |  | 0 | 0 |  | 0 | 0 | 0 | 0 |  |  | 0 | 0 | 0 |  | 0 | [5 empty] | 0 |  |  | 0 | [13 empty] | Nos | 1.0 | [10 empty] | Ringlus Electro Controls & Automation PVT LTD | [18 empty] | CGST - RNG | 9.0
[121 empty] | SGST - RNG | 9.0
| VFD 75HP ABB | VFD 75HP ABB | VFD | Nos |  | VFD 75HP ABB |  | 0 | 0 | 1 | 1 | 1 | 0.0 | 0.0 | 0.0 | 0 |  |  | 0.0 | Electrical Components | VFD 75HP ABB | 0 | 31-12-2099 | Material Transfer | Moving Average |  | 0.0 |  | 0 | 0 |  | 0 | 0 | 0 | 0 |  | 0 | Item Attribute | 1 | Nos | 0.0 | 0.0 | 0 | 0.0 | 0 | ABB |  | India |  |  | 0 | 0.0 |  | 0 | 0 |  | 0 | 0 | 0 | 0 |  |  | 0 | 0 | 0 |  | 0 | [5 empty] | 0 |  |  | 0 | [13 empty] | Nos | 1.0 | [10 empty] | Ringlus Electro Controls & Automation PVT LTD | [18 empty] | CGST - RNG | 9.0
[121 empty] | SGST - RNG | 9.0
| Power Quality Analyser Rishabh | Power Quality Analyser Rishabh | CSM | Nos |  | Power Quality Analyser Rishabh |  | 0 | 0 | 1 | 1 | 1 | 0.0 | 0.0 | 0.0 | 0 |  |  | 0.0 | Electrical Components | Power Quality Analyser Rishabh | 0 | 31-12-2099 | Material Transfer | Moving Average |  | 0.0 |  | 0 | 0 |  | 0 | 0 | 0 | 0 |  | 0 | Item Attribute | 1 | Nos | 0.0 | 0.0 | 0 | 0.0 | 0 | Rishabh |  | India |  |  | 0 | 0.0 |  | 0 | 0 |  | 0 | 0 | 0 | 0 |  |  | 0 | 0 | 0 |  | 0 | [5 empty] | 0 |  |  | 0 | [13 empty] | Nos | 1.0 | [10 empty] | Ringlus Electro Controls & Automation PVT LTD | [18 empty] | CGST - RNG | 9.0
[121 empty] | SGST - RNG | 9.0
| Power Quality Monitor with RS485 Rishabh | Power Quality Monitor with RS485 Rishabh | CSM | Nos |  | Power Quality Monitor with RS485 Rishabh |  | 0 | 0 | 1 | 1 | 1 | 0.0 | 0.0 | 0.0 | 0 |  |  | 0.0 | Electrical Components | Power Quality Monitor with RS485 Rishabh | 0 | 31-12-2099 | Material Transfer | Moving Average |  | 0.0 |  | 0 | 0 |  | 0 | 0 | 0 | 0 |  | 0 | Item Attribute | 1 | Nos | 0.0 | 0.0 | 0 | 0.0 | 0 | Rishabh |  | India |  |  | 0 | 0.0 |  | 0 | 0 |  | 0 | 0 | 0 | 0 |  |  | 0 | 0 | 0 |  | 0 | [5 empty] | 0 |  |  | 0 | [13 empty] | Nos | 1.0 | [10 empty] | Ringlus Electro Controls & Automation PVT LTD | [18 empty] | CGST - RNG | 9.0
[121 empty] | SGST - RNG | 9.0
| 0-1000A Analog Ammeter 92mm AE | 0-1000A Analog Ammeter 92mm AE | CSM | Nos |  | 0-1000A Analog Ammeter 92mm AE |  | 0 | 0 | 1 | 1 | 1 | 0.0 | 0.0 | 0.0 | 0 |  |  | 0.0 | Electrical Components | 0-1000A Analog Ammeter 92mm AE | 0 | 31-12-2099 | Material Transfer | Moving Average |  | 0.0 |  | 0 | 0 |  | 0 | 0 | 0 | 0 |  | 0 | Item Attribute | 1 | Nos | 0.0 | 0.0 | 0 | 0.0 | 0 | AE |  | India |  |  | 0 | 0.0 |  | 0 | 0 |  | 0 | 0 | 0 | 0 |  |  | 0 | 0 | 0 |  | 0 | [5 empty] | 0 |  |  | 0 | [13 empty] | Nos | 1.0 | [10 empty] | Ringlus Electro Controls & Automation PVT LTD | [18 empty] | CGST - RNG | 9.0
[121 empty] | SGST - RNG | 9.0
| Multifunction Meter-Load manager Class 1.0 EM6400 Schneider | Multifunction Meter-Load manager Class 1.0 EM6400 Schneider | SCMTR | Nos |  | Multifunction Meter-Load manager Class 1.0 EM6400 Schneider |  | 0 | 0 | 1 | 1 | 1 | 0.0 | 0.0 | 0.0 | 0 |  |  | 0.0 | Electrical Components | Multifunction Meter-Load manager Class 1.0 EM6400 Schneider | 0 | 31-12-2099 | Material Transfer | Moving Average |  | 0.0 |  | 0 | 0 |  | 0 | 0 | 0 | 0 |  | 0 | Item Attribute | 1 | Nos | 0.0 | 0.0 | 0 | 0.0 | 0 | Schneider |  | India |  |  | 0 | 0.0 |  | 0 | 0 |  | 0 | 0 | 0 | 0 |  |  | 0 | 0 | 0 |  | 0 | [5 empty] | 0 |  |  | 0 | [13 empty] | Nos | 1.0 | [10 empty] | Ringlus Electro Controls & Automation PVT LTD | [18 empty] | CGST - RNG | 9.0
[121 empty] | SGST - RNG | 9.0
| Multifunction Meter-Load manager Class 1.0 with RS485 port EM6400 Schneider | Multifunction Meter-Load manager Class 1.0 with RS485 port EM6400 Schneider | SCMTR | Nos |  | Multifunction Meter-Load manager Class 1.0 with RS485 port EM6400 Schneider |  | 0 | 0 | 1 | 1 | 1 | 0.0 | 0.0 | 0.0 | 0 |  |  | 0.0 | Electrical Components | Multifunction Meter-Load manager Class 1.0 with RS485 port EM6400 Schneider | 0 | 31-12-2099 | Material Transfer | Moving Average |  | 0.0 |  | 0 | 0 |  | 0 | 0 | 0 | 0 |  | 0 | Item Attribute | 1 | Nos | 0.0 | 0.0 | 0 | 0.0 | 0 | Schneider |  | India |  |  | 0 | 0.0 |  | 0 | 0 |  | 0 | 0 | 0 | 0 |  |  | 0 | 0 | 0 |  | 0 | [5 empty] | 0 |  |  | 0 | [13 empty] | Nos | 1.0 | [10 empty] | Ringlus Electro Controls & Automation PVT LTD | [18 empty] | CGST - RNG | 9.0
[121 empty] | SGST - RNG | 9.0
| Multifunction Meter-Load manager Class 1.0 with Demand RS485 port EM6400 Schneider | Multifunction Meter-Load manager Class 1.0 with Demand RS485 port EM6400 Schneider | SCMTR | Nos |  | Multifunction Meter-Load manager Class 1.0 with Demand RS485 port EM6400 Schneider |  | 0 | 0 | 1 | 1 | 1 | 0.0 | 0.0 | 0.0 | 0 |  |  | 0.0 | Electrical Components | Multifunction Meter-Load manager Class 1.0 with Demand RS485 port EM6400 Schneider | 0 | 31-12-2099 | Material Transfer | Moving Average |  | 0.0 |  | 0 | 0 |  | 0 | 0 | 0 | 0 |  | 0 | Item Attribute | 1 | Nos | 0.0 | 0.0 | 0 | 0.0 | 0 | Schneider |  | India |  |  | 0 | 0.0 |  | 0 | 0 |  | 0 | 0 | 0 | 0 |  |  | 0 | 0 | 0 |  | 0 | [5 empty] | 0 |  |  | 0 | [13 empty] | Nos | 1.0 | [10 empty] | Ringlus Electro Controls & Automation PVT LTD | [18 empty] | CGST - RNG | 9.0
[121 empty] | SGST - RNG | 9.0
| 16A 4P 2 way center off switch L&T | 16A 4P 2 way center off switch L&T | CSM | Nos |  | 16A 4P 2 way center off switch L&T |  | 0 | 0 | 1 | 1 | 1 | 0.0 | 0.0 | 0.0 | 0 |  |  | 0.0 | Electrical Components | 16A 4P 2 way center off switch L&T | 0 | 31-12-2099 | Material Transfer | Moving Average |  | 0.0 |  | 0 | 0 |  | 0 | 0 | 0 | 0 |  | 0 | Item Attribute | 1 | Nos | 0.0 | 0.0 | 0 | 0.0 | 0 | L&T |  | India |  |  | 0 | 0.0 |  | 0 | 0 |  | 0 | 0 | 0 | 0 |  |  | 0 | 0 | 0 |  | 0 | [5 empty] | 0 |  |  | 0 | [13 empty] | Nos | 1.0 | [10 empty] | Ringlus Electro Controls & Automation PVT LTD | [18 empty] | CGST - RNG | 9.0
[121 empty] | SGST - RNG | 9.0
| Dual Source LED meter Cl1 L&T WL404010OOOO | Dual Source LED meter Cl1 L&T WL404010OOOO | LTMTR | Nos |  | Dual Source LED meter Cl1 L&T WL404010OOOO |  | 0 | 0 | 1 | 1 | 1 | 0.0 | 0.0 | 0.0 | 0 |  |  | 0.0 | Electrical Components | Dual Source LED meter Cl1 L&T WL404010OOOO | 0 | 31-12-2099 | Material Transfer | Moving Average |  | 0.0 |  | 0 | 0 |  | 0 | 0 | 0 | 0 |  | 0 | Item Attribute | 1 | Nos | 0.0 | 0.0 | 0 | 0.0 | 0 | L&T | WL404010OOOO | India |  |  | 0 | 0.0 |  | 0 | 0 |  | 0 | 0 | 0 | 0 |  |  | 0 | 0 | 0 |  | 0 | [5 empty] | 0 |  |  | 0 | [13 empty] | Nos | 1.0 | [10 empty] | Ringlus Electro Controls & Automation PVT LTD | [18 empty] | CGST - RNG | 9.0
[121 empty] | SGST - RNG | 9.0
| Dual Source LED meter Cl1 with RS485 L&T WL404011OOOO | Dual Source LED meter Cl1 with RS485 L&T WL404011OOOO | LTMTR | Nos |  | Dual Source LED meter Cl1 with RS485 L&T WL404011OOOO |  | 0 | 0 | 1 | 1 | 1 | 0.0 | 0.0 | 0.0 | 0 |  |  | 0.0 | Electrical Components | Dual Source LED meter Cl1 with RS485 L&T WL404011OOOO | 0 | 31-12-2099 | Material Transfer | Moving Average |  | 0.0 |  | 0 | 0 |  | 0 | 0 | 0 | 0 |  | 0 | Item Attribute | 1 | Nos | 0.0 | 0.0 | 0 | 0.0 | 0 | L&T | WL404011OOOO | India |  |  | 0 | 0.0 |  | 0 | 0 |  | 0 | 0 | 0 | 0 |  |  | 0 | 0 | 0 |  | 0 | [5 empty] | 0 |  |  | 0 | [13 empty] | Nos | 1.0 | [10 empty] | Ringlus Electro Controls & Automation PVT LTD | [18 empty] | CGST - RNG | 9.0
[121 empty] | SGST - RNG | 9.0
| Dual Source LED meter Cl0.5 L&T WL404020OOOO | Dual Source LED meter Cl0.5 L&T WL404020OOOO | LTMTR | Nos |  | Dual Source LED meter Cl0.5 L&T WL404020OOOO |  | 0 | 0 | 1 | 1 | 1 | 0.0 | 0.0 | 0.0 | 0 |  |  | 0.0 | Electrical Components | Dual Source LED meter Cl0.5 L&T WL404020OOOO | 0 | 31-12-2099 | Material Transfer | Moving Average |  | 0.0 |  | 0 | 0 |  | 0 | 0 | 0 | 0 |  | 0 | Item Attribute | 1 | Nos | 0.0 | 0.0 | 0 | 0.0 | 0 | L&T | WL404020OOOO | India |  |  | 0 | 0.0 |  | 0 | 0 |  | 0 | 0 | 0 | 0 |  |  | 0 | 0 | 0 |  | 0 | [5 empty] | 0 |  |  | 0 | [13 empty] | Nos | 1.0 | [10 empty] | Ringlus Electro Controls & Automation PVT LTD | [18 empty] | CGST - RNG | 9.0
[121 empty] | SGST - RNG | 9.0
| Dual Source LED meter Cl0.5 with RS485 L&T WL404021OOOO | Dual Source LED meter Cl0.5 with RS485 L&T WL404021OOOO | LTMTR | Nos |  | Dual Source LED meter Cl0.5 with RS485 L&T WL404021OOOO |  | 0 | 0 | 1 | 1 | 1 | 0.0 | 0.0 | 0.0 | 0 |  |  | 0.0 | Electrical Components | Dual Source LED meter Cl0.5 with RS485 L&T WL404021OOOO | 0 | 31-12-2099 | Material Transfer | Moving Average |  | 0.0 |  | 0 | 0 |  | 0 | 0 | 0 | 0 |  | 0 | Item Attribute | 1 | Nos | 0.0 | 0.0 | 0 | 0.0 | 0 | L&T | WL404021OOOO | India |  |  | 0 | 0.0 |  | 0 | 0 |  | 0 | 0 | 0 | 0 |  |  | 0 | 0 | 0 |  | 0 | [5 empty] | 0 |  |  | 0 | [13 empty] | Nos | 1.0 | [10 empty] | Ringlus Electro Controls & Automation PVT LTD | [18 empty] | CGST - RNG | 9.0
[121 empty] | SGST - RNG | 9.0
| 630A 50KA Three Pole EDO UW-MTX1G OMEGA U POWER L&T UW106NXD12800 | 630A 50KA Three Pole EDO UW-MTX1G OMEGA U POWER L&T UW106NXD12800 | LTUPACB | Nos |  | 630A 50KA Three Pole EDO UW-MTX1G OMEGA U POWER L&T UW106NXD12800 |  | 0 | 0 | 1 | 1 | 1 | 0.0 | 0.0 | 0.0 | 0 |  |  | 0.0 | Electrical Components | 630A 50KA Three Pole EDO UW-MTX1G OMEGA U POWER L&T UW106NXD12800 | 0 | 31-12-2099 | Material Transfer | Moving Average |  | 0.0 |  | 0 | 0 |  | 0 | 0 | 0 | 0 |  | 0 | Item Attribute | 1 | Nos | 0.0 | 0.0 | 0 | 0.0 | 0 | L&T | UW106NXD12800 | India |  |  | 0 | 0.0 |  | 0 | 0 |  | 0 | 0 | 0 | 0 |  |  | 0 | 0 | 0 |  | 0 | [5 empty] | 0 |  |  | 0 | [13 empty] | Nos | 1.0 | [10 empty] | Ringlus Electro Controls & Automation PVT LTD | [18 empty] | CGST - RNG | 9.0
[121 empty] | SGST - RNG | 9.0
| 800A 50KA Three Pole EDO UW-MTX1G OMEGA U POWER L&T UW108NXD12800 | 800A 50KA Three Pole EDO UW-MTX1G OMEGA U POWER L&T UW108NXD12800 | LTUPACB | Nos |  | 800A 50KA Three Pole EDO UW-MTX1G OMEGA U POWER L&T UW108NXD12800 |  | 0 | 0 | 1 | 1 | 1 | 0.0 | 0.0 | 0.0 | 0 |  |  | 0.0 | Electrical Components | 800A 50KA Three Pole EDO UW-MTX1G OMEGA U POWER L&T UW108NXD12800 | 0 | 31-12-2099 | Material Transfer | Moving Average |  | 0.0 |  | 0 | 0 |  | 0 | 0 | 0 | 0 |  | 0 | Item Attribute | 1 | Nos | 0.0 | 0.0 | 0 | 0.0 | 0 | L&T | UW108NXD12800 | India |  |  | 0 | 0.0 |  | 0 | 0 |  | 0 | 0 | 0 | 0 |  |  | 0 | 0 | 0 |  | 0 | [5 empty] | 0 |  |  | 0 | [13 empty] | Nos | 1.0 | [10 empty] | Ringlus Electro Controls & Automation PVT LTD | [18 empty] | CGST - RNG | 9.0
[121 empty] | SGST - RNG | 9.0
| 1000A 50KA Three Pole EDO UW-MTX1G OMEGA U POWER L&T UW110NXD12800 | 1000A 50KA Three Pole EDO UW-MTX1G OMEGA U POWER L&T UW110NXD12800 | LTUPACB | Nos |  | 1000A 50KA Three Pole EDO UW-MTX1G OMEGA U POWER L&T UW110NXD12800 |  | 0 | 0 | 1 | 1 | 1 | 0.0 | 0.0 | 0.0 | 0 |  |  | 0.0 | Electrical Components | 1000A 50KA Three Pole EDO UW-MTX1G OMEGA U POWER L&T UW110NXD12800 | 0 | 31-12-2099 | Material Transfer | Moving Average |  | 0.0 |  | 0 | 0 |  | 0 | 0 | 0 | 0 |  | 0 | Item Attribute | 1 | Nos | 0.0 | 0.0 | 0 | 0.0 | 0 | L&T | UW110NXD12800 | India |  |  | 0 | 0.0 |  | 0 | 0 |  | 0 | 0 | 0 | 0 |  |  | 0 | 0 | 0 |  | 0 | [5 empty] | 0 |  |  | 0 | [13 empty] | Nos | 1.0 | [10 empty] | Ringlus Electro Controls & Automation PVT LTD | [18 empty] | CGST - RNG | 9.0
[121 empty] | SGST - RNG | 9.0
| 1250A 50KA Three Pole EDO UW-MTX1G OMEGA U POWER L&T UW112NXD12800 | 1250A 50KA Three Pole EDO UW-MTX1G OMEGA U POWER L&T UW112NXD12800 | LTUPACB | Nos |  | 1250A 50KA Three Pole EDO UW-MTX1G OMEGA U POWER L&T UW112NXD12800 |  | 0 | 0 | 1 | 1 | 1 | 0.0 | 0.0 | 0.0 | 0 |  |  | 0.0 | Electrical Components | 1250A 50KA Three Pole EDO UW-MTX1G OMEGA U POWER L&T UW112NXD12800 | 0 | 31-12-2099 | Material Transfer | Moving Average |  | 0.0 |  | 0 | 0 |  | 0 | 0 | 0 | 0 |  | 0 | Item Attribute | 1 | Nos | 0.0 | 0.0 | 0 | 0.0 | 0 | L&T | UW112NXD12800 | India |  |  | 0 | 0.0 |  | 0 | 0 |  | 0 | 0 | 0 | 0 |  |  | 0 | 0 | 0 |  | 0 | [5 empty] | 0 |  |  | 0 | [13 empty] | Nos | 1.0 | [10 empty] | Ringlus Electro Controls & Automation PVT LTD | [18 empty] | CGST - RNG | 9.0
[121 empty] | SGST - RNG | 9.0
| 2000A 50KA Three Pole EDO UW-MTX1G OMEGA U POWER L&T UW116NXD12800 | 2000A 50KA Three Pole EDO UW-MTX1G OMEGA U POWER L&T UW116NXD12800 | LTUPACB | Nos |  | 2000A 50KA Three Pole EDO UW-MTX1G OMEGA U POWER L&T UW116NXD12800 |  | 0 | 0 | 1 | 1 | 1 | 0.0 | 0.0 | 0.0 | 0 |  |  | 0.0 | Electrical Components | 2000A 50KA Three Pole EDO UW-MTX1G OMEGA U POWER L&T UW116NXD12800 | 0 | 31-12-2099 | Material Transfer | Moving Average |  | 0.0 |  | 0 | 0 |  | 0 | 0 | 0 | 0 |  | 0 | Item Attribute | 1 | Nos | 0.0 | 0.0 | 0 | 0.0 | 0 | L&T | UW116NXD12800 | India |  |  | 0 | 0.0 |  | 0 | 0 |  | 0 | 0 | 0 | 0 |  |  | 0 | 0 | 0 |  | 0 | [5 empty] | 0 |  |  | 0 | [13 empty] | Nos | 1.0 | [10 empty] | Ringlus Electro Controls & Automation PVT LTD | [18 empty] | CGST - RNG | 9.0
[121 empty] | SGST - RNG | 9.0
| 20A 30kA, 230V,1PH+N TM based FIXED TYPE MCCB Mistubishi NF125CV3P02A | 20A 30kA, 230V,1PH+N TM based FIXED TYPE MCCB Mistubishi NF125CV3P02A | MIFMCCB | Nos |  | 20A 30kA, 230V,1PH+N TM based FIXED TYPE MCCB Mistubishi NF125CV3P02A |  | 0 | 0 | 1 | 1 | 1 | 0.0 | 0.0 | 0.0 | 0 |  |  | 0.0 | Electrical Components | 20A 30kA, 230V,1PH+N TM based FIXED TYPE MCCB Mistubishi NF125CV3P02A | 0 | 31-12-2099 | Material Transfer | Moving Average |  | 0.0 |  | 0 | 0 |  | 0 | 0 | 0 | 0 |  | 0 | Item Attribute | 1 | Nos | 0.0 | 0.0 | 0 | 0.0 | 0 | Mistubishi | NF125CV3P02A | India |  |  | 0 | 0.0 |  | 0 | 0 |  | 0 | 0 | 0 | 0 |  |  | 0 | 0 | 0 |  | 0 | [5 empty] | 0 |  |  | 0 | [13 empty] | Nos | 1.0 | [10 empty] | Ringlus Electro Controls & Automation PVT LTD | [18 empty] | CGST - RNG | 9.0
[121 empty] | SGST - RNG | 9.0
| 20A 30kA, 230V,1PH+N TM based FIXED TYPE MCCB Mistubishi NF125CV3P03A | 20A 30kA, 230V,1PH+N TM based FIXED TYPE MCCB Mistubishi NF125CV3P03A | MIFMCCB | Nos |  | 20A 30kA, 230V,1PH+N TM based FIXED TYPE MCCB Mistubishi NF125CV3P03A |  | 0 | 0 | 1 | 1 | 1 | 0.0 | 0.0 | 0.0 | 0 |  |  | 0.0 | Electrical Components | 20A 30kA, 230V,1PH+N TM based FIXED TYPE MCCB Mistubishi NF125CV3P03A | 0 | 31-12-2099 | Material Transfer | Moving Average |  | 0.0 |  | 0 | 0 |  | 0 | 0 | 0 | 0 |  | 0 | Item Attribute | 1 | Nos | 0.0 | 0.0 | 0 | 0.0 | 0 | Mistubishi | NF125CV3P03A | India |  |  | 0 | 0.0 |  | 0 | 0 |  | 0 | 0 | 0 | 0 |  |  | 0 | 0 | 0 |  | 0 | [5 empty] | 0 |  |  | 0 | [13 empty] | Nos | 1.0 | [10 empty] | Ringlus Electro Controls & Automation PVT LTD | [18 empty] | CGST - RNG | 9.0
[121 empty] | SGST - RNG | 9.0
| 20A 30kA, 230V,1PH+N TM based FIXED TYPE MCCB Mistubishi NF125CV3P04A | 20A 30kA, 230V,1PH+N TM based FIXED TYPE MCCB Mistubishi NF125CV3P04A | MIFMCCB | Nos |  | 20A 30kA, 230V,1PH+N TM based FIXED TYPE MCCB Mistubishi NF125CV3P04A |  | 0 | 0 | 1 | 1 | 1 | 0.0 | 0.0 | 0.0 | 0 |  |  | 0.0 | Electrical Components | 20A 30kA, 230V,1PH+N TM based FIXED TYPE MCCB Mistubishi NF125CV3P04A | 0 | 31-12-2099 | Material Transfer | Moving Average |  | 0.0 |  | 0 | 0 |  | 0 | 0 | 0 | 0 |  | 0 | Item Attribute | 1 | Nos | 0.0 | 0.0 | 0 | 0.0 | 0 | Mistubishi | NF125CV3P04A | India |  |  | 0 | 0.0 |  | 0 | 0 |  | 0 | 0 | 0 | 0 |  |  | 0 | 0 | 0 |  | 0 | [5 empty] | 0 |  |  | 0 | [13 empty] | Nos | 1.0 | [10 empty] | Ringlus Electro Controls & Automation PVT LTD | [18 empty] | CGST - RNG | 9.0
[121 empty] | SGST - RNG | 9.0
| 20A 30kA, 230V,1PH+N TM based FIXED TYPE MCCB Mistubishi NF125CV3P05A | 20A 30kA, 230V,1PH+N TM based FIXED TYPE MCCB Mistubishi NF125CV3P05A | MIFMCCB | Nos |  | 20A 30kA, 230V,1PH+N TM based FIXED TYPE MCCB Mistubishi NF125CV3P05A |  | 0 | 0 | 1 | 1 | 1 | 0.0 | 0.0 | 0.0 | 0 |  |  | 0.0 | Electrical Components | 20A 30kA, 230V,1PH+N TM based FIXED TYPE MCCB Mistubishi NF125CV3P05A | 0 | 31-12-2099 | Material Transfer | Moving Average |  | 0.0 |  | 0 | 0 |  | 0 | 0 | 0 | 0 |  | 0 | Item Attribute | 1 | Nos | 0.0 | 0.0 | 0 | 0.0 | 0 | Mistubishi | NF125CV3P05A | India |  |  | 0 | 0.0 |  | 0 | 0 |  | 0 | 0 | 0 | 0 |  |  | 0 | 0 | 0 |  | 0 | [5 empty] | 0 |  |  | 0 | [13 empty] | Nos | 1.0 | [10 empty] | Ringlus Electro Controls & Automation PVT LTD | [18 empty] | CGST - RNG | 9.0
[121 empty] | SGST - RNG | 9.0
| 20A 30kA, 230V,1PH+N TM based FIXED TYPE MCCB Mistubishi NF125CV3P06A | 20A 30kA, 230V,1PH+N TM based FIXED TYPE MCCB Mistubishi NF125CV3P06A | MIFMCCB | Nos |  | 20A 30kA, 230V,1PH+N TM based FIXED TYPE MCCB Mistubishi NF125CV3P06A |  | 0 | 0 | 1 | 1 | 1 | 0.0 | 0.0 | 0.0 | 0 |  |  | 0.0 | Electrical Components | 20A 30kA, 230V,1PH+N TM based FIXED TYPE MCCB Mistubishi NF125CV3P06A | 0 | 31-12-2099 | Material Transfer | Moving Average |  | 0.0 |  | 0 | 0 |  | 0 | 0 | 0 | 0 |  | 0 | Item Attribute | 1 | Nos | 0.0 | 0.0 | 0 | 0.0 | 0 | Mistubishi | NF125CV3P06A | India |  |  | 0 | 0.0 |  | 0 | 0 |  | 0 | 0 | 0 | 0 |  |  | 0 | 0 | 0 |  | 0 | [5 empty] | 0 |  |  | 0 | [13 empty] | Nos | 1.0 | [10 empty] | Ringlus Electro Controls & Automation PVT LTD | [18 empty] | CGST - RNG | 9.0
[121 empty] | SGST - RNG | 9.0
| 20A 30kA, 230V,1PH+N TM based FIXED TYPE MCCB Mistubishi NF125CV3P10A | 20A 30kA, 230V,1PH+N TM based FIXED TYPE MCCB Mistubishi NF125CV3P10A | MIFMCCB | Nos |  | 20A 30kA, 230V,1PH+N TM based FIXED TYPE MCCB Mistubishi NF125CV3P10A |  | 0 | 0 | 1 | 1 | 1 | 0.0 | 0.0 | 0.0 | 0 |  |  | 0.0 | Electrical Components | 20A 30kA, 230V,1PH+N TM based FIXED TYPE MCCB Mistubishi NF125CV3P10A | 0 | 31-12-2099 | Material Transfer | Moving Average |  | 0.0 |  | 0 | 0 |  | 0 | 0 | 0 | 0 |  | 0 | Item Attribute | 1 | Nos | 0.0 | 0.0 | 0 | 0.0 | 0 | Mistubishi | NF125CV3P10A | India |  |  | 0 | 0.0 |  | 0 | 0 |  | 0 | 0 | 0 | 0 |  |  | 0 | 0 | 0 |  | 0 | [5 empty] | 0 |  |  | 0 | [13 empty] | Nos | 1.0 | [10 empty] | Ringlus Electro Controls & Automation PVT LTD | [18 empty] | CGST - RNG | 9.0
[121 empty] | SGST - RNG | 9.0
| 20A 30kA, 230V,1PH+N TM based FIXED TYPE MCCB Mistubishi NF125CV3P16A | 20A 30kA, 230V,1PH+N TM based FIXED TYPE MCCB Mistubishi NF125CV3P16A | MIFMCCB | Nos |  | 20A 30kA, 230V,1PH+N TM based FIXED TYPE MCCB Mistubishi NF125CV3P16A |  | 0 | 0 | 1 | 1 | 1 | 0.0 | 0.0 | 0.0 | 0 |  |  | 0.0 | Electrical Components | 20A 30kA, 230V,1PH+N TM based FIXED TYPE MCCB Mistubishi NF125CV3P16A | 0 | 31-12-2099 | Material Transfer | Moving Average |  | 0.0 |  | 0 | 0 |  | 0 | 0 | 0 | 0 |  | 0 | Item Attribute | 1 | Nos | 0.0 | 0.0 | 0 | 0.0 | 0 | Mistubishi | NF125CV3P16A | India |  |  | 0 | 0.0 |  | 0 | 0 |  | 0 | 0 | 0 | 0 |  |  | 0 | 0 | 0 |  | 0 | [5 empty] | 0 |  |  | 0 | [13 empty] | Nos | 1.0 | [10 empty] | Ringlus Electro Controls & Automation PVT LTD | [18 empty] | CGST - RNG | 9.0
[121 empty] | SGST - RNG | 9.0
| 20A 30kA, 230V,1PH+N TM based FIXED TYPE MCCB Mistubishi NF125CV3P20A | 20A 30kA, 230V,1PH+N TM based FIXED TYPE MCCB Mistubishi NF125CV3P20A | MIFMCCB | Nos |  | 20A 30kA, 230V,1PH+N TM based FIXED TYPE MCCB Mistubishi NF125CV3P20A |  | 0 | 0 | 1 | 1 | 1 | 0.0 | 0.0 | 0.0 | 0 |  |  | 0.0 | Electrical Components | 20A 30kA, 230V,1PH+N TM based FIXED TYPE MCCB Mistubishi NF125CV3P20A | 0 | 31-12-2099 | Material Transfer | Moving Average |  | 0.0 |  | 0 | 0 |  | 0 | 0 | 0 | 0 |  | 0 | Item Attribute | 1 | Nos | 0.0 | 0.0 | 0 | 0.0 | 0 | Mistubishi | NF125CV3P20A | India |  |  | 0 | 0.0 |  | 0 | 0 |  | 0 | 0 | 0 | 0 |  |  | 0 | 0 | 0 |  | 0 | [5 empty] | 0 |  |  | 0 | [13 empty] | Nos | 1.0 | [10 empty] | Ringlus Electro Controls & Automation PVT LTD | [18 empty] | CGST - RNG | 9.0
[121 empty] | SGST - RNG | 9.0
| 25A 30kA, 230V,1PH+N TM based FIXED TYPE MCCB Mistubishi NF125CV3P25A | 25A 30kA, 230V,1PH+N TM based FIXED TYPE MCCB Mistubishi NF125CV3P25A | MIFMCCB | Nos |  | 25A 30kA, 230V,1PH+N TM based FIXED TYPE MCCB Mistubishi NF125CV3P25A |  | 0 | 0 | 1 | 1 | 1 | 0.0 | 0.0 | 0.0 | 0 |  |  | 0.0 | Electrical Components | 25A 30kA, 230V,1PH+N TM based FIXED TYPE MCCB Mistubishi NF125CV3P25A | 0 | 31-12-2099 | Material Transfer | Moving Average |  | 0.0 |  | 0 | 0 |  | 0 | 0 | 0 | 0 |  | 0 | Item Attribute | 1 | Nos | 0.0 | 0.0 | 0 | 0.0 | 0 | Mistubishi | NF125CV3P25A | India |  |  | 0 | 0.0 |  | 0 | 0 |  | 0 | 0 | 0 | 0 |  |  | 0 | 0 | 0 |  | 0 | [5 empty] | 0 |  |  | 0 | [13 empty] | Nos | 1.0 | [10 empty] | Ringlus Electro Controls & Automation PVT LTD | [18 empty] | CGST - RNG | 9.0
[121 empty] | SGST - RNG | 9.0
| 32A 30kA, 230V,1PH+N TM based FIXED TYPE MCCB Mistubishi NF125CV3P32A | 32A 30kA, 230V,1PH+N TM based FIXED TYPE MCCB Mistubishi NF125CV3P32A | MIFMCCB | Nos |  | 32A 30kA, 230V,1PH+N TM based FIXED TYPE MCCB Mistubishi NF125CV3P32A |  | 0 | 0 | 1 | 1 | 1 | 0.0 | 0.0 | 0.0 | 0 |  |  | 0.0 | Electrical Components | 32A 30kA, 230V,1PH+N TM based FIXED TYPE MCCB Mistubishi NF125CV3P32A | 0 | 31-12-2099 | Material Transfer | Moving Average |  | 0.0 |  | 0 | 0 |  | 0 | 0 | 0 | 0 |  | 0 | Item Attribute | 1 | Nos | 0.0 | 0.0 | 0 | 0.0 | 0 | Mistubishi | NF125CV3P32A | India |  |  | 0 | 0.0 |  | 0 | 0 |  | 0 | 0 | 0 | 0 |  |  | 0 | 0 | 0 |  | 0 | [5 empty] | 0 |  |  | 0 | [13 empty] | Nos | 1.0 | [10 empty] | Ringlus Electro Controls & Automation PVT LTD | [18 empty] | CGST - RNG | 9.0
[121 empty] | SGST - RNG | 9.0
| 40A 30kA, 230V,1PH+N TM based FIXED TYPE MCCB Mistubishi NF125CV3P40A | 40A 30kA, 230V,1PH+N TM based FIXED TYPE MCCB Mistubishi NF125CV3P40A | MIFMCCB | Nos |  | 40A 30kA, 230V,1PH+N TM based FIXED TYPE MCCB Mistubishi NF125CV3P40A |  | 0 | 0 | 1 | 1 | 1 | 0.0 | 0.0 | 0.0 | 0 |  |  | 0.0 | Electrical Components | 40A 30kA, 230V,1PH+N TM based FIXED TYPE MCCB Mistubishi NF125CV3P40A | 0 | 31-12-2099 | Material Transfer | Moving Average |  | 0.0 |  | 0 | 0 |  | 0 | 0 | 0 | 0 |  | 0 | Item Attribute | 1 | Nos | 0.0 | 0.0 | 0 | 0.0 | 0 | Mistubishi | NF125CV3P40A | India |  |  | 0 | 0.0 |  | 0 | 0 |  | 0 | 0 | 0 | 0 |  |  | 0 | 0 | 0 |  | 0 | [5 empty] | 0 |  |  | 0 | [13 empty] | Nos | 1.0 | [10 empty] | Ringlus Electro Controls & Automation PVT LTD | [18 empty] | CGST - RNG | 9.0
[121 empty] | SGST - RNG | 9.0
| 50A 30kA, 230V,1PH+N TM based FIXED TYPE MCCB Mistubishi NF125CV3P50A | 50A 30kA, 230V,1PH+N TM based FIXED TYPE MCCB Mistubishi NF125CV3P50A | MIFMCCB | Nos |  | 50A 30kA, 230V,1PH+N TM based FIXED TYPE MCCB Mistubishi NF125CV3P50A |  | 0 | 0 | 1 | 1 | 1 | 0.0 | 0.0 | 0.0 | 0 |  |  | 0.0 | Electrical Components | 50A 30kA, 230V,1PH+N TM based FIXED TYPE MCCB Mistubishi NF125CV3P50A | 0 | 31-12-2099 | Material Transfer | Moving Average |  | 0.0 |  | 0 | 0 |  | 0 | 0 | 0 | 0 |  | 0 | Item Attribute | 1 | Nos | 0.0 | 0.0 | 0 | 0.0 | 0 | Mistubishi | NF125CV3P50A | India |  |  | 0 | 0.0 |  | 0 | 0 |  | 0 | 0 | 0 | 0 |  |  | 0 | 0 | 0 |  | 0 | [5 empty] | 0 |  |  | 0 | [13 empty] | Nos | 1.0 | [10 empty] | Ringlus Electro Controls & Automation PVT LTD | [18 empty] | CGST - RNG | 9.0
[121 empty] | SGST - RNG | 9.0
| 63A 30kA, 230V,1PH+N TM based FIXED TYPE MCCB Mistubishi NF125CV3P63A | 63A 30kA, 230V,1PH+N TM based FIXED TYPE MCCB Mistubishi NF125CV3P63A | MIFMCCB | Nos |  | 63A 30kA, 230V,1PH+N TM based FIXED TYPE MCCB Mistubishi NF125CV3P63A |  | 0 | 0 | 1 | 1 | 1 | 0.0 | 0.0 | 0.0 | 0 |  |  | 0.0 | Electrical Components | 63A 30kA, 230V,1PH+N TM based FIXED TYPE MCCB Mistubishi NF125CV3P63A | 0 | 31-12-2099 | Material Transfer | Moving Average |  | 0.0 |  | 0 | 0 |  | 0 | 0 | 0 | 0 |  | 0 | Item Attribute | 1 | Nos | 0.0 | 0.0 | 0 | 0.0 | 0 | Mistubishi | NF125CV3P63A | India |  |  | 0 | 0.0 |  | 0 | 0 |  | 0 | 0 | 0 | 0 |  |  | 0 | 0 | 0 |  | 0 | [5 empty] | 0 |  |  | 0 | [13 empty] | Nos | 1.0 | [10 empty] | Ringlus Electro Controls & Automation PVT LTD | [18 empty] | CGST - RNG | 9.0
[121 empty] | SGST - RNG | 9.0
| 80A 30kA, 230V,1PH+N TM based FIXED TYPE MCCB Mistubishi NF125CV3P80A | 80A 30kA, 230V,1PH+N TM based FIXED TYPE MCCB Mistubishi NF125CV3P80A | MIFMCCB | Nos |  | 80A 30kA, 230V,1PH+N TM based FIXED TYPE MCCB Mistubishi NF125CV3P80A |  | 0 | 0 | 1 | 1 | 1 | 0.0 | 0.0 | 0.0 | 0 |  |  | 0.0 | Electrical Components | 80A 30kA, 230V,1PH+N TM based FIXED TYPE MCCB Mistubishi NF125CV3P80A | 0 | 31-12-2099 | Material Transfer | Moving Average |  | 0.0 |  | 0 | 0 |  | 0 | 0 | 0 | 0 |  | 0 | Item Attribute | 1 | Nos | 0.0 | 0.0 | 0 | 0.0 | 0 | Mistubishi | NF125CV3P80A | India |  |  | 0 | 0.0 |  | 0 | 0 |  | 0 | 0 | 0 | 0 |  |  | 0 | 0 | 0 |  | 0 | [5 empty] | 0 |  |  | 0 | [13 empty] | Nos | 1.0 | [10 empty] | Ringlus Electro Controls & Automation PVT LTD | [18 empty] | CGST - RNG | 9.0
[121 empty] | SGST - RNG | 9.0
| 100A 30kA, 230V,1PH+N TM based FIXED TYPE MCCB Mistubishi NF125CV3P100A | 100A 30kA, 230V,1PH+N TM based FIXED TYPE MCCB Mistubishi NF125CV3P100A | MIFMCCB | Nos |  | 100A 30kA, 230V,1PH+N TM based FIXED TYPE MCCB Mistubishi NF125CV3P100A |  | 0 | 0 | 1 | 1 | 1 | 0.0 | 0.0 | 0.0 | 0 |  |  | 0.0 | Electrical Components | 100A 30kA, 230V,1PH+N TM based FIXED TYPE MCCB Mistubishi NF125CV3P100A | 0 | 31-12-2099 | Material Transfer | Moving Average |  | 0.0 |  | 0 | 0 |  | 0 | 0 | 0 | 0 |  | 0 | Item Attribute | 1 | Nos | 0.0 | 0.0 | 0 | 0.0 | 0 | Mistubishi | NF125CV3P100A | India |  |  | 0 | 0.0 |  | 0 | 0 |  | 0 | 0 | 0 | 0 |  |  | 0 | 0 | 0 |  | 0 | [5 empty] | 0 |  |  | 0 | [13 empty] | Nos | 1.0 | [10 empty] | Ringlus Electro Controls & Automation PVT LTD | [18 empty] | CGST - RNG | 9.0
[121 empty] | SGST - RNG | 9.0
| 125A 30kA, 230V,1PH+N TM based FIXED TYPE MCCB Mistubishi NF125CV3P125A | 125A 30kA, 230V,1PH+N TM based FIXED TYPE MCCB Mistubishi NF125CV3P125A | MIFMCCB | Nos |  | 125A 30kA, 230V,1PH+N TM based FIXED TYPE MCCB Mistubishi NF125CV3P125A |  | 0 | 0 | 1 | 1 | 1 | 0.0 | 0.0 | 0.0 | 0 |  |  | 0.0 | Electrical Components | 125A 30kA, 230V,1PH+N TM based FIXED TYPE MCCB Mistubishi NF125CV3P125A | 0 | 31-12-2099 | Material Transfer | Moving Average |  | 0.0 |  | 0 | 0 |  | 0 | 0 | 0 | 0 |  | 0 | Item Attribute | 1 | Nos | 0.0 | 0.0 | 0 | 0.0 | 0 | Mistubishi | NF125CV3P125A | India |  |  | 0 | 0.0 |  | 0 | 0 |  | 0 | 0 | 0 | 0 |  |  | 0 | 0 | 0 |  | 0 | [5 empty] | 0 |  |  | 0 | [13 empty] | Nos | 1.0 | [10 empty] | Ringlus Electro Controls & Automation PVT LTD | [18 empty] | CGST - RNG | 9.0
[121 empty] | SGST - RNG | 9.0
| 20A 10kA, 380V, 3P TM based FIXED TYPE MCCB Mistubishi NF125CV3P20A | 20A 10kA, 380V, 3P TM based FIXED TYPE MCCB Mistubishi NF125CV3P20A | MIFMCCB | Nos |  | 20A 10kA, 380V, 3P TM based FIXED TYPE MCCB Mistubishi NF125CV3P20A |  | 0 | 0 | 1 | 1 | 1 | 0.0 | 0.0 | 0.0 | 0 |  |  | 0.0 | Electrical Components | 20A 10kA, 380V, 3P TM based FIXED TYPE MCCB Mistubishi NF125CV3P20A | 0 | 31-12-2099 | Material Transfer | Moving Average |  | 0.0 |  | 0 | 0 |  | 0 | 0 | 0 | 0 |  | 0 | Item Attribute | 1 | Nos | 0.0 | 0.0 | 0 | 0.0 | 0 | Mistubishi | NF125CV3P20A | India |  |  | 0 | 0.0 |  | 0 | 0 |  | 0 | 0 | 0 | 0 |  |  | 0 | 0 | 0 |  | 0 | [5 empty] | 0 |  |  | 0 | [13 empty] | Nos | 1.0 | [10 empty] | Ringlus Electro Controls & Automation PVT LTD | [18 empty] | CGST - RNG | 9.0
[121 empty] | SGST - RNG | 9.0
| 25A 10kA, 380V, 3P TM based FIXED TYPE MCCB Mistubishi NF125CV3P25A | 25A 10kA, 380V, 3P TM based FIXED TYPE MCCB Mistubishi NF125CV3P25A | MIFMCCB | Nos |  | 25A 10kA, 380V, 3P TM based FIXED TYPE MCCB Mistubishi NF125CV3P25A |  | 0 | 0 | 1 | 1 | 1 | 0.0 | 0.0 | 0.0 | 0 |  |  | 0.0 | Electrical Components | 25A 10kA, 380V, 3P TM based FIXED TYPE MCCB Mistubishi NF125CV3P25A | 0 | 31-12-2099 | Material Transfer | Moving Average |  | 0.0 |  | 0 | 0 |  | 0 | 0 | 0 | 0 |  | 0 | Item Attribute | 1 | Nos | 0.0 | 0.0 | 0 | 0.0 | 0 | Mistubishi | NF125CV3P25A | India |  |  | 0 | 0.0 |  | 0 | 0 |  | 0 | 0 | 0 | 0 |  |  | 0 | 0 | 0 |  | 0 | [5 empty] | 0 |  |  | 0 | [13 empty] | Nos | 1.0 | [10 empty] | Ringlus Electro Controls & Automation PVT LTD | [18 empty] | CGST - RNG | 9.0
[121 empty] | SGST - RNG | 9.0
| 32A 10kA, 380V, 3P TM based FIXED TYPE MCCB Mistubishi NF125CV3P32A | 32A 10kA, 380V, 3P TM based FIXED TYPE MCCB Mistubishi NF125CV3P32A | MIFMCCB | Nos |  | 32A 10kA, 380V, 3P TM based FIXED TYPE MCCB Mistubishi NF125CV3P32A |  | 0 | 0 | 1 | 1 | 1 | 0.0 | 0.0 | 0.0 | 0 |  |  | 0.0 | Electrical Components | 32A 10kA, 380V, 3P TM based FIXED TYPE MCCB Mistubishi NF125CV3P32A | 0 | 31-12-2099 | Material Transfer | Moving Average |  | 0.0 |  | 0 | 0 |  | 0 | 0 | 0 | 0 |  | 0 | Item Attribute | 1 | Nos | 0.0 | 0.0 | 0 | 0.0 | 0 | Mistubishi | NF125CV3P32A | India |  |  | 0 | 0.0 |  | 0 | 0 |  | 0 | 0 | 0 | 0 |  |  | 0 | 0 | 0 |  | 0 | [5 empty] | 0 |  |  | 0 | [13 empty] | Nos | 1.0 | [10 empty] | Ringlus Electro Controls & Automation PVT LTD | [18 empty] | CGST - RNG | 9.0
[121 empty] | SGST - RNG | 9.0
| 40A 10kA, 380V, 3P TM based FIXED TYPE MCCB Mistubishi NF125CV3P40A | 40A 10kA, 380V, 3P TM based FIXED TYPE MCCB Mistubishi NF125CV3P40A | MIFMCCB | Nos |  | 40A 10kA, 380V, 3P TM based FIXED TYPE MCCB Mistubishi NF125CV3P40A |  | 0 | 0 | 1 | 1 | 1 | 0.0 | 0.0 | 0.0 | 0 |  |  | 0.0 | Electrical Components | 40A 10kA, 380V, 3P TM based FIXED TYPE MCCB Mistubishi NF125CV3P40A | 0 | 31-12-2099 | Material Transfer | Moving Average |  | 0.0 |  | 0 | 0 |  | 0 | 0 | 0 | 0 |  | 0 | Item Attribute | 1 | Nos | 0.0 | 0.0 | 0 | 0.0 | 0 | Mistubishi | NF125CV3P40A | India |  |  | 0 | 0.0 |  | 0 | 0 |  | 0 | 0 | 0 | 0 |  |  | 0 | 0 | 0 |  | 0 | [5 empty] | 0 |  |  | 0 | [13 empty] | Nos | 1.0 | [10 empty] | Ringlus Electro Controls & Automation PVT LTD | [18 empty] | CGST - RNG | 9.0
[121 empty] | SGST - RNG | 9.0
| 63A 10kA, 380V, 3P TM based FIXED TYPE MCCB Mistubishi NF125CV3P63A | 63A 10kA, 380V, 3P TM based FIXED TYPE MCCB Mistubishi NF125CV3P63A | MIFMCCB | Nos |  | 63A 10kA, 380V, 3P TM based FIXED TYPE MCCB Mistubishi NF125CV3P63A |  | 0 | 0 | 1 | 1 | 1 | 0.0 | 0.0 | 0.0 | 0 |  |  | 0.0 | Electrical Components | 63A 10kA, 380V, 3P TM based FIXED TYPE MCCB Mistubishi NF125CV3P63A | 0 | 31-12-2099 | Material Transfer | Moving Average |  | 0.0 |  | 0 | 0 |  | 0 | 0 | 0 | 0 |  | 0 | Item Attribute | 1 | Nos | 0.0 | 0.0 | 0 | 0.0 | 0 | Mistubishi | NF125CV3P63A | India |  |  | 0 | 0.0 |  | 0 | 0 |  | 0 | 0 | 0 | 0 |  |  | 0 | 0 | 0 |  | 0 | [5 empty] | 0 |  |  | 0 | [13 empty] | Nos | 1.0 | [10 empty] | Ringlus Electro Controls & Automation PVT LTD | [18 empty] | CGST - RNG | 9.0
[121 empty] | SGST - RNG | 9.0
| 80A 10kA, 380V, 3P TM based FIXED TYPE MCCB Mistubishi NF125CV3P80A | 80A 10kA, 380V, 3P TM based FIXED TYPE MCCB Mistubishi NF125CV3P80A | MIFMCCB | Nos |  | 80A 10kA, 380V, 3P TM based FIXED TYPE MCCB Mistubishi NF125CV3P80A |  | 0 | 0 | 1 | 1 | 1 | 0.0 | 0.0 | 0.0 | 0 |  |  | 0.0 | Electrical Components | 80A 10kA, 380V, 3P TM based FIXED TYPE MCCB Mistubishi NF125CV3P80A | 0 | 31-12-2099 | Material Transfer | Moving Average |  | 0.0 |  | 0 | 0 |  | 0 | 0 | 0 | 0 |  | 0 | Item Attribute | 1 | Nos | 0.0 | 0.0 | 0 | 0.0 | 0 | Mistubishi | NF125CV3P80A | India |  |  | 0 | 0.0 |  | 0 | 0 |  | 0 | 0 | 0 | 0 |  |  | 0 | 0 | 0 |  | 0 | [5 empty] | 0 |  |  | 0 | [13 empty] | Nos | 1.0 | [10 empty] | Ringlus Electro Controls & Automation PVT LTD | [18 empty] | CGST - RNG | 9.0
[121 empty] | SGST - RNG | 9.0
| 100A 10kA, 380V, 3P TM based FIXED TYPE MCCB Mistubishi NF125CV3P100A | 100A 10kA, 380V, 3P TM based FIXED TYPE MCCB Mistubishi NF125CV3P100A | MIFMCCB | Nos |  | 100A 10kA, 380V, 3P TM based FIXED TYPE MCCB Mistubishi NF125CV3P100A |  | 0 | 0 | 1 | 1 | 1 | 0.0 | 0.0 | 0.0 | 0 |  |  | 0.0 | Electrical Components | 100A 10kA, 380V, 3P TM based FIXED TYPE MCCB Mistubishi NF125CV3P100A | 0 | 31-12-2099 | Material Transfer | Moving Average |  | 0.0 |  | 0 | 0 |  | 0 | 0 | 0 | 0 |  | 0 | Item Attribute | 1 | Nos | 0.0 | 0.0 | 0 | 0.0 | 0 | Mistubishi | NF125CV3P100A | India |  |  | 0 | 0.0 |  | 0 | 0 |  | 0 | 0 | 0 | 0 |  |  | 0 | 0 | 0 |  | 0 | [5 empty] | 0 |  |  | 0 | [13 empty] | Nos | 1.0 | [10 empty] | Ringlus Electro Controls & Automation PVT LTD | [18 empty] | CGST - RNG | 9.0
[121 empty] | SGST - RNG | 9.0
| 125A 10kA, 380V, 3P TM based FIXED TYPE MCCB Mistubishi NF125CV3P125A | 125A 10kA, 380V, 3P TM based FIXED TYPE MCCB Mistubishi NF125CV3P125A | MIFMCCB | Nos |  | 125A 10kA, 380V, 3P TM based FIXED TYPE MCCB Mistubishi NF125CV3P125A |  | 0 | 0 | 1 | 1 | 1 | 0.0 | 0.0 | 0.0 | 0 |  |  | 0.0 | Electrical Components | 125A 10kA, 380V, 3P TM based FIXED TYPE MCCB Mistubishi NF125CV3P125A | 0 | 31-12-2099 | Material Transfer | Moving Average |  | 0.0 |  | 0 | 0 |  | 0 | 0 | 0 | 0 |  | 0 | Item Attribute | 1 | Nos | 0.0 | 0.0 | 0 | 0.0 | 0 | Mistubishi | NF125CV3P125A | India |  |  | 0 | 0.0 |  | 0 | 0 |  | 0 | 0 | 0 | 0 |  |  | 0 | 0 | 0 |  | 0 | [5 empty] | 0 |  |  | 0 | [13 empty] | Nos | 1.0 | [10 empty] | Ringlus Electro Controls & Automation PVT LTD | [18 empty] | CGST - RNG | 9.0
[121 empty] | SGST - RNG | 9.0
| 150A 10kA, 380V, 3P TM based FIXED TYPE MCCB Mistubishi NF250CV3P150A | 150A 10kA, 380V, 3P TM based FIXED TYPE MCCB Mistubishi NF250CV3P150A | MIFMCCB | Nos |  | 150A 10kA, 380V, 3P TM based FIXED TYPE MCCB Mistubishi NF250CV3P150A |  | 0 | 0 | 1 | 1 | 1 | 0.0 | 0.0 | 0.0 | 0 |  |  | 0.0 | Electrical Components | 150A 10kA, 380V, 3P TM based FIXED TYPE MCCB Mistubishi NF250CV3P150A | 0 | 31-12-2099 | Material Transfer | Moving Average |  | 0.0 |  | 0 | 0 |  | 0 | 0 | 0 | 0 |  | 0 | Item Attribute | 1 | Nos | 0.0 | 0.0 | 0 | 0.0 | 0 | Mistubishi | NF250CV3P150A | India |  |  | 0 | 0.0 |  | 0 | 0 |  | 0 | 0 | 0 | 0 |  |  | 0 | 0 | 0 |  | 0 | [5 empty] | 0 |  |  | 0 | [13 empty] | Nos | 1.0 | [10 empty] | Ringlus Electro Controls & Automation PVT LTD | [18 empty] | CGST - RNG | 9.0
[121 empty] | SGST - RNG | 9.0
| 175A 10kA, 380V, 3P TM based FIXED TYPE MCCB Mistubishi NF250CV3P175A | 175A 10kA, 380V, 3P TM based FIXED TYPE MCCB Mistubishi NF250CV3P175A | MIFMCCB | Nos |  | 175A 10kA, 380V, 3P TM based FIXED TYPE MCCB Mistubishi NF250CV3P175A |  | 0 | 0 | 1 | 1 | 1 | 0.0 | 0.0 | 0.0 | 0 |  |  | 0.0 | Electrical Components | 175A 10kA, 380V, 3P TM based FIXED TYPE MCCB Mistubishi NF250CV3P175A | 0 | 31-12-2099 | Material Transfer | Moving Average |  | 0.0 |  | 0 | 0 |  | 0 | 0 | 0 | 0 |  | 0 | Item Attribute | 1 | Nos | 0.0 | 0.0 | 0 | 0.0 | 0 | Mistubishi | NF250CV3P175A | India |  |  | 0 | 0.0 |  | 0 | 0 |  | 0 | 0 | 0 | 0 |  |  | 0 | 0 | 0 |  | 0 | [5 empty] | 0 |  |  | 0 | [13 empty] | Nos | 1.0 | [10 empty] | Ringlus Electro Controls & Automation PVT LTD | [18 empty] | CGST - RNG | 9.0
[121 empty] | SGST - RNG | 9.0
| 200A 10kA, 380V, 3P TM based FIXED TYPE MCCB Mistubishi NF250CV3P200A | 200A 10kA, 380V, 3P TM based FIXED TYPE MCCB Mistubishi NF250CV3P200A | MIFMCCB | Nos |  | 200A 10kA, 380V, 3P TM based FIXED TYPE MCCB Mistubishi NF250CV3P200A |  | 0 | 0 | 1 | 1 | 1 | 0.0 | 0.0 | 0.0 | 0 |  |  | 0.0 | Electrical Components | 200A 10kA, 380V, 3P TM based FIXED TYPE MCCB Mistubishi NF250CV3P200A | 0 | 31-12-2099 | Material Transfer | Moving Average |  | 0.0 |  | 0 | 0 |  | 0 | 0 | 0 | 0 |  | 0 | Item Attribute | 1 | Nos | 0.0 | 0.0 | 0 | 0.0 | 0 | Mistubishi | NF250CV3P200A | India |  |  | 0 | 0.0 |  | 0 | 0 |  | 0 | 0 | 0 | 0 |  |  | 0 | 0 | 0 |  | 0 | [5 empty] | 0 |  |  | 0 | [13 empty] | Nos | 1.0 | [10 empty] | Ringlus Electro Controls & Automation PVT LTD | [18 empty] | CGST - RNG | 9.0
[121 empty] | SGST - RNG | 9.0
| 225A 10kA, 380V, 3P TM based FIXED TYPE MCCB Mistubishi NF250CV3P225A | 225A 10kA, 380V, 3P TM based FIXED TYPE MCCB Mistubishi NF250CV3P225A | MIFMCCB | Nos |  | 225A 10kA, 380V, 3P TM based FIXED TYPE MCCB Mistubishi NF250CV3P225A |  | 0 | 0 | 1 | 1 | 1 | 0.0 | 0.0 | 0.0 | 0 |  |  | 0.0 | Electrical Components | 225A 10kA, 380V, 3P TM based FIXED TYPE MCCB Mistubishi NF250CV3P225A | 0 | 31-12-2099 | Material Transfer | Moving Average |  | 0.0 |  | 0 | 0 |  | 0 | 0 | 0 | 0 |  | 0 | Item Attribute | 1 | Nos | 0.0 | 0.0 | 0 | 0.0 | 0 | Mistubishi | NF250CV3P225A | India |  |  | 0 | 0.0 |  | 0 | 0 |  | 0 | 0 | 0 | 0 |  |  | 0 | 0 | 0 |  | 0 | [5 empty] | 0 |  |  | 0 | [13 empty] | Nos | 1.0 | [10 empty] | Ringlus Electro Controls & Automation PVT LTD | [18 empty] | CGST - RNG | 9.0
[121 empty] | SGST - RNG | 9.0
| 250A 10kA, 380V, 3P TM based FIXED TYPE MCCB Mistubishi NF250CV3P250A | 250A 10kA, 380V, 3P TM based FIXED TYPE MCCB Mistubishi NF250CV3P250A | MIFMCCB | Nos |  | 250A 10kA, 380V, 3P TM based FIXED TYPE MCCB Mistubishi NF250CV3P250A |  | 0 | 0 | 1 | 1 | 1 | 0.0 | 0.0 | 0.0 | 0 |  |  | 0.0 | Electrical Components | 250A 10kA, 380V, 3P TM based FIXED TYPE MCCB Mistubishi NF250CV3P250A | 0 | 31-12-2099 | Material Transfer | Moving Average |  | 0.0 |  | 0 | 0 |  | 0 | 0 | 0 | 0 |  | 0 | Item Attribute | 1 | Nos | 0.0 | 0.0 | 0 | 0.0 | 0 | Mistubishi | NF250CV3P250A | India |  |  | 0 | 0.0 |  | 0 | 0 |  | 0 | 0 | 0 | 0 |  |  | 0 | 0 | 0 |  | 0 | [5 empty] | 0 |  |  | 0 | [13 empty] | Nos | 1.0 | [10 empty] | Ringlus Electro Controls & Automation PVT LTD | [18 empty] | CGST - RNG | 9.0
[121 empty] | SGST - RNG | 9.0
| 20A 25kA,380N ,3P TM based FIXED TYPE MCCB Mistubishi NF125SV3P20A | 20A 25kA,380N ,3P TM based FIXED TYPE MCCB Mistubishi NF125SV3P20A | MIFMCCB | Nos |  | 20A 25kA,380N ,3P TM based FIXED TYPE MCCB Mistubishi NF125SV3P20A |  | 0 | 0 | 1 | 1 | 1 | 0.0 | 0.0 | 0.0 | 0 |  |  | 0.0 | Electrical Components | 20A 25kA,380N ,3P TM based FIXED TYPE MCCB Mistubishi NF125SV3P20A | 0 | 31-12-2099 | Material Transfer | Moving Average |  | 0.0 |  | 0 | 0 |  | 0 | 0 | 0 | 0 |  | 0 | Item Attribute | 1 | Nos | 0.0 | 0.0 | 0 | 0.0 | 0 | Mistubishi | NF125SV3P20A | India |  |  | 0 | 0.0 |  | 0 | 0 |  | 0 | 0 | 0 | 0 |  |  | 0 | 0 | 0 |  | 0 | [5 empty] | 0 |  |  | 0 | [13 empty] | Nos | 1.0 | [10 empty] | Ringlus Electro Controls & Automation PVT LTD | [18 empty] | CGST - RNG | 9.0
[121 empty] | SGST - RNG | 9.0
| 25A 25kA,380N ,3P TM based FIXED TYPE MCCB Mistubishi NF125SV3P25A | 25A 25kA,380N ,3P TM based FIXED TYPE MCCB Mistubishi NF125SV3P25A | MIFMCCB | Nos |  | 25A 25kA,380N ,3P TM based FIXED TYPE MCCB Mistubishi NF125SV3P25A |  | 0 | 0 | 1 | 1 | 1 | 0.0 | 0.0 | 0.0 | 0 |  |  | 0.0 | Electrical Components | 25A 25kA,380N ,3P TM based FIXED TYPE MCCB Mistubishi NF125SV3P25A | 0 | 31-12-2099 | Material Transfer | Moving Average |  | 0.0 |  | 0 | 0 |  | 0 | 0 | 0 | 0 |  | 0 | Item Attribute | 1 | Nos | 0.0 | 0.0 | 0 | 0.0 | 0 | Mistubishi | NF125SV3P25A | India |  |  | 0 | 0.0 |  | 0 | 0 |  | 0 | 0 | 0 | 0 |  |  | 0 | 0 | 0 |  | 0 | [5 empty] | 0 |  |  | 0 | [13 empty] | Nos | 1.0 | [10 empty] | Ringlus Electro Controls & Automation PVT LTD | [18 empty] | CGST - RNG | 9.0
[121 empty] | SGST - RNG | 9.0
| 32A 25kA,380N ,3P TM based FIXED TYPE MCCB Mistubishi NF125SV3P32A | 32A 25kA,380N ,3P TM based FIXED TYPE MCCB Mistubishi NF125SV3P32A | MIFMCCB | Nos |  | 32A 25kA,380N ,3P TM based FIXED TYPE MCCB Mistubishi NF125SV3P32A |  | 0 | 0 | 1 | 1 | 1 | 0.0 | 0.0 | 0.0 | 0 |  |  | 0.0 | Electrical Components | 32A 25kA,380N ,3P TM based FIXED TYPE MCCB Mistubishi NF125SV3P32A | 0 | 31-12-2099 | Material Transfer | Moving Average |  | 0.0 |  | 0 | 0 |  | 0 | 0 | 0 | 0 |  | 0 | Item Attribute | 1 | Nos | 0.0 | 0.0 | 0 | 0.0 | 0 | Mistubishi | NF125SV3P32A | India |  |  | 0 | 0.0 |  | 0 | 0 |  | 0 | 0 | 0 | 0 |  |  | 0 | 0 | 0 |  | 0 | [5 empty] | 0 |  |  | 0 | [13 empty] | Nos | 1.0 | [10 empty] | Ringlus Electro Controls & Automation PVT LTD | [18 empty] | CGST - RNG | 9.0
[121 empty] | SGST - RNG | 9.0
| 40A 25kA,380N ,3P TM based FIXED TYPE MCCB Mistubishi NF125SV3P40A | 40A 25kA,380N ,3P TM based FIXED TYPE MCCB Mistubishi NF125SV3P40A | MIFMCCB | Nos |  | 40A 25kA,380N ,3P TM based FIXED TYPE MCCB Mistubishi NF125SV3P40A |  | 0 | 0 | 1 | 1 | 1 | 0.0 | 0.0 | 0.0 | 0 |  |  | 0.0 | Electrical Components | 40A 25kA,380N ,3P TM based FIXED TYPE MCCB Mistubishi NF125SV3P40A | 0 | 31-12-2099 | Material Transfer | Moving Average |  | 0.0 |  | 0 | 0 |  | 0 | 0 | 0 | 0 |  | 0 | Item Attribute | 1 | Nos | 0.0 | 0.0 | 0 | 0.0 | 0 | Mistubishi | NF125SV3P40A | India |  |  | 0 | 0.0 |  | 0 | 0 |  | 0 | 0 | 0 | 0 |  |  | 0 | 0 | 0 |  | 0 | [5 empty] | 0 |  |  | 0 | [13 empty] | Nos | 1.0 | [10 empty] | Ringlus Electro Controls & Automation PVT LTD | [18 empty] | CGST - RNG | 9.0
[121 empty] | SGST - RNG | 9.0
| 63A 25kA,380N ,3P TM based FIXED TYPE MCCB Mistubishi NF125SV3P63A | 63A 25kA,380N ,3P TM based FIXED TYPE MCCB Mistubishi NF125SV3P63A | MIFMCCB | Nos |  | 63A 25kA,380N ,3P TM based FIXED TYPE MCCB Mistubishi NF125SV3P63A |  | 0 | 0 | 1 | 1 | 1 | 0.0 | 0.0 | 0.0 | 0 |  |  | 0.0 | Electrical Components | 63A 25kA,380N ,3P TM based FIXED TYPE MCCB Mistubishi NF125SV3P63A | 0 | 31-12-2099 | Material Transfer | Moving Average |  | 0.0 |  | 0 | 0 |  | 0 | 0 | 0 | 0 |  | 0 | Item Attribute | 1 | Nos | 0.0 | 0.0 | 0 | 0.0 | 0 | Mistubishi | NF125SV3P63A | India |  |  | 0 | 0.0 |  | 0 | 0 |  | 0 | 0 | 0 | 0 |  |  | 0 | 0 | 0 |  | 0 | [5 empty] | 0 |  |  | 0 | [13 empty] | Nos | 1.0 | [10 empty] | Ringlus Electro Controls & Automation PVT LTD | [18 empty] | CGST - RNG | 9.0
[121 empty] | SGST - RNG | 9.0
| 80A 25kA,380N ,3P TM based FIXED TYPE MCCB Mistubishi NF125SV3P80A | 80A 25kA,380N ,3P TM based FIXED TYPE MCCB Mistubishi NF125SV3P80A | MIFMCCB | Nos |  | 80A 25kA,380N ,3P TM based FIXED TYPE MCCB Mistubishi NF125SV3P80A |  | 0 | 0 | 1 | 1 | 1 | 0.0 | 0.0 | 0.0 | 0 |  |  | 0.0 | Electrical Components | 80A 25kA,380N ,3P TM based FIXED TYPE MCCB Mistubishi NF125SV3P80A | 0 | 31-12-2099 | Material Transfer | Moving Average |  | 0.0 |  | 0 | 0 |  | 0 | 0 | 0 | 0 |  | 0 | Item Attribute | 1 | Nos | 0.0 | 0.0 | 0 | 0.0 | 0 | Mistubishi | NF125SV3P80A | India |  |  | 0 | 0.0 |  | 0 | 0 |  | 0 | 0 | 0 | 0 |  |  | 0 | 0 | 0 |  | 0 | [5 empty] | 0 |  |  | 0 | [13 empty] | Nos | 1.0 | [10 empty] | Ringlus Electro Controls & Automation PVT LTD | [18 empty] | CGST - RNG | 9.0
[121 empty] | SGST - RNG | 9.0
| 100A 25kA,380N ,3P TM based FIXED TYPE MCCB Mistubishi NF125SV3P100A | 100A 25kA,380N ,3P TM based FIXED TYPE MCCB Mistubishi NF125SV3P100A | MIFMCCB | Nos |  | 100A 25kA,380N ,3P TM based FIXED TYPE MCCB Mistubishi NF125SV3P100A |  | 0 | 0 | 1 | 1 | 1 | 0.0 | 0.0 | 0.0 | 0 |  |  | 0.0 | Electrical Components | 100A 25kA,380N ,3P TM based FIXED TYPE MCCB Mistubishi NF125SV3P100A | 0 | 31-12-2099 | Material Transfer | Moving Average |  | 0.0 |  | 0 | 0 |  | 0 | 0 | 0 | 0 |  | 0 | Item Attribute | 1 | Nos | 0.0 | 0.0 | 0 | 0.0 | 0 | Mistubishi | NF125SV3P100A | India |  |  | 0 | 0.0 |  | 0 | 0 |  | 0 | 0 | 0 | 0 |  |  | 0 | 0 | 0 |  | 0 | [5 empty] | 0 |  |  | 0 | [13 empty] | Nos | 1.0 | [10 empty] | Ringlus Electro Controls & Automation PVT LTD | [18 empty] | CGST - RNG | 9.0
[121 empty] | SGST - RNG | 9.0
| 125A 25kA,380N ,3P TM based FIXED TYPE MCCB Mistubishi NF125SV3P125A | 125A 25kA,380N ,3P TM based FIXED TYPE MCCB Mistubishi NF125SV3P125A | MIFMCCB | Nos |  | 125A 25kA,380N ,3P TM based FIXED TYPE MCCB Mistubishi NF125SV3P125A |  | 0 | 0 | 1 | 1 | 1 | 0.0 | 0.0 | 0.0 | 0 |  |  | 0.0 | Electrical Components | 125A 25kA,380N ,3P TM based FIXED TYPE MCCB Mistubishi NF125SV3P125A | 0 | 31-12-2099 | Material Transfer | Moving Average |  | 0.0 |  | 0 | 0 |  | 0 | 0 | 0 | 0 |  | 0 | Item Attribute | 1 | Nos | 0.0 | 0.0 | 0 | 0.0 | 0 | Mistubishi | NF125SV3P125A | India |  |  | 0 | 0.0 |  | 0 | 0 |  | 0 | 0 | 0 | 0 |  |  | 0 | 0 | 0 |  | 0 | [5 empty] | 0 |  |  | 0 | [13 empty] | Nos | 1.0 | [10 empty] | Ringlus Electro Controls & Automation PVT LTD | [18 empty] | CGST - RNG | 9.0
[121 empty] | SGST - RNG | 9.0
| 150A 36kA,380N ,3P TM based FIXED TYPE MCCB Mistubishi NF250SV3P150A | 150A 36kA,380N ,3P TM based FIXED TYPE MCCB Mistubishi NF250SV3P150A | MIFMCCB | Nos |  | 150A 36kA,380N ,3P TM based FIXED TYPE MCCB Mistubishi NF250SV3P150A |  | 0 | 0 | 1 | 1 | 1 | 0.0 | 0.0 | 0.0 | 0 |  |  | 0.0 | Electrical Components | 150A 36kA,380N ,3P TM based FIXED TYPE MCCB Mistubishi NF250SV3P150A | 0 | 31-12-2099 | Material Transfer | Moving Average |  | 0.0 |  | 0 | 0 |  | 0 | 0 | 0 | 0 |  | 0 | Item Attribute | 1 | Nos | 0.0 | 0.0 | 0 | 0.0 | 0 | Mistubishi | NF250SV3P150A | India |  |  | 0 | 0.0 |  | 0 | 0 |  | 0 | 0 | 0 | 0 |  |  | 0 | 0 | 0 |  | 0 | [5 empty] | 0 |  |  | 0 | [13 empty] | Nos | 1.0 | [10 empty] | Ringlus Electro Controls & Automation PVT LTD | [18 empty] | CGST - RNG | 9.0
[121 empty] | SGST - RNG | 9.0
| 175A 36kA,380N ,3P TM based FIXED TYPE MCCB Mistubishi NF250SV3P175A | 175A 36kA,380N ,3P TM based FIXED TYPE MCCB Mistubishi NF250SV3P175A | MIFMCCB | Nos |  | 175A 36kA,380N ,3P TM based FIXED TYPE MCCB Mistubishi NF250SV3P175A |  | 0 | 0 | 1 | 1 | 1 | 0.0 | 0.0 | 0.0 | 0 |  |  | 0.0 | Electrical Components | 175A 36kA,380N ,3P TM based FIXED TYPE MCCB Mistubishi NF250SV3P175A | 0 | 31-12-2099 | Material Transfer | Moving Average |  | 0.0 |  | 0 | 0 |  | 0 | 0 | 0 | 0 |  | 0 | Item Attribute | 1 | Nos | 0.0 | 0.0 | 0 | 0.0 | 0 | Mistubishi | NF250SV3P175A | India |  |  | 0 | 0.0 |  | 0 | 0 |  | 0 | 0 | 0 | 0 |  |  | 0 | 0 | 0 |  | 0 | [5 empty] | 0 |  |  | 0 | [13 empty] | Nos | 1.0 | [10 empty] | Ringlus Electro Controls & Automation PVT LTD | [18 empty] | CGST - RNG | 9.0
[121 empty] | SGST - RNG | 9.0
| 200A 36kA,380N ,3P TM based FIXED TYPE MCCB Mistubishi NF250SV3P200A | 200A 36kA,380N ,3P TM based FIXED TYPE MCCB Mistubishi NF250SV3P200A | MIFMCCB | Nos |  | 200A 36kA,380N ,3P TM based FIXED TYPE MCCB Mistubishi NF250SV3P200A |  | 0 | 0 | 1 | 1 | 1 | 0.0 | 0.0 | 0.0 | 0 |  |  | 0.0 | Electrical Components | 200A 36kA,380N ,3P TM based FIXED TYPE MCCB Mistubishi NF250SV3P200A | 0 | 31-12-2099 | Material Transfer | Moving Average |  | 0.0 |  | 0 | 0 |  | 0 | 0 | 0 | 0 |  | 0 | Item Attribute | 1 | Nos | 0.0 | 0.0 | 0 | 0.0 | 0 | Mistubishi | NF250SV3P200A | India |  |  | 0 | 0.0 |  | 0 | 0 |  | 0 | 0 | 0 | 0 |  |  | 0 | 0 | 0 |  | 0 | [5 empty] | 0 |  |  | 0 | [13 empty] | Nos | 1.0 | [10 empty] | Ringlus Electro Controls & Automation PVT LTD | [18 empty] | CGST - RNG | 9.0
[121 empty] | SGST - RNG | 9.0
| 225A 36kA,380N ,3P TM based FIXED TYPE MCCB Mistubishi NF250SV3P225A | 225A 36kA,380N ,3P TM based FIXED TYPE MCCB Mistubishi NF250SV3P225A | MIFMCCB | Nos |  | 225A 36kA,380N ,3P TM based FIXED TYPE MCCB Mistubishi NF250SV3P225A |  | 0 | 0 | 1 | 1 | 1 | 0.0 | 0.0 | 0.0 | 0 |  |  | 0.0 | Electrical Components | 225A 36kA,380N ,3P TM based FIXED TYPE MCCB Mistubishi NF250SV3P225A | 0 | 31-12-2099 | Material Transfer | Moving Average |  | 0.0 |  | 0 | 0 |  | 0 | 0 | 0 | 0 |  | 0 | Item Attribute | 1 | Nos | 0.0 | 0.0 | 0 | 0.0 | 0 | Mistubishi | NF250SV3P225A | India |  |  | 0 | 0.0 |  | 0 | 0 |  | 0 | 0 | 0 | 0 |  |  | 0 | 0 | 0 |  | 0 | [5 empty] | 0 |  |  | 0 | [13 empty] | Nos | 1.0 | [10 empty] | Ringlus Electro Controls & Automation PVT LTD | [18 empty] | CGST - RNG | 9.0
[121 empty] | SGST - RNG | 9.0
| 250A 36kA,380N ,3P TM based FIXED TYPE MCCB Mistubishi NF250SV3P250A | 250A 36kA,380N ,3P TM based FIXED TYPE MCCB Mistubishi NF250SV3P250A | MIFMCCB | Nos |  | 250A 36kA,380N ,3P TM based FIXED TYPE MCCB Mistubishi NF250SV3P250A |  | 0 | 0 | 1 | 1 | 1 | 0.0 | 0.0 | 0.0 | 0 |  |  | 0.0 | Electrical Components | 250A 36kA,380N ,3P TM based FIXED TYPE MCCB Mistubishi NF250SV3P250A | 0 | 31-12-2099 | Material Transfer | Moving Average |  | 0.0 |  | 0 | 0 |  | 0 | 0 | 0 | 0 |  | 0 | Item Attribute | 1 | Nos | 0.0 | 0.0 | 0 | 0.0 | 0 | Mistubishi | NF250SV3P250A | India |  |  | 0 | 0.0 |  | 0 | 0 |  | 0 | 0 | 0 | 0 |  |  | 0 | 0 | 0 |  | 0 | [5 empty] | 0 |  |  | 0 | [13 empty] | Nos | 1.0 | [10 empty] | Ringlus Electro Controls & Automation PVT LTD | [18 empty] | CGST - RNG | 9.0
[121 empty] | SGST - RNG | 9.0
| 20A 10kA, 380V, 4P TM based FIXED TYPE MCCB Mistubishi NF63HV4P20A | 20A 10kA, 380V, 4P TM based FIXED TYPE MCCB Mistubishi NF63HV4P20A | MIFMCCB | Nos |  | 20A 10kA, 380V, 4P TM based FIXED TYPE MCCB Mistubishi NF63HV4P20A |  | 0 | 0 | 1 | 1 | 1 | 0.0 | 0.0 | 0.0 | 0 |  |  | 0.0 | Electrical Components | 20A 10kA, 380V, 4P TM based FIXED TYPE MCCB Mistubishi NF63HV4P20A | 0 | 31-12-2099 | Material Transfer | Moving Average |  | 0.0 |  | 0 | 0 |  | 0 | 0 | 0 | 0 |  | 0 | Item Attribute | 1 | Nos | 0.0 | 0.0 | 0 | 0.0 | 0 | Mistubishi | NF63HV4P20A | India |  |  | 0 | 0.0 |  | 0 | 0 |  | 0 | 0 | 0 | 0 |  |  | 0 | 0 | 0 |  | 0 | [5 empty] | 0 |  |  | 0 | [13 empty] | Nos | 1.0 | [10 empty] | Ringlus Electro Controls & Automation PVT LTD | [18 empty] | CGST - RNG | 9.0
[121 empty] | SGST - RNG | 9.0
| 25A 10kA, 380V, 4P TM based FIXED TYPE MCCB Mistubishi NF63HV4P25A | 25A 10kA, 380V, 4P TM based FIXED TYPE MCCB Mistubishi NF63HV4P25A | MIFMCCB | Nos |  | 25A 10kA, 380V, 4P TM based FIXED TYPE MCCB Mistubishi NF63HV4P25A |  | 0 | 0 | 1 | 1 | 1 | 0.0 | 0.0 | 0.0 | 0 |  |  | 0.0 | Electrical Components | 25A 10kA, 380V, 4P TM based FIXED TYPE MCCB Mistubishi NF63HV4P25A | 0 | 31-12-2099 | Material Transfer | Moving Average |  | 0.0 |  | 0 | 0 |  | 0 | 0 | 0 | 0 |  | 0 | Item Attribute | 1 | Nos | 0.0 | 0.0 | 0 | 0.0 | 0 | Mistubishi | NF63HV4P25A | India |  |  | 0 | 0.0 |  | 0 | 0 |  | 0 | 0 | 0 | 0 |  |  | 0 | 0 | 0 |  | 0 | [5 empty] | 0 |  |  | 0 | [13 empty] | Nos | 1.0 | [10 empty] | Ringlus Electro Controls & Automation PVT LTD | [18 empty] | CGST - RNG | 9.0
[121 empty] | SGST - RNG | 9.0
| 32A 10kA, 380V, 4P TM based FIXED TYPE MCCB Mistubishi NF63HV4P32A | 32A 10kA, 380V, 4P TM based FIXED TYPE MCCB Mistubishi NF63HV4P32A | MIFMCCB | Nos |  | 32A 10kA, 380V, 4P TM based FIXED TYPE MCCB Mistubishi NF63HV4P32A |  | 0 | 0 | 1 | 1 | 1 | 0.0 | 0.0 | 0.0 | 0 |  |  | 0.0 | Electrical Components | 32A 10kA, 380V, 4P TM based FIXED TYPE MCCB Mistubishi NF63HV4P32A | 0 | 31-12-2099 | Material Transfer | Moving Average |  | 0.0 |  | 0 | 0 |  | 0 | 0 | 0 | 0 |  | 0 | Item Attribute | 1 | Nos | 0.0 | 0.0 | 0 | 0.0 | 0 | Mistubishi | NF63HV4P32A | India |  |  | 0 | 0.0 |  | 0 | 0 |  | 0 | 0 | 0 | 0 |  |  | 0 | 0 | 0 |  | 0 | [5 empty] | 0 |  |  | 0 | [13 empty] | Nos | 1.0 | [10 empty] | Ringlus Electro Controls & Automation PVT LTD | [18 empty] | CGST - RNG | 9.0
[121 empty] | SGST - RNG | 9.0
| 40A 10kA, 380V, 4P TM based FIXED TYPE MCCB Mistubishi NF63HV4P40A | 40A 10kA, 380V, 4P TM based FIXED TYPE MCCB Mistubishi NF63HV4P40A | MIFMCCB | Nos |  | 40A 10kA, 380V, 4P TM based FIXED TYPE MCCB Mistubishi NF63HV4P40A |  | 0 | 0 | 1 | 1 | 1 | 0.0 | 0.0 | 0.0 | 0 |  |  | 0.0 | Electrical Components | 40A 10kA, 380V, 4P TM based FIXED TYPE MCCB Mistubishi NF63HV4P40A | 0 | 31-12-2099 | Material Transfer | Moving Average |  | 0.0 |  | 0 | 0 |  | 0 | 0 | 0 | 0 |  | 0 | Item Attribute | 1 | Nos | 0.0 | 0.0 | 0 | 0.0 | 0 | Mistubishi | NF63HV4P40A | India |  |  | 0 | 0.0 |  | 0 | 0 |  | 0 | 0 | 0 | 0 |  |  | 0 | 0 | 0 |  | 0 | [5 empty] | 0 |  |  | 0 | [13 empty] | Nos | 1.0 | [10 empty] | Ringlus Electro Controls & Automation PVT LTD | [18 empty] | CGST - RNG | 9.0
[121 empty] | SGST - RNG | 9.0
| 63A 10kA, 380V, 4P TM based FIXED TYPE MCCB Mistubishi NF63HV4P63A | 63A 10kA, 380V, 4P TM based FIXED TYPE MCCB Mistubishi NF63HV4P63A | MIFMCCB | Nos |  | 63A 10kA, 380V, 4P TM based FIXED TYPE MCCB Mistubishi NF63HV4P63A |  | 0 | 0 | 1 | 1 | 1 | 0.0 | 0.0 | 0.0 | 0 |  |  | 0.0 | Electrical Components | 63A 10kA, 380V, 4P TM based FIXED TYPE MCCB Mistubishi NF63HV4P63A | 0 | 31-12-2099 | Material Transfer | Moving Average |  | 0.0 |  | 0 | 0 |  | 0 | 0 | 0 | 0 |  | 0 | Item Attribute | 1 | Nos | 0.0 | 0.0 | 0 | 0.0 | 0 | Mistubishi | NF63HV4P63A | India |  |  | 0 | 0.0 |  | 0 | 0 |  | 0 | 0 | 0 | 0 |  |  | 0 | 0 | 0 |  | 0 | [5 empty] | 0 |  |  | 0 | [13 empty] | Nos | 1.0 | [10 empty] | Ringlus Electro Controls & Automation PVT LTD | [18 empty] | CGST - RNG | 9.0
[121 empty] | SGST - RNG | 9.0
| 20A 25kA,380N ,4P TM based FIXED TYPE MCCB Mistubishi NF125SV4P20A | 20A 25kA,380N ,4P TM based FIXED TYPE MCCB Mistubishi NF125SV4P20A | MIFMCCB | Nos |  | 20A 25kA,380N ,4P TM based FIXED TYPE MCCB Mistubishi NF125SV4P20A |  | 0 | 0 | 1 | 1 | 1 | 0.0 | 0.0 | 0.0 | 0 |  |  | 0.0 | Electrical Components | 20A 25kA,380N ,4P TM based FIXED TYPE MCCB Mistubishi NF125SV4P20A | 0 | 31-12-2099 | Material Transfer | Moving Average |  | 0.0 |  | 0 | 0 |  | 0 | 0 | 0 | 0 |  | 0 | Item Attribute | 1 | Nos | 0.0 | 0.0 | 0 | 0.0 | 0 | Mistubishi | NF125SV4P20A | India |  |  | 0 | 0.0 |  | 0 | 0 |  | 0 | 0 | 0 | 0 |  |  | 0 | 0 | 0 |  | 0 | [5 empty] | 0 |  |  | 0 | [13 empty] | Nos | 1.0 | [10 empty] | Ringlus Electro Controls & Automation PVT LTD | [18 empty] | CGST - RNG | 9.0
[121 empty] | SGST - RNG | 9.0
| 25A 25kA,380N ,4P TM based FIXED TYPE MCCB Mistubishi NF125SV4P25A | 25A 25kA,380N ,4P TM based FIXED TYPE MCCB Mistubishi NF125SV4P25A | MIFMCCB | Nos |  | 25A 25kA,380N ,4P TM based FIXED TYPE MCCB Mistubishi NF125SV4P25A |  | 0 | 0 | 1 | 1 | 1 | 0.0 | 0.0 | 0.0 | 0 |  |  | 0.0 | Electrical Components | 25A 25kA,380N ,4P TM based FIXED TYPE MCCB Mistubishi NF125SV4P25A | 0 | 31-12-2099 | Material Transfer | Moving Average |  | 0.0 |  | 0 | 0 |  | 0 | 0 | 0 | 0 |  | 0 | Item Attribute | 1 | Nos | 0.0 | 0.0 | 0 | 0.0 | 0 | Mistubishi | NF125SV4P25A | India |  |  | 0 | 0.0 |  | 0 | 0 |  | 0 | 0 | 0 | 0 |  |  | 0 | 0 | 0 |  | 0 | [5 empty] | 0 |  |  | 0 | [13 empty] | Nos | 1.0 | [10 empty] | Ringlus Electro Controls & Automation PVT LTD | [18 empty] | CGST - RNG | 9.0
[121 empty] | SGST - RNG | 9.0
| 32A 25kA,380N ,4P TM based FIXED TYPE MCCB Mistubishi NF125SV4P32A | 32A 25kA,380N ,4P TM based FIXED TYPE MCCB Mistubishi NF125SV4P32A | MIFMCCB | Nos |  | 32A 25kA,380N ,4P TM based FIXED TYPE MCCB Mistubishi NF125SV4P32A |  | 0 | 0 | 1 | 1 | 1 | 0.0 | 0.0 | 0.0 | 0 |  |  | 0.0 | Electrical Components | 32A 25kA,380N ,4P TM based FIXED TYPE MCCB Mistubishi NF125SV4P32A | 0 | 31-12-2099 | Material Transfer | Moving Average |  | 0.0 |  | 0 | 0 |  | 0 | 0 | 0 | 0 |  | 0 | Item Attribute | 1 | Nos | 0.0 | 0.0 | 0 | 0.0 | 0 | Mistubishi | NF125SV4P32A | India |  |  | 0 | 0.0 |  | 0 | 0 |  | 0 | 0 | 0 | 0 |  |  | 0 | 0 | 0 |  | 0 | [5 empty] | 0 |  |  | 0 | [13 empty] | Nos | 1.0 | [10 empty] | Ringlus Electro Controls & Automation PVT LTD | [18 empty] | CGST - RNG | 9.0
[121 empty] | SGST - RNG | 9.0
| 40A 25kA,380N ,4P TM based FIXED TYPE MCCB Mistubishi NF125SV4P40A | 40A 25kA,380N ,4P TM based FIXED TYPE MCCB Mistubishi NF125SV4P40A | MIFMCCB | Nos |  | 40A 25kA,380N ,4P TM based FIXED TYPE MCCB Mistubishi NF125SV4P40A |  | 0 | 0 | 1 | 1 | 1 | 0.0 | 0.0 | 0.0 | 0 |  |  | 0.0 | Electrical Components | 40A 25kA,380N ,4P TM based FIXED TYPE MCCB Mistubishi NF125SV4P40A | 0 | 31-12-2099 | Material Transfer | Moving Average |  | 0.0 |  | 0 | 0 |  | 0 | 0 | 0 | 0 |  | 0 | Item Attribute | 1 | Nos | 0.0 | 0.0 | 0 | 0.0 | 0 | Mistubishi | NF125SV4P40A | India |  |  | 0 | 0.0 |  | 0 | 0 |  | 0 | 0 | 0 | 0 |  |  | 0 | 0 | 0 |  | 0 | [5 empty] | 0 |  |  | 0 | [13 empty] | Nos | 1.0 | [10 empty] | Ringlus Electro Controls & Automation PVT LTD | [18 empty] | CGST - RNG | 9.0
[121 empty] | SGST - RNG | 9.0
| 63A 25kA,380N ,4P TM based FIXED TYPE MCCB Mistubishi NF125SV4P63A | 63A 25kA,380N ,4P TM based FIXED TYPE MCCB Mistubishi NF125SV4P63A | MIFMCCB | Nos |  | 63A 25kA,380N ,4P TM based FIXED TYPE MCCB Mistubishi NF125SV4P63A |  | 0 | 0 | 1 | 1 | 1 | 0.0 | 0.0 | 0.0 | 0 |  |  | 0.0 | Electrical Components | 63A 25kA,380N ,4P TM based FIXED TYPE MCCB Mistubishi NF125SV4P63A | 0 | 31-12-2099 | Material Transfer | Moving Average |  | 0.0 |  | 0 | 0 |  | 0 | 0 | 0 | 0 |  | 0 | Item Attribute | 1 | Nos | 0.0 | 0.0 | 0 | 0.0 | 0 | Mistubishi | NF125SV4P63A | India |  |  | 0 | 0.0 |  | 0 | 0 |  | 0 | 0 | 0 | 0 |  |  | 0 | 0 | 0 |  | 0 | [5 empty] | 0 |  |  | 0 | [13 empty] | Nos | 1.0 | [10 empty] | Ringlus Electro Controls & Automation PVT LTD | [18 empty] | CGST - RNG | 9.0
[121 empty] | SGST - RNG | 9.0
| 80A 25kA,380N ,4P TM based FIXED TYPE MCCB Mistubishi NF125SV4P80A | 80A 25kA,380N ,4P TM based FIXED TYPE MCCB Mistubishi NF125SV4P80A | MIFMCCB | Nos |  | 80A 25kA,380N ,4P TM based FIXED TYPE MCCB Mistubishi NF125SV4P80A |  | 0 | 0 | 1 | 1 | 1 | 0.0 | 0.0 | 0.0 | 0 |  |  | 0.0 | Electrical Components | 80A 25kA,380N ,4P TM based FIXED TYPE MCCB Mistubishi NF125SV4P80A | 0 | 31-12-2099 | Material Transfer | Moving Average |  | 0.0 |  | 0 | 0 |  | 0 | 0 | 0 | 0 |  | 0 | Item Attribute | 1 | Nos | 0.0 | 0.0 | 0 | 0.0 | 0 | Mistubishi | NF125SV4P80A | India |  |  | 0 | 0.0 |  | 0 | 0 |  | 0 | 0 | 0 | 0 |  |  | 0 | 0 | 0 |  | 0 | [5 empty] | 0 |  |  | 0 | [13 empty] | Nos | 1.0 | [10 empty] | Ringlus Electro Controls & Automation PVT LTD | [18 empty] | CGST - RNG | 9.0
[121 empty] | SGST - RNG | 9.0
| 100A 25kA,380N ,4P TM based FIXED TYPE MCCB Mistubishi NF125SV4P100A | 100A 25kA,380N ,4P TM based FIXED TYPE MCCB Mistubishi NF125SV4P100A | MIFMCCB | Nos |  | 100A 25kA,380N ,4P TM based FIXED TYPE MCCB Mistubishi NF125SV4P100A |  | 0 | 0 | 1 | 1 | 1 | 0.0 | 0.0 | 0.0 | 0 |  |  | 0.0 | Electrical Components | 100A 25kA,380N ,4P TM based FIXED TYPE MCCB Mistubishi NF125SV4P100A | 0 | 31-12-2099 | Material Transfer | Moving Average |  | 0.0 |  | 0 | 0 |  | 0 | 0 | 0 | 0 |  | 0 | Item Attribute | 1 | Nos | 0.0 | 0.0 | 0 | 0.0 | 0 | Mistubishi | NF125SV4P100A | India |  |  | 0 | 0.0 |  | 0 | 0 |  | 0 | 0 | 0 | 0 |  |  | 0 | 0 | 0 |  | 0 | [5 empty] | 0 |  |  | 0 | [13 empty] | Nos | 1.0 | [10 empty] | Ringlus Electro Controls & Automation PVT LTD | [18 empty] | CGST - RNG | 9.0
[121 empty] | SGST - RNG | 9.0
| 125A 25kA,380N ,4P TM based FIXED TYPE MCCB Mistubishi NF125SV4P125A | 125A 25kA,380N ,4P TM based FIXED TYPE MCCB Mistubishi NF125SV4P125A | MIFMCCB | Nos |  | 125A 25kA,380N ,4P TM based FIXED TYPE MCCB Mistubishi NF125SV4P125A |  | 0 | 0 | 1 | 1 | 1 | 0.0 | 0.0 | 0.0 | 0 |  |  | 0.0 | Electrical Components | 125A 25kA,380N ,4P TM based FIXED TYPE MCCB Mistubishi NF125SV4P125A | 0 | 31-12-2099 | Material Transfer | Moving Average |  | 0.0 |  | 0 | 0 |  | 0 | 0 | 0 | 0 |  | 0 | Item Attribute | 1 | Nos | 0.0 | 0.0 | 0 | 0.0 | 0 | Mistubishi | NF125SV4P125A | India |  |  | 0 | 0.0 |  | 0 | 0 |  | 0 | 0 | 0 | 0 |  |  | 0 | 0 | 0 |  | 0 | [5 empty] | 0 |  |  | 0 | [13 empty] | Nos | 1.0 | [10 empty] | Ringlus Electro Controls & Automation PVT LTD | [18 empty] | CGST - RNG | 9.0
[121 empty] | SGST - RNG | 9.0
| 150A 36kA, 380V, 4P TM based FIXED TYPE MCCB Mistubishi NF250SV4P150A | 150A 36kA, 380V, 4P TM based FIXED TYPE MCCB Mistubishi NF250SV4P150A | MIFMCCB | Nos |  | 150A 36kA, 380V, 4P TM based FIXED TYPE MCCB Mistubishi NF250SV4P150A |  | 0 | 0 | 1 | 1 | 1 | 0.0 | 0.0 | 0.0 | 0 |  |  | 0.0 | Electrical Components | 150A 36kA, 380V, 4P TM based FIXED TYPE MCCB Mistubishi NF250SV4P150A | 0 | 31-12-2099 | Material Transfer | Moving Average |  | 0.0 |  | 0 | 0 |  | 0 | 0 | 0 | 0 |  | 0 | Item Attribute | 1 | Nos | 0.0 | 0.0 | 0 | 0.0 | 0 | Mistubishi | NF250SV4P150A | India |  |  | 0 | 0.0 |  | 0 | 0 |  | 0 | 0 | 0 | 0 |  |  | 0 | 0 | 0 |  | 0 | [5 empty] | 0 |  |  | 0 | [13 empty] | Nos | 1.0 | [10 empty] | Ringlus Electro Controls & Automation PVT LTD | [18 empty] | CGST - RNG | 9.0
[121 empty] | SGST - RNG | 9.0
| 175A 36kA, 380V, 4P TM based FIXED TYPE MCCB Mistubishi NF250SV4P175A | 175A 36kA, 380V, 4P TM based FIXED TYPE MCCB Mistubishi NF250SV4P175A | MIFMCCB | Nos |  | 175A 36kA, 380V, 4P TM based FIXED TYPE MCCB Mistubishi NF250SV4P175A |  | 0 | 0 | 1 | 1 | 1 | 0.0 | 0.0 | 0.0 | 0 |  |  | 0.0 | Electrical Components | 175A 36kA, 380V, 4P TM based FIXED TYPE MCCB Mistubishi NF250SV4P175A | 0 | 31-12-2099 | Material Transfer | Moving Average |  | 0.0 |  | 0 | 0 |  | 0 | 0 | 0 | 0 |  | 0 | Item Attribute | 1 | Nos | 0.0 | 0.0 | 0 | 0.0 | 0 | Mistubishi | NF250SV4P175A | India |  |  | 0 | 0.0 |  | 0 | 0 |  | 0 | 0 | 0 | 0 |  |  | 0 | 0 | 0 |  | 0 | [5 empty] | 0 |  |  | 0 | [13 empty] | Nos | 1.0 | [10 empty] | Ringlus Electro Controls & Automation PVT LTD | [18 empty] | CGST - RNG | 9.0
[121 empty] | SGST - RNG | 9.0
| 200A 36kA, 380V, 4P TM based FIXED TYPE MCCB Mistubishi NF250SV4P200A | 200A 36kA, 380V, 4P TM based FIXED TYPE MCCB Mistubishi NF250SV4P200A | MIFMCCB | Nos |  | 200A 36kA, 380V, 4P TM based FIXED TYPE MCCB Mistubishi NF250SV4P200A |  | 0 | 0 | 1 | 1 | 1 | 0.0 | 0.0 | 0.0 | 0 |  |  | 0.0 | Electrical Components | 200A 36kA, 380V, 4P TM based FIXED TYPE MCCB Mistubishi NF250SV4P200A | 0 | 31-12-2099 | Material Transfer | Moving Average |  | 0.0 |  | 0 | 0 |  | 0 | 0 | 0 | 0 |  | 0 | Item Attribute | 1 | Nos | 0.0 | 0.0 | 0 | 0.0 | 0 | Mistubishi | NF250SV4P200A | India |  |  | 0 | 0.0 |  | 0 | 0 |  | 0 | 0 | 0 | 0 |  |  | 0 | 0 | 0 |  | 0 | [5 empty] | 0 |  |  | 0 | [13 empty] | Nos | 1.0 | [10 empty] | Ringlus Electro Controls & Automation PVT LTD | [18 empty] | CGST - RNG | 9.0
[121 empty] | SGST - RNG | 9.0
| 225A 36kA, 380V, 4P TM based FIXED TYPE MCCB Mistubishi NF250SV4P225A | 225A 36kA, 380V, 4P TM based FIXED TYPE MCCB Mistubishi NF250SV4P225A | MIFMCCB | Nos |  | 225A 36kA, 380V, 4P TM based FIXED TYPE MCCB Mistubishi NF250SV4P225A |  | 0 | 0 | 1 | 1 | 1 | 0.0 | 0.0 | 0.0 | 0 |  |  | 0.0 | Electrical Components | 225A 36kA, 380V, 4P TM based FIXED TYPE MCCB Mistubishi NF250SV4P225A | 0 | 31-12-2099 | Material Transfer | Moving Average |  | 0.0 |  | 0 | 0 |  | 0 | 0 | 0 | 0 |  | 0 | Item Attribute | 1 | Nos | 0.0 | 0.0 | 0 | 0.0 | 0 | Mistubishi | NF250SV4P225A | India |  |  | 0 | 0.0 |  | 0 | 0 |  | 0 | 0 | 0 | 0 |  |  | 0 | 0 | 0 |  | 0 | [5 empty] | 0 |  |  | 0 | [13 empty] | Nos | 1.0 | [10 empty] | Ringlus Electro Controls & Automation PVT LTD | [18 empty] | CGST - RNG | 9.0
[121 empty] | SGST - RNG | 9.0
| 250A 36kA, 380V, 4P TM based FIXED TYPE MCCB Mistubishi NF250SV4P250A | 250A 36kA, 380V, 4P TM based FIXED TYPE MCCB Mistubishi NF250SV4P250A | MIFMCCB | Nos |  | 250A 36kA, 380V, 4P TM based FIXED TYPE MCCB Mistubishi NF250SV4P250A |  | 0 | 0 | 1 | 1 | 1 | 0.0 | 0.0 | 0.0 | 0 |  |  | 0.0 | Electrical Components | 250A 36kA, 380V, 4P TM based FIXED TYPE MCCB Mistubishi NF250SV4P250A | 0 | 31-12-2099 | Material Transfer | Moving Average |  | 0.0 |  | 0 | 0 |  | 0 | 0 | 0 | 0 |  | 0 | Item Attribute | 1 | Nos | 0.0 | 0.0 | 0 | 0.0 | 0 | Mistubishi | NF250SV4P250A | India |  |  | 0 | 0.0 |  | 0 | 0 |  | 0 | 0 | 0 | 0 |  |  | 0 | 0 | 0 |  | 0 | [5 empty] | 0 |  |  | 0 | [13 empty] | Nos | 1.0 | [10 empty] | Ringlus Electro Controls & Automation PVT LTD | [18 empty] | CGST - RNG | 9.0
[121 empty] | SGST - RNG | 9.0
| Direct Rotory Handle NF63 Mistubishi F-05SV | Direct Rotory Handle NF63 Mistubishi F-05SV | MIFMCCB | Nos |  | Direct Rotory Handle NF63 Mistubishi F-05SV |  | 0 | 0 | 1 | 1 | 1 | 0.0 | 0.0 | 0.0 | 0 |  |  | 0.0 | Electrical Components | Direct Rotory Handle NF63 Mistubishi F-05SV | 0 | 31-12-2099 | Material Transfer | Moving Average |  | 0.0 |  | 0 | 0 |  | 0 | 0 | 0 | 0 |  | 0 | Item Attribute | 1 | Nos | 0.0 | 0.0 | 0 | 0.0 | 0 | Mistubishi | F-05SV | India |  |  | 0 | 0.0 |  | 0 | 0 |  | 0 | 0 | 0 | 0 |  |  | 0 | 0 | 0 |  | 0 | [5 empty] | 0 |  |  | 0 | [13 empty] | Nos | 1.0 | [10 empty] | Ringlus Electro Controls & Automation PVT LTD | [18 empty] | CGST - RNG | 9.0
[121 empty] | SGST - RNG | 9.0
| Extended Rotory Handle NF63 Mistubishi V-05SV | Extended Rotory Handle NF63 Mistubishi V-05SV | MIFMCCB | Nos |  | Extended Rotory Handle NF63 Mistubishi V-05SV |  | 0 | 0 | 1 | 1 | 1 | 0.0 | 0.0 | 0.0 | 0 |  |  | 0.0 | Electrical Components | Extended Rotory Handle NF63 Mistubishi V-05SV | 0 | 31-12-2099 | Material Transfer | Moving Average |  | 0.0 |  | 0 | 0 |  | 0 | 0 | 0 | 0 |  | 0 | Item Attribute | 1 | Nos | 0.0 | 0.0 | 0 | 0.0 | 0 | Mistubishi | V-05SV | India |  |  | 0 | 0.0 |  | 0 | 0 |  | 0 | 0 | 0 | 0 |  |  | 0 | 0 | 0 |  | 0 | [5 empty] | 0 |  |  | 0 | [13 empty] | Nos | 1.0 | [10 empty] | Ringlus Electro Controls & Automation PVT LTD | [18 empty] | CGST - RNG | 9.0
[121 empty] | SGST - RNG | 9.0
| Adj Rod for Ext Handle NF63 Mistubishi V-AD3S | Adj Rod for Ext Handle NF63 Mistubishi V-AD3S | MIFMCCB | Nos |  | Adj Rod for Ext Handle NF63 Mistubishi V-AD3S |  | 0 | 0 | 1 | 1 | 1 | 0.0 | 0.0 | 0.0 | 0 |  |  | 0.0 | Electrical Components | Adj Rod for Ext Handle NF63 Mistubishi V-AD3S | 0 | 31-12-2099 | Material Transfer | Moving Average |  | 0.0 |  | 0 | 0 |  | 0 | 0 | 0 | 0 |  | 0 | Item Attribute | 1 | Nos | 0.0 | 0.0 | 0 | 0.0 | 0 | Mistubishi | V-AD3S | India |  |  | 0 | 0.0 |  | 0 | 0 |  | 0 | 0 | 0 | 0 |  |  | 0 | 0 | 0 |  | 0 | [5 empty] | 0 |  |  | 0 | [13 empty] | Nos | 1.0 | [10 empty] | Ringlus Electro Controls & Automation PVT LTD | [18 empty] | CGST - RNG | 9.0
[121 empty] | SGST - RNG | 9.0
| Direct Rotory Handle NF125 Mistubishi F-1SV | Direct Rotory Handle NF125 Mistubishi F-1SV | MIFMCCB | Nos |  | Direct Rotory Handle NF125 Mistubishi F-1SV |  | 0 | 0 | 1 | 1 | 1 | 0.0 | 0.0 | 0.0 | 0 |  |  | 0.0 | Electrical Components | Direct Rotory Handle NF125 Mistubishi F-1SV | 0 | 31-12-2099 | Material Transfer | Moving Average |  | 0.0 |  | 0 | 0 |  | 0 | 0 | 0 | 0 |  | 0 | Item Attribute | 1 | Nos | 0.0 | 0.0 | 0 | 0.0 | 0 | Mistubishi | F-1SV | India |  |  | 0 | 0.0 |  | 0 | 0 |  | 0 | 0 | 0 | 0 |  |  | 0 | 0 | 0 |  | 0 | [5 empty] | 0 |  |  | 0 | [13 empty] | Nos | 1.0 | [10 empty] | Ringlus Electro Controls & Automation PVT LTD | [18 empty] | CGST - RNG | 9.0
[121 empty] | SGST - RNG | 9.0
| Extended Rotory Handle NF125 Mistubishi V-1SV | Extended Rotory Handle NF125 Mistubishi V-1SV | MIFMCCB | Nos |  | Extended Rotory Handle NF125 Mistubishi V-1SV |  | 0 | 0 | 1 | 1 | 1 | 0.0 | 0.0 | 0.0 | 0 |  |  | 0.0 | Electrical Components | Extended Rotory Handle NF125 Mistubishi V-1SV | 0 | 31-12-2099 | Material Transfer | Moving Average |  | 0.0 |  | 0 | 0 |  | 0 | 0 | 0 | 0 |  | 0 | Item Attribute | 1 | Nos | 0.0 | 0.0 | 0 | 0.0 | 0 | Mistubishi | V-1SV | India |  |  | 0 | 0.0 |  | 0 | 0 |  | 0 | 0 | 0 | 0 |  |  | 0 | 0 | 0 |  | 0 | [5 empty] | 0 |  |  | 0 | [13 empty] | Nos | 1.0 | [10 empty] | Ringlus Electro Controls & Automation PVT LTD | [18 empty] | CGST - RNG | 9.0
[121 empty] | SGST - RNG | 9.0
| Adj Rod for Ext Handle NF125 Mistubishi V-AD3S | Adj Rod for Ext Handle NF125 Mistubishi V-AD3S | MIFMCCB | Nos |  | Adj Rod for Ext Handle NF125 Mistubishi V-AD3S |  | 0 | 0 | 1 | 1 | 1 | 0.0 | 0.0 | 0.0 | 0 |  |  | 0.0 | Electrical Components | Adj Rod for Ext Handle NF125 Mistubishi V-AD3S | 0 | 31-12-2099 | Material Transfer | Moving Average |  | 0.0 |  | 0 | 0 |  | 0 | 0 | 0 | 0 |  | 0 | Item Attribute | 1 | Nos | 0.0 | 0.0 | 0 | 0.0 | 0 | Mistubishi | V-AD3S | India |  |  | 0 | 0.0 |  | 0 | 0 |  | 0 | 0 | 0 | 0 |  |  | 0 | 0 | 0 |  | 0 | [5 empty] | 0 |  |  | 0 | [13 empty] | Nos | 1.0 | [10 empty] | Ringlus Electro Controls & Automation PVT LTD | [18 empty] | CGST - RNG | 9.0
[121 empty] | SGST - RNG | 9.0
| Direct Rotory Handle NF250 Mistubishi F-2SV | Direct Rotory Handle NF250 Mistubishi F-2SV | MIFMCCB | Nos |  | Direct Rotory Handle NF250 Mistubishi F-2SV |  | 0 | 0 | 1 | 1 | 1 | 0.0 | 0.0 | 0.0 | 0 |  |  | 0.0 | Electrical Components | Direct Rotory Handle NF250 Mistubishi F-2SV | 0 | 31-12-2099 | Material Transfer | Moving Average |  | 0.0 |  | 0 | 0 |  | 0 | 0 | 0 | 0 |  | 0 | Item Attribute | 1 | Nos | 0.0 | 0.0 | 0 | 0.0 | 0 | Mistubishi | F-2SV | India |  |  | 0 | 0.0 |  | 0 | 0 |  | 0 | 0 | 0 | 0 |  |  | 0 | 0 | 0 |  | 0 | [5 empty] | 0 |  |  | 0 | [13 empty] | Nos | 1.0 | [10 empty] | Ringlus Electro Controls & Automation PVT LTD | [18 empty] | CGST - RNG | 9.0
[121 empty] | SGST - RNG | 9.0
| Extended Rotory Handle NF250 Mistubishi V-2SV | Extended Rotory Handle NF250 Mistubishi V-2SV | MIFMCCB | Nos |  | Extended Rotory Handle NF250 Mistubishi V-2SV |  | 0 | 0 | 1 | 1 | 1 | 0.0 | 0.0 | 0.0 | 0 |  |  | 0.0 | Electrical Components | Extended Rotory Handle NF250 Mistubishi V-2SV | 0 | 31-12-2099 | Material Transfer | Moving Average |  | 0.0 |  | 0 | 0 |  | 0 | 0 | 0 | 0 |  | 0 | Item Attribute | 1 | Nos | 0.0 | 0.0 | 0 | 0.0 | 0 | Mistubishi | V-2SV | India |  |  | 0 | 0.0 |  | 0 | 0 |  | 0 | 0 | 0 | 0 |  |  | 0 | 0 | 0 |  | 0 | [5 empty] | 0 |  |  | 0 | [13 empty] | Nos | 1.0 | [10 empty] | Ringlus Electro Controls & Automation PVT LTD | [18 empty] | CGST - RNG | 9.0
[121 empty] | SGST - RNG | 9.0
| Adj Rod for Ext Handle NF250 Mistubishi V-AD3S | Adj Rod for Ext Handle NF250 Mistubishi V-AD3S | MIFMCCB | Nos |  | Adj Rod for Ext Handle NF250 Mistubishi V-AD3S |  | 0 | 0 | 1 | 1 | 1 | 0.0 | 0.0 | 0.0 | 0 |  |  | 0.0 | Electrical Components | Adj Rod for Ext Handle NF250 Mistubishi V-AD3S | 0 | 31-12-2099 | Material Transfer | Moving Average |  | 0.0 |  | 0 | 0 |  | 0 | 0 | 0 | 0 |  | 0 | Item Attribute | 1 | Nos | 0.0 | 0.0 | 0 | 0.0 | 0 | Mistubishi | V-AD3S | India |  |  | 0 | 0.0 |  | 0 | 0 |  | 0 | 0 | 0 | 0 |  |  | 0 | 0 | 0 |  | 0 | [5 empty] | 0 |  |  | 0 | [13 empty] | Nos | 1.0 | [10 empty] | Ringlus Electro Controls & Automation PVT LTD | [18 empty] | CGST - RNG | 9.0
[121 empty] | SGST - RNG | 9.0
| Ax Switch Mistubishi AX-05SV | Ax Switch Mistubishi AX-05SV | MIFMCCB | Nos |  | Ax Switch Mistubishi AX-05SV |  | 0 | 0 | 1 | 1 | 1 | 0.0 | 0.0 | 0.0 | 0 |  |  | 0.0 | Electrical Components | Ax Switch Mistubishi AX-05SV | 0 | 31-12-2099 | Material Transfer | Moving Average |  | 0.0 |  | 0 | 0 |  | 0 | 0 | 0 | 0 |  | 0 | Item Attribute | 1 | Nos | 0.0 | 0.0 | 0 | 0.0 | 0 | Mistubishi | AX-05SV | India |  |  | 0 | 0.0 |  | 0 | 0 |  | 0 | 0 | 0 | 0 |  |  | 0 | 0 | 0 |  | 0 | [5 empty] | 0 |  |  | 0 | [13 empty] | Nos | 1.0 | [10 empty] | Ringlus Electro Controls & Automation PVT LTD | [18 empty] | CGST - RNG | 9.0
[121 empty] | SGST - RNG | 9.0
| Alarm Swicth Mistubishi AL-05SV | Alarm Swicth Mistubishi AL-05SV | MIFMCCB | Nos |  | Alarm Swicth Mistubishi AL-05SV |  | 0 | 0 | 1 | 1 | 1 | 0.0 | 0.0 | 0.0 | 0 |  |  | 0.0 | Electrical Components | Alarm Swicth Mistubishi AL-05SV | 0 | 31-12-2099 | Material Transfer | Moving Average |  | 0.0 |  | 0 | 0 |  | 0 | 0 | 0 | 0 |  | 0 | Item Attribute | 1 | Nos | 0.0 | 0.0 | 0 | 0.0 | 0 | Mistubishi | AL-05SV | India |  |  | 0 | 0.0 |  | 0 | 0 |  | 0 | 0 | 0 | 0 |  |  | 0 | 0 | 0 |  | 0 | [5 empty] | 0 |  |  | 0 | [13 empty] | Nos | 1.0 | [10 empty] | Ringlus Electro Controls & Automation PVT LTD | [18 empty] | CGST - RNG | 9.0
[121 empty] | SGST - RNG | 9.0
| UV Release Mistubishi UVTNA250-05SVR | UV Release Mistubishi UVTNA250-05SVR | MIFMCCB | Nos |  | UV Release Mistubishi UVTNA250-05SVR |  | 0 | 0 | 1 | 1 | 1 | 0.0 | 0.0 | 0.0 | 0 |  |  | 0.0 | Electrical Components | UV Release Mistubishi UVTNA250-05SVR | 0 | 31-12-2099 | Material Transfer | Moving Average |  | 0.0 |  | 0 | 0 |  | 0 | 0 | 0 | 0 |  | 0 | Item Attribute | 1 | Nos | 0.0 | 0.0 | 0 | 0.0 | 0 | Mistubishi | UVTNA250-05SVR | India |  |  | 0 | 0.0 |  | 0 | 0 |  | 0 | 0 | 0 | 0 |  |  | 0 | 0 | 0 |  | 0 | [5 empty] | 0 |  |  | 0 | [13 empty] | Nos | 1.0 | [10 empty] | Ringlus Electro Controls & Automation PVT LTD | [18 empty] | CGST - RNG | 9.0
[121 empty] | SGST - RNG | 9.0
| Shunt Coil Mistubishi SHTA240V-05SVR | Shunt Coil Mistubishi SHTA240V-05SVR | MIFMCCB | Nos |  | Shunt Coil Mistubishi SHTA240V-05SVR |  | 0 | 0 | 1 | 1 | 1 | 0.0 | 0.0 | 0.0 | 0 |  |  | 0.0 | Electrical Components | Shunt Coil Mistubishi SHTA240V-05SVR | 0 | 31-12-2099 | Material Transfer | Moving Average |  | 0.0 |  | 0 | 0 |  | 0 | 0 | 0 | 0 |  | 0 | Item Attribute | 1 | Nos | 0.0 | 0.0 | 0 | 0.0 | 0 | Mistubishi | SHTA240V-05SVR | India |  |  | 0 | 0.0 |  | 0 | 0 |  | 0 | 0 | 0 | 0 |  |  | 0 | 0 | 0 |  | 0 | [5 empty] | 0 |  |  | 0 | [13 empty] | Nos | 1.0 | [10 empty] | Ringlus Electro Controls & Automation PVT LTD | [18 empty] | CGST - RNG | 9.0
[121 empty] | SGST - RNG | 9.0
| 20A 36kA,TM based Adjustable MCCB Mistubishi NF125SGV3P16-20A | 20A 36kA,TM based Adjustable MCCB Mistubishi NF125SGV3P16-20A | MIAMCCB | Nos |  | 20A 36kA,TM based Adjustable MCCB Mistubishi NF125SGV3P16-20A |  | 0 | 0 | 1 | 1 | 1 | 0.0 | 0.0 | 0.0 | 0 |  |  | 0.0 | Electrical Components | 20A 36kA,TM based Adjustable MCCB Mistubishi NF125SGV3P16-20A | 0 | 31-12-2099 | Material Transfer | Moving Average |  | 0.0 |  | 0 | 0 |  | 0 | 0 | 0 | 0 |  | 0 | Item Attribute | 1 | Nos | 0.0 | 0.0 | 0 | 0.0 | 0 | Mistubishi | NF125SGV3P16-20A | India |  |  | 0 | 0.0 |  | 0 | 0 |  | 0 | 0 | 0 | 0 |  |  | 0 | 0 | 0 |  | 0 | [5 empty] | 0 |  |  | 0 | [13 empty] | Nos | 1.0 | [10 empty] | Ringlus Electro Controls & Automation PVT LTD | [18 empty] | CGST - RNG | 9.0
[121 empty] | SGST - RNG | 9.0
| 25A 36kA,TM based Adjustable MCCB Mistubishi NF125SGV3P20-25A | 25A 36kA,TM based Adjustable MCCB Mistubishi NF125SGV3P20-25A | MIAMCCB | Nos |  | 25A 36kA,TM based Adjustable MCCB Mistubishi NF125SGV3P20-25A |  | 0 | 0 | 1 | 1 | 1 | 0.0 | 0.0 | 0.0 | 0 |  |  | 0.0 | Electrical Components | 25A 36kA,TM based Adjustable MCCB Mistubishi NF125SGV3P20-25A | 0 | 31-12-2099 | Material Transfer | Moving Average |  | 0.0 |  | 0 | 0 |  | 0 | 0 | 0 | 0 |  | 0 | Item Attribute | 1 | Nos | 0.0 | 0.0 | 0 | 0.0 | 0 | Mistubishi | NF125SGV3P20-25A | India |  |  | 0 | 0.0 |  | 0 | 0 |  | 0 | 0 | 0 | 0 |  |  | 0 | 0 | 0 |  | 0 | [5 empty] | 0 |  |  | 0 | [13 empty] | Nos | 1.0 | [10 empty] | Ringlus Electro Controls & Automation PVT LTD | [18 empty] | CGST - RNG | 9.0
[121 empty] | SGST - RNG | 9.0
| 32A 36kA,TM based Adjustable MCCB Mistubishi NF125SGV3P25-32A | 32A 36kA,TM based Adjustable MCCB Mistubishi NF125SGV3P25-32A | MIAMCCB | Nos |  | 32A 36kA,TM based Adjustable MCCB Mistubishi NF125SGV3P25-32A |  | 0 | 0 | 1 | 1 | 1 | 0.0 | 0.0 | 0.0 | 0 |  |  | 0.0 | Electrical Components | 32A 36kA,TM based Adjustable MCCB Mistubishi NF125SGV3P25-32A | 0 | 31-12-2099 | Material Transfer | Moving Average |  | 0.0 |  | 0 | 0 |  | 0 | 0 | 0 | 0 |  | 0 | Item Attribute | 1 | Nos | 0.0 | 0.0 | 0 | 0.0 | 0 | Mistubishi | NF125SGV3P25-32A | India |  |  | 0 | 0.0 |  | 0 | 0 |  | 0 | 0 | 0 | 0 |  |  | 0 | 0 | 0 |  | 0 | [5 empty] | 0 |  |  | 0 | [13 empty] | Nos | 1.0 | [10 empty] | Ringlus Electro Controls & Automation PVT LTD | [18 empty] | CGST - RNG | 9.0
[121 empty] | SGST - RNG | 9.0
| 40A 36kA,TM based Adjustable MCCB Mistubishi NF125SGV3P32-40A | 40A 36kA,TM based Adjustable MCCB Mistubishi NF125SGV3P32-40A | MIAMCCB | Nos |  | 40A 36kA,TM based Adjustable MCCB Mistubishi NF125SGV3P32-40A |  | 0 | 0 | 1 | 1 | 1 | 0.0 | 0.0 | 0.0 | 0 |  |  | 0.0 | Electrical Components | 40A 36kA,TM based Adjustable MCCB Mistubishi NF125SGV3P32-40A | 0 | 31-12-2099 | Material Transfer | Moving Average |  | 0.0 |  | 0 | 0 |  | 0 | 0 | 0 | 0 |  | 0 | Item Attribute | 1 | Nos | 0.0 | 0.0 | 0 | 0.0 | 0 | Mistubishi | NF125SGV3P32-40A | India |  |  | 0 | 0.0 |  | 0 | 0 |  | 0 | 0 | 0 | 0 |  |  | 0 | 0 | 0 |  | 0 | [5 empty] | 0 |  |  | 0 | [13 empty] | Nos | 1.0 | [10 empty] | Ringlus Electro Controls & Automation PVT LTD | [18 empty] | CGST - RNG | 9.0
[121 empty] | SGST - RNG | 9.0
| 50A 36kA,TM based Adjustable MCCB Mistubishi NF125SGV3P35-50A | 50A 36kA,TM based Adjustable MCCB Mistubishi NF125SGV3P35-50A | MIAMCCB | Nos |  | 50A 36kA,TM based Adjustable MCCB Mistubishi NF125SGV3P35-50A |  | 0 | 0 | 1 | 1 | 1 | 0.0 | 0.0 | 0.0 | 0 |  |  | 0.0 | Electrical Components | 50A 36kA,TM based Adjustable MCCB Mistubishi NF125SGV3P35-50A | 0 | 31-12-2099 | Material Transfer | Moving Average |  | 0.0 |  | 0 | 0 |  | 0 | 0 | 0 | 0 |  | 0 | Item Attribute | 1 | Nos | 0.0 | 0.0 | 0 | 0.0 | 0 | Mistubishi | NF125SGV3P35-50A | India |  |  | 0 | 0.0 |  | 0 | 0 |  | 0 | 0 | 0 | 0 |  |  | 0 | 0 | 0 |  | 0 | [5 empty] | 0 |  |  | 0 | [13 empty] | Nos | 1.0 | [10 empty] | Ringlus Electro Controls & Automation PVT LTD | [18 empty] | CGST - RNG | 9.0
[121 empty] | SGST - RNG | 9.0
| 63A 36kA,TM based Adjustable MCCB Mistubishi NF125SGV3P45-63A | 63A 36kA,TM based Adjustable MCCB Mistubishi NF125SGV3P45-63A | MIAMCCB | Nos |  | 63A 36kA,TM based Adjustable MCCB Mistubishi NF125SGV3P45-63A |  | 0 | 0 | 1 | 1 | 1 | 0.0 | 0.0 | 0.0 | 0 |  |  | 0.0 | Electrical Components | 63A 36kA,TM based Adjustable MCCB Mistubishi NF125SGV3P45-63A | 0 | 31-12-2099 | Material Transfer | Moving Average |  | 0.0 |  | 0 | 0 |  | 0 | 0 | 0 | 0 |  | 0 | Item Attribute | 1 | Nos | 0.0 | 0.0 | 0 | 0.0 | 0 | Mistubishi | NF125SGV3P45-63A | India |  |  | 0 | 0.0 |  | 0 | 0 |  | 0 | 0 | 0 | 0 |  |  | 0 | 0 | 0 |  | 0 | [5 empty] | 0 |  |  | 0 | [13 empty] | Nos | 1.0 | [10 empty] | Ringlus Electro Controls & Automation PVT LTD | [18 empty] | CGST - RNG | 9.0
[121 empty] | SGST - RNG | 9.0
| 80A 36kA,TM based Adjustable MCCB Mistubishi NF125SGV3P56-80A | 80A 36kA,TM based Adjustable MCCB Mistubishi NF125SGV3P56-80A | MIAMCCB | Nos |  | 80A 36kA,TM based Adjustable MCCB Mistubishi NF125SGV3P56-80A |  | 0 | 0 | 1 | 1 | 1 | 0.0 | 0.0 | 0.0 | 0 |  |  | 0.0 | Electrical Components | 80A 36kA,TM based Adjustable MCCB Mistubishi NF125SGV3P56-80A | 0 | 31-12-2099 | Material Transfer | Moving Average |  | 0.0 |  | 0 | 0 |  | 0 | 0 | 0 | 0 |  | 0 | Item Attribute | 1 | Nos | 0.0 | 0.0 | 0 | 0.0 | 0 | Mistubishi | NF125SGV3P56-80A | India |  |  | 0 | 0.0 |  | 0 | 0 |  | 0 | 0 | 0 | 0 |  |  | 0 | 0 | 0 |  | 0 | [5 empty] | 0 |  |  | 0 | [13 empty] | Nos | 1.0 | [10 empty] | Ringlus Electro Controls & Automation PVT LTD | [18 empty] | CGST - RNG | 9.0
[121 empty] | SGST - RNG | 9.0
| 100A 36kA,TM based Adjustable MCCB Mistubishi NF125SGV3P70-100A | 100A 36kA,TM based Adjustable MCCB Mistubishi NF125SGV3P70-100A | MIAMCCB | Nos |  | 100A 36kA,TM based Adjustable MCCB Mistubishi NF125SGV3P70-100A |  | 0 | 0 | 1 | 1 | 1 | 0.0 | 0.0 | 0.0 | 0 |  |  | 0.0 | Electrical Components | 100A 36kA,TM based Adjustable MCCB Mistubishi NF125SGV3P70-100A | 0 | 31-12-2099 | Material Transfer | Moving Average |  | 0.0 |  | 0 | 0 |  | 0 | 0 | 0 | 0 |  | 0 | Item Attribute | 1 | Nos | 0.0 | 0.0 | 0 | 0.0 | 0 | Mistubishi | NF125SGV3P70-100A | India |  |  | 0 | 0.0 |  | 0 | 0 |  | 0 | 0 | 0 | 0 |  |  | 0 | 0 | 0 |  | 0 | [5 empty] | 0 |  |  | 0 | [13 empty] | Nos | 1.0 | [10 empty] | Ringlus Electro Controls & Automation PVT LTD | [18 empty] | CGST - RNG | 9.0
[121 empty] | SGST - RNG | 9.0
| 125A 36kA,TM based Adjustable MCCB Mistubishi NF125SGV3P90-125A | 125A 36kA,TM based Adjustable MCCB Mistubishi NF125SGV3P90-125A | MIAMCCB | Nos |  | 125A 36kA,TM based Adjustable MCCB Mistubishi NF125SGV3P90-125A |  | 0 | 0 | 1 | 1 | 1 | 0.0 | 0.0 | 0.0 | 0 |  |  | 0.0 | Electrical Components | 125A 36kA,TM based Adjustable MCCB Mistubishi NF125SGV3P90-125A | 0 | 31-12-2099 | Material Transfer | Moving Average |  | 0.0 |  | 0 | 0 |  | 0 | 0 | 0 | 0 |  | 0 | Item Attribute | 1 | Nos | 0.0 | 0.0 | 0 | 0.0 | 0 | Mistubishi | NF125SGV3P90-125A | India |  |  | 0 | 0.0 |  | 0 | 0 |  | 0 | 0 | 0 | 0 |  |  | 0 | 0 | 0 |  | 0 | [5 empty] | 0 |  |  | 0 | [13 empty] | Nos | 1.0 | [10 empty] | Ringlus Electro Controls & Automation PVT LTD | [18 empty] | CGST - RNG | 9.0
[121 empty] | SGST - RNG | 9.0
| 160A 36kA,TM based Adjustable MCCB Mistubishi NF125SGV3P125-160A | 160A 36kA,TM based Adjustable MCCB Mistubishi NF125SGV3P125-160A | MIAMCCB | Nos |  | 160A 36kA,TM based Adjustable MCCB Mistubishi NF125SGV3P125-160A |  | 0 | 0 | 1 | 1 | 1 | 0.0 | 0.0 | 0.0 | 0 |  |  | 0.0 | Electrical Components | 160A 36kA,TM based Adjustable MCCB Mistubishi NF125SGV3P125-160A | 0 | 31-12-2099 | Material Transfer | Moving Average |  | 0.0 |  | 0 | 0 |  | 0 | 0 | 0 | 0 |  | 0 | Item Attribute | 1 | Nos | 0.0 | 0.0 | 0 | 0.0 | 0 | Mistubishi | NF125SGV3P125-160A | India |  |  | 0 | 0.0 |  | 0 | 0 |  | 0 | 0 | 0 | 0 |  |  | 0 | 0 | 0 |  | 0 | [5 empty] | 0 |  |  | 0 | [13 empty] | Nos | 1.0 | [10 empty] | Ringlus Electro Controls & Automation PVT LTD | [18 empty] | CGST - RNG | 9.0
[121 empty] | SGST - RNG | 9.0
| 200A 36kA,TM based Adjustable MCCB Mistubishi NF125SGV3P140-200A | 200A 36kA,TM based Adjustable MCCB Mistubishi NF125SGV3P140-200A | MIAMCCB | Nos |  | 200A 36kA,TM based Adjustable MCCB Mistubishi NF125SGV3P140-200A |  | 0 | 0 | 1 | 1 | 1 | 0.0 | 0.0 | 0.0 | 0 |  |  | 0.0 | Electrical Components | 200A 36kA,TM based Adjustable MCCB Mistubishi NF125SGV3P140-200A | 0 | 31-12-2099 | Material Transfer | Moving Average |  | 0.0 |  | 0 | 0 |  | 0 | 0 | 0 | 0 |  | 0 | Item Attribute | 1 | Nos | 0.0 | 0.0 | 0 | 0.0 | 0 | Mistubishi | NF125SGV3P140-200A | India |  |  | 0 | 0.0 |  | 0 | 0 |  | 0 | 0 | 0 | 0 |  |  | 0 | 0 | 0 |  | 0 | [5 empty] | 0 |  |  | 0 | [13 empty] | Nos | 1.0 | [10 empty] | Ringlus Electro Controls & Automation PVT LTD | [18 empty] | CGST - RNG | 9.0
[121 empty] | SGST - RNG | 9.0
| 250A 36kA,TM based Adjustable MCCB Mistubishi NF125SGV3P175-250A | 250A 36kA,TM based Adjustable MCCB Mistubishi NF125SGV3P175-250A | MIAMCCB | Nos |  | 250A 36kA,TM based Adjustable MCCB Mistubishi NF125SGV3P175-250A |  | 0 | 0 | 1 | 1 | 1 | 0.0 | 0.0 | 0.0 | 0 |  |  | 0.0 | Electrical Components | 250A 36kA,TM based Adjustable MCCB Mistubishi NF125SGV3P175-250A | 0 | 31-12-2099 | Material Transfer | Moving Average |  | 0.0 |  | 0 | 0 |  | 0 | 0 | 0 | 0 |  | 0 | Item Attribute | 1 | Nos | 0.0 | 0.0 | 0 | 0.0 | 0 | Mistubishi | NF125SGV3P175-250A | India |  |  | 0 | 0.0 |  | 0 | 0 |  | 0 | 0 | 0 | 0 |  |  | 0 | 0 | 0 |  | 0 | [5 empty] | 0 |  |  | 0 | [13 empty] | Nos | 1.0 | [10 empty] | Ringlus Electro Controls & Automation PVT LTD | [18 empty] | CGST - RNG | 9.0
[121 empty] | SGST - RNG | 9.0
| 20A 36kA,TM based Adjustable MCCB Mistubishi NF125SGV4P16-20A | 20A 36kA,TM based Adjustable MCCB Mistubishi NF125SGV4P16-20A | MIAMCCB | Nos |  | 20A 36kA,TM based Adjustable MCCB Mistubishi NF125SGV4P16-20A |  | 0 | 0 | 1 | 1 | 1 | 0.0 | 0.0 | 0.0 | 0 |  |  | 0.0 | Electrical Components | 20A 36kA,TM based Adjustable MCCB Mistubishi NF125SGV4P16-20A | 0 | 31-12-2099 | Material Transfer | Moving Average |  | 0.0 |  | 0 | 0 |  | 0 | 0 | 0 | 0 |  | 0 | Item Attribute | 1 | Nos | 0.0 | 0.0 | 0 | 0.0 | 0 | Mistubishi | NF125SGV4P16-20A | India |  |  | 0 | 0.0 |  | 0 | 0 |  | 0 | 0 | 0 | 0 |  |  | 0 | 0 | 0 |  | 0 | [5 empty] | 0 |  |  | 0 | [13 empty] | Nos | 1.0 | [10 empty] | Ringlus Electro Controls & Automation PVT LTD | [18 empty] | CGST - RNG | 9.0
[121 empty] | SGST - RNG | 9.0
| 25A 36kA,TM based Adjustable MCCB Mistubishi NF125SGV4P20-25A | 25A 36kA,TM based Adjustable MCCB Mistubishi NF125SGV4P20-25A | MIAMCCB | Nos |  | 25A 36kA,TM based Adjustable MCCB Mistubishi NF125SGV4P20-25A |  | 0 | 0 | 1 | 1 | 1 | 0.0 | 0.0 | 0.0 | 0 |  |  | 0.0 | Electrical Components | 25A 36kA,TM based Adjustable MCCB Mistubishi NF125SGV4P20-25A | 0 | 31-12-2099 | Material Transfer | Moving Average |  | 0.0 |  | 0 | 0 |  | 0 | 0 | 0 | 0 |  | 0 | Item Attribute | 1 | Nos | 0.0 | 0.0 | 0 | 0.0 | 0 | Mistubishi | NF125SGV4P20-25A | India |  |  | 0 | 0.0 |  | 0 | 0 |  | 0 | 0 | 0 | 0 |  |  | 0 | 0 | 0 |  | 0 | [5 empty] | 0 |  |  | 0 | [13 empty] | Nos | 1.0 | [10 empty] | Ringlus Electro Controls & Automation PVT LTD | [18 empty] | CGST - RNG | 9.0
[121 empty] | SGST - RNG | 9.0
| 32A 36kA,TM based Adjustable MCCB Mistubishi NF125SGV4P25-32A | 32A 36kA,TM based Adjustable MCCB Mistubishi NF125SGV4P25-32A | MIAMCCB | Nos |  | 32A 36kA,TM based Adjustable MCCB Mistubishi NF125SGV4P25-32A |  | 0 | 0 | 1 | 1 | 1 | 0.0 | 0.0 | 0.0 | 0 |  |  | 0.0 | Electrical Components | 32A 36kA,TM based Adjustable MCCB Mistubishi NF125SGV4P25-32A | 0 | 31-12-2099 | Material Transfer | Moving Average |  | 0.0 |  | 0 | 0 |  | 0 | 0 | 0 | 0 |  | 0 | Item Attribute | 1 | Nos | 0.0 | 0.0 | 0 | 0.0 | 0 | Mistubishi | NF125SGV4P25-32A | India |  |  | 0 | 0.0 |  | 0 | 0 |  | 0 | 0 | 0 | 0 |  |  | 0 | 0 | 0 |  | 0 | [5 empty] | 0 |  |  | 0 | [13 empty] | Nos | 1.0 | [10 empty] | Ringlus Electro Controls & Automation PVT LTD | [18 empty] | CGST - RNG | 9.0
[121 empty] | SGST - RNG | 9.0
| 40A 36kA,TM based Adjustable MCCB Mistubishi NF125SGV4P32-40A | 40A 36kA,TM based Adjustable MCCB Mistubishi NF125SGV4P32-40A | MIAMCCB | Nos |  | 40A 36kA,TM based Adjustable MCCB Mistubishi NF125SGV4P32-40A |  | 0 | 0 | 1 | 1 | 1 | 0.0 | 0.0 | 0.0 | 0 |  |  | 0.0 | Electrical Components | 40A 36kA,TM based Adjustable MCCB Mistubishi NF125SGV4P32-40A | 0 | 31-12-2099 | Material Transfer | Moving Average |  | 0.0 |  | 0 | 0 |  | 0 | 0 | 0 | 0 |  | 0 | Item Attribute | 1 | Nos | 0.0 | 0.0 | 0 | 0.0 | 0 | Mistubishi | NF125SGV4P32-40A | India |  |  | 0 | 0.0 |  | 0 | 0 |  | 0 | 0 | 0 | 0 |  |  | 0 | 0 | 0 |  | 0 | [5 empty] | 0 |  |  | 0 | [13 empty] | Nos | 1.0 | [10 empty] | Ringlus Electro Controls & Automation PVT LTD | [18 empty] | CGST - RNG | 9.0
[121 empty] | SGST - RNG | 9.0
| 50A 36kA,TM based Adjustable MCCB Mistubishi NF125SGV4P35-50A | 50A 36kA,TM based Adjustable MCCB Mistubishi NF125SGV4P35-50A | MIAMCCB | Nos |  | 50A 36kA,TM based Adjustable MCCB Mistubishi NF125SGV4P35-50A |  | 0 | 0 | 1 | 1 | 1 | 0.0 | 0.0 | 0.0 | 0 |  |  | 0.0 | Electrical Components | 50A 36kA,TM based Adjustable MCCB Mistubishi NF125SGV4P35-50A | 0 | 31-12-2099 | Material Transfer | Moving Average |  | 0.0 |  | 0 | 0 |  | 0 | 0 | 0 | 0 |  | 0 | Item Attribute | 1 | Nos | 0.0 | 0.0 | 0 | 0.0 | 0 | Mistubishi | NF125SGV4P35-50A | India |  |  | 0 | 0.0 |  | 0 | 0 |  | 0 | 0 | 0 | 0 |  |  | 0 | 0 | 0 |  | 0 | [5 empty] | 0 |  |  | 0 | [13 empty] | Nos | 1.0 | [10 empty] | Ringlus Electro Controls & Automation PVT LTD | [18 empty] | CGST - RNG | 9.0
[121 empty] | SGST - RNG | 9.0
| 63A 36kA,TM based Adjustable MCCB Mistubishi NF125SGV4P45-63A | 63A 36kA,TM based Adjustable MCCB Mistubishi NF125SGV4P45-63A | MIAMCCB | Nos |  | 63A 36kA,TM based Adjustable MCCB Mistubishi NF125SGV4P45-63A |  | 0 | 0 | 1 | 1 | 1 | 0.0 | 0.0 | 0.0 | 0 |  |  | 0.0 | Electrical Components | 63A 36kA,TM based Adjustable MCCB Mistubishi NF125SGV4P45-63A | 0 | 31-12-2099 | Material Transfer | Moving Average |  | 0.0 |  | 0 | 0 |  | 0 | 0 | 0 | 0 |  | 0 | Item Attribute | 1 | Nos | 0.0 | 0.0 | 0 | 0.0 | 0 | Mistubishi | NF125SGV4P45-63A | India |  |  | 0 | 0.0 |  | 0 | 0 |  | 0 | 0 | 0 | 0 |  |  | 0 | 0 | 0 |  | 0 | [5 empty] | 0 |  |  | 0 | [13 empty] | Nos | 1.0 | [10 empty] | Ringlus Electro Controls & Automation PVT LTD | [18 empty] | CGST - RNG | 9.0
[121 empty] | SGST - RNG | 9.0
| 80A 36kA,TM based Adjustable MCCB Mistubishi NF125SGV4P56-80A | 80A 36kA,TM based Adjustable MCCB Mistubishi NF125SGV4P56-80A | MIAMCCB | Nos |  | 80A 36kA,TM based Adjustable MCCB Mistubishi NF125SGV4P56-80A |  | 0 | 0 | 1 | 1 | 1 | 0.0 | 0.0 | 0.0 | 0 |  |  | 0.0 | Electrical Components | 80A 36kA,TM based Adjustable MCCB Mistubishi NF125SGV4P56-80A | 0 | 31-12-2099 | Material Transfer | Moving Average |  | 0.0 |  | 0 | 0 |  | 0 | 0 | 0 | 0 |  | 0 | Item Attribute | 1 | Nos | 0.0 | 0.0 | 0 | 0.0 | 0 | Mistubishi | NF125SGV4P56-80A | India |  |  | 0 | 0.0 |  | 0 | 0 |  | 0 | 0 | 0 | 0 |  |  | 0 | 0 | 0 |  | 0 | [5 empty] | 0 |  |  | 0 | [13 empty] | Nos | 1.0 | [10 empty] | Ringlus Electro Controls & Automation PVT LTD | [18 empty] | CGST - RNG | 9.0
[121 empty] | SGST - RNG | 9.0
| 100A 36kA,TM based Adjustable MCCB Mistubishi NF125SGV4P70-100A | 100A 36kA,TM based Adjustable MCCB Mistubishi NF125SGV4P70-100A | MIAMCCB | Nos |  | 100A 36kA,TM based Adjustable MCCB Mistubishi NF125SGV4P70-100A |  | 0 | 0 | 1 | 1 | 1 | 0.0 | 0.0 | 0.0 | 0 |  |  | 0.0 | Electrical Components | 100A 36kA,TM based Adjustable MCCB Mistubishi NF125SGV4P70-100A | 0 | 31-12-2099 | Material Transfer | Moving Average |  | 0.0 |  | 0 | 0 |  | 0 | 0 | 0 | 0 |  | 0 | Item Attribute | 1 | Nos | 0.0 | 0.0 | 0 | 0.0 | 0 | Mistubishi | NF125SGV4P70-100A | India |  |  | 0 | 0.0 |  | 0 | 0 |  | 0 | 0 | 0 | 0 |  |  | 0 | 0 | 0 |  | 0 | [5 empty] | 0 |  |  | 0 | [13 empty] | Nos | 1.0 | [10 empty] | Ringlus Electro Controls & Automation PVT LTD | [18 empty] | CGST - RNG | 9.0
[121 empty] | SGST - RNG | 9.0
| 125A 36kA,TM based Adjustable MCCB Mistubishi NF125SGV4P90-125A | 125A 36kA,TM based Adjustable MCCB Mistubishi NF125SGV4P90-125A | MIAMCCB | Nos |  | 125A 36kA,TM based Adjustable MCCB Mistubishi NF125SGV4P90-125A |  | 0 | 0 | 1 | 1 | 1 | 0.0 | 0.0 | 0.0 | 0 |  |  | 0.0 | Electrical Components | 125A 36kA,TM based Adjustable MCCB Mistubishi NF125SGV4P90-125A | 0 | 31-12-2099 | Material Transfer | Moving Average |  | 0.0 |  | 0 | 0 |  | 0 | 0 | 0 | 0 |  | 0 | Item Attribute | 1 | Nos | 0.0 | 0.0 | 0 | 0.0 | 0 | Mistubishi | NF125SGV4P90-125A | India |  |  | 0 | 0.0 |  | 0 | 0 |  | 0 | 0 | 0 | 0 |  |  | 0 | 0 | 0 |  | 0 | [5 empty] | 0 |  |  | 0 | [13 empty] | Nos | 1.0 | [10 empty] | Ringlus Electro Controls & Automation PVT LTD | [18 empty] | CGST - RNG | 9.0
[121 empty] | SGST - RNG | 9.0
| 160A 36kA,TM based Adjustable MCCB Mistubishi NF125SGV4P125-160A | 160A 36kA,TM based Adjustable MCCB Mistubishi NF125SGV4P125-160A | MIAMCCB | Nos |  | 160A 36kA,TM based Adjustable MCCB Mistubishi NF125SGV4P125-160A |  | 0 | 0 | 1 | 1 | 1 | 0.0 | 0.0 | 0.0 | 0 |  |  | 0.0 | Electrical Components | 160A 36kA,TM based Adjustable MCCB Mistubishi NF125SGV4P125-160A | 0 | 31-12-2099 | Material Transfer | Moving Average |  | 0.0 |  | 0 | 0 |  | 0 | 0 | 0 | 0 |  | 0 | Item Attribute | 1 | Nos | 0.0 | 0.0 | 0 | 0.0 | 0 | Mistubishi | NF125SGV4P125-160A | India |  |  | 0 | 0.0 |  | 0 | 0 |  | 0 | 0 | 0 | 0 |  |  | 0 | 0 | 0 |  | 0 | [5 empty] | 0 |  |  | 0 | [13 empty] | Nos | 1.0 | [10 empty] | Ringlus Electro Controls & Automation PVT LTD | [18 empty] | CGST - RNG | 9.0
[121 empty] | SGST - RNG | 9.0
| 200A 36kA,TM based Adjustable MCCB Mistubishi NF125SGV4P140-200A | 200A 36kA,TM based Adjustable MCCB Mistubishi NF125SGV4P140-200A | MIAMCCB | Nos |  | 200A 36kA,TM based Adjustable MCCB Mistubishi NF125SGV4P140-200A |  | 0 | 0 | 1 | 1 | 1 | 0.0 | 0.0 | 0.0 | 0 |  |  | 0.0 | Electrical Components | 200A 36kA,TM based Adjustable MCCB Mistubishi NF125SGV4P140-200A | 0 | 31-12-2099 | Material Transfer | Moving Average |  | 0.0 |  | 0 | 0 |  | 0 | 0 | 0 | 0 |  | 0 | Item Attribute | 1 | Nos | 0.0 | 0.0 | 0 | 0.0 | 0 | Mistubishi | NF125SGV4P140-200A | India |  |  | 0 | 0.0 |  | 0 | 0 |  | 0 | 0 | 0 | 0 |  |  | 0 | 0 | 0 |  | 0 | [5 empty] | 0 |  |  | 0 | [13 empty] | Nos | 1.0 | [10 empty] | Ringlus Electro Controls & Automation PVT LTD | [18 empty] | CGST - RNG | 9.0
[121 empty] | SGST - RNG | 9.0
| 250A 36kA,TM based Adjustable MCCB Mistubishi NF125SGV4P175-250A | 250A 36kA,TM based Adjustable MCCB Mistubishi NF125SGV4P175-250A | MIAMCCB | Nos |  | 250A 36kA,TM based Adjustable MCCB Mistubishi NF125SGV4P175-250A |  | 0 | 0 | 1 | 1 | 1 | 0.0 | 0.0 | 0.0 | 0 |  |  | 0.0 | Electrical Components | 250A 36kA,TM based Adjustable MCCB Mistubishi NF125SGV4P175-250A | 0 | 31-12-2099 | Material Transfer | Moving Average |  | 0.0 |  | 0 | 0 |  | 0 | 0 | 0 | 0 |  | 0 | Item Attribute | 1 | Nos | 0.0 | 0.0 | 0 | 0.0 | 0 | Mistubishi | NF125SGV4P175-250A | India |  |  | 0 | 0.0 |  | 0 | 0 |  | 0 | 0 | 0 | 0 |  |  | 0 | 0 | 0 |  | 0 | [5 empty] | 0 |  |  | 0 | [13 empty] | Nos | 1.0 | [10 empty] | Ringlus Electro Controls & Automation PVT LTD | [18 empty] | CGST - RNG | 9.0
[121 empty] | SGST - RNG | 9.0
| 20A 50kA,TM based Adjustable MCCB Mistubishi NF125LGV3P16-20A | 20A 50kA,TM based Adjustable MCCB Mistubishi NF125LGV3P16-20A | MIAMCCB | Nos |  | 20A 50kA,TM based Adjustable MCCB Mistubishi NF125LGV3P16-20A |  | 0 | 0 | 1 | 1 | 1 | 0.0 | 0.0 | 0.0 | 0 |  |  | 0.0 | Electrical Components | 20A 50kA,TM based Adjustable MCCB Mistubishi NF125LGV3P16-20A | 0 | 31-12-2099 | Material Transfer | Moving Average |  | 0.0 |  | 0 | 0 |  | 0 | 0 | 0 | 0 |  | 0 | Item Attribute | 1 | Nos | 0.0 | 0.0 | 0 | 0.0 | 0 | Mistubishi | NF125LGV3P16-20A | India |  |  | 0 | 0.0 |  | 0 | 0 |  | 0 | 0 | 0 | 0 |  |  | 0 | 0 | 0 |  | 0 | [5 empty] | 0 |  |  | 0 | [13 empty] | Nos | 1.0 | [10 empty] | Ringlus Electro Controls & Automation PVT LTD | [18 empty] | CGST - RNG | 9.0
[121 empty] | SGST - RNG | 9.0
| 25A 50kA,TM based Adjustable MCCB Mistubishi NF125LGV3P20-25A | 25A 50kA,TM based Adjustable MCCB Mistubishi NF125LGV3P20-25A | MIAMCCB | Nos |  | 25A 50kA,TM based Adjustable MCCB Mistubishi NF125LGV3P20-25A |  | 0 | 0 | 1 | 1 | 1 | 0.0 | 0.0 | 0.0 | 0 |  |  | 0.0 | Electrical Components | 25A 50kA,TM based Adjustable MCCB Mistubishi NF125LGV3P20-25A | 0 | 31-12-2099 | Material Transfer | Moving Average |  | 0.0 |  | 0 | 0 |  | 0 | 0 | 0 | 0 |  | 0 | Item Attribute | 1 | Nos | 0.0 | 0.0 | 0 | 0.0 | 0 | Mistubishi | NF125LGV3P20-25A | India |  |  | 0 | 0.0 |  | 0 | 0 |  | 0 | 0 | 0 | 0 |  |  | 0 | 0 | 0 |  | 0 | [5 empty] | 0 |  |  | 0 | [13 empty] | Nos | 1.0 | [10 empty] | Ringlus Electro Controls & Automation PVT LTD | [18 empty] | CGST - RNG | 9.0
[121 empty] | SGST - RNG | 9.0
| 32A 50kA,TM based Adjustable MCCB Mistubishi NF125LGV3P25-32A | 32A 50kA,TM based Adjustable MCCB Mistubishi NF125LGV3P25-32A | MIAMCCB | Nos |  | 32A 50kA,TM based Adjustable MCCB Mistubishi NF125LGV3P25-32A |  | 0 | 0 | 1 | 1 | 1 | 0.0 | 0.0 | 0.0 | 0 |  |  | 0.0 | Electrical Components | 32A 50kA,TM based Adjustable MCCB Mistubishi NF125LGV3P25-32A | 0 | 31-12-2099 | Material Transfer | Moving Average |  | 0.0 |  | 0 | 0 |  | 0 | 0 | 0 | 0 |  | 0 | Item Attribute | 1 | Nos | 0.0 | 0.0 | 0 | 0.0 | 0 | Mistubishi | NF125LGV3P25-32A | India |  |  | 0 | 0.0 |  | 0 | 0 |  | 0 | 0 | 0 | 0 |  |  | 0 | 0 | 0 |  | 0 | [5 empty] | 0 |  |  | 0 | [13 empty] | Nos | 1.0 | [10 empty] | Ringlus Electro Controls & Automation PVT LTD | [18 empty] | CGST - RNG | 9.0
[121 empty] | SGST - RNG | 9.0
| 40A 50kA,TM based Adjustable MCCB Mistubishi NF125LGV3P32-40A | 40A 50kA,TM based Adjustable MCCB Mistubishi NF125LGV3P32-40A | MIAMCCB | Nos |  | 40A 50kA,TM based Adjustable MCCB Mistubishi NF125LGV3P32-40A |  | 0 | 0 | 1 | 1 | 1 | 0.0 | 0.0 | 0.0 | 0 |  |  | 0.0 | Electrical Components | 40A 50kA,TM based Adjustable MCCB Mistubishi NF125LGV3P32-40A | 0 | 31-12-2099 | Material Transfer | Moving Average |  | 0.0 |  | 0 | 0 |  | 0 | 0 | 0 | 0 |  | 0 | Item Attribute | 1 | Nos | 0.0 | 0.0 | 0 | 0.0 | 0 | Mistubishi | NF125LGV3P32-40A | India |  |  | 0 | 0.0 |  | 0 | 0 |  | 0 | 0 | 0 | 0 |  |  | 0 | 0 | 0 |  | 0 | [5 empty] | 0 |  |  | 0 | [13 empty] | Nos | 1.0 | [10 empty] | Ringlus Electro Controls & Automation PVT LTD | [18 empty] | CGST - RNG | 9.0
[121 empty] | SGST - RNG | 9.0
| 50A 50kA,TM based Adjustable MCCB Mistubishi NF125LGV3P35-50A | 50A 50kA,TM based Adjustable MCCB Mistubishi NF125LGV3P35-50A | MIAMCCB | Nos |  | 50A 50kA,TM based Adjustable MCCB Mistubishi NF125LGV3P35-50A |  | 0 | 0 | 1 | 1 | 1 | 0.0 | 0.0 | 0.0 | 0 |  |  | 0.0 | Electrical Components | 50A 50kA,TM based Adjustable MCCB Mistubishi NF125LGV3P35-50A | 0 | 31-12-2099 | Material Transfer | Moving Average |  | 0.0 |  | 0 | 0 |  | 0 | 0 | 0 | 0 |  | 0 | Item Attribute | 1 | Nos | 0.0 | 0.0 | 0 | 0.0 | 0 | Mistubishi | NF125LGV3P35-50A | India |  |  | 0 | 0.0 |  | 0 | 0 |  | 0 | 0 | 0 | 0 |  |  | 0 | 0 | 0 |  | 0 | [5 empty] | 0 |  |  | 0 | [13 empty] | Nos | 1.0 | [10 empty] | Ringlus Electro Controls & Automation PVT LTD | [18 empty] | CGST - RNG | 9.0
[121 empty] | SGST - RNG | 9.0
| 63A 50kA,TM based Adjustable MCCB Mistubishi NF125LGV3P45-63A | 63A 50kA,TM based Adjustable MCCB Mistubishi NF125LGV3P45-63A | MIAMCCB | Nos |  | 63A 50kA,TM based Adjustable MCCB Mistubishi NF125LGV3P45-63A |  | 0 | 0 | 1 | 1 | 1 | 0.0 | 0.0 | 0.0 | 0 |  |  | 0.0 | Electrical Components | 63A 50kA,TM based Adjustable MCCB Mistubishi NF125LGV3P45-63A | 0 | 31-12-2099 | Material Transfer | Moving Average |  | 0.0 |  | 0 | 0 |  | 0 | 0 | 0 | 0 |  | 0 | Item Attribute | 1 | Nos | 0.0 | 0.0 | 0 | 0.0 | 0 | Mistubishi | NF125LGV3P45-63A | India |  |  | 0 | 0.0 |  | 0 | 0 |  | 0 | 0 | 0 | 0 |  |  | 0 | 0 | 0 |  | 0 | [5 empty] | 0 |  |  | 0 | [13 empty] | Nos | 1.0 | [10 empty] | Ringlus Electro Controls & Automation PVT LTD | [18 empty] | CGST - RNG | 9.0
[121 empty] | SGST - RNG | 9.0
| 80A 50kA,TM based Adjustable MCCB Mistubishi NF125LGV3P56-80A | 80A 50kA,TM based Adjustable MCCB Mistubishi NF125LGV3P56-80A | MIAMCCB | Nos |  | 80A 50kA,TM based Adjustable MCCB Mistubishi NF125LGV3P56-80A |  | 0 | 0 | 1 | 1 | 1 | 0.0 | 0.0 | 0.0 | 0 |  |  | 0.0 | Electrical Components | 80A 50kA,TM based Adjustable MCCB Mistubishi NF125LGV3P56-80A | 0 | 31-12-2099 | Material Transfer | Moving Average |  | 0.0 |  | 0 | 0 |  | 0 | 0 | 0 | 0 |  | 0 | Item Attribute | 1 | Nos | 0.0 | 0.0 | 0 | 0.0 | 0 | Mistubishi | NF125LGV3P56-80A | India |  |  | 0 | 0.0 |  | 0 | 0 |  | 0 | 0 | 0 | 0 |  |  | 0 | 0 | 0 |  | 0 | [5 empty] | 0 |  |  | 0 | [13 empty] | Nos | 1.0 | [10 empty] | Ringlus Electro Controls & Automation PVT LTD | [18 empty] | CGST - RNG | 9.0
[121 empty] | SGST - RNG | 9.0
| 100A 50kA,TM based Adjustable MCCB Mistubishi NF125LGV3P70-100A | 100A 50kA,TM based Adjustable MCCB Mistubishi NF125LGV3P70-100A | MIAMCCB | Nos |  | 100A 50kA,TM based Adjustable MCCB Mistubishi NF125LGV3P70-100A |  | 0 | 0 | 1 | 1 | 1 | 0.0 | 0.0 | 0.0 | 0 |  |  | 0.0 | Electrical Components | 100A 50kA,TM based Adjustable MCCB Mistubishi NF125LGV3P70-100A | 0 | 31-12-2099 | Material Transfer | Moving Average |  | 0.0 |  | 0 | 0 |  | 0 | 0 | 0 | 0 |  | 0 | Item Attribute | 1 | Nos | 0.0 | 0.0 | 0 | 0.0 | 0 | Mistubishi | NF125LGV3P70-100A | India |  |  | 0 | 0.0 |  | 0 | 0 |  | 0 | 0 | 0 | 0 |  |  | 0 | 0 | 0 |  | 0 | [5 empty] | 0 |  |  | 0 | [13 empty] | Nos | 1.0 | [10 empty] | Ringlus Electro Controls & Automation PVT LTD | [18 empty] | CGST - RNG | 9.0
[121 empty] | SGST - RNG | 9.0
| 125A 50kA,TM based Adjustable MCCB Mistubishi NF125LGV3P90-125A | 125A 50kA,TM based Adjustable MCCB Mistubishi NF125LGV3P90-125A | MIAMCCB | Nos |  | 125A 50kA,TM based Adjustable MCCB Mistubishi NF125LGV3P90-125A |  | 0 | 0 | 1 | 1 | 1 | 0.0 | 0.0 | 0.0 | 0 |  |  | 0.0 | Electrical Components | 125A 50kA,TM based Adjustable MCCB Mistubishi NF125LGV3P90-125A | 0 | 31-12-2099 | Material Transfer | Moving Average |  | 0.0 |  | 0 | 0 |  | 0 | 0 | 0 | 0 |  | 0 | Item Attribute | 1 | Nos | 0.0 | 0.0 | 0 | 0.0 | 0 | Mistubishi | NF125LGV3P90-125A | India |  |  | 0 | 0.0 |  | 0 | 0 |  | 0 | 0 | 0 | 0 |  |  | 0 | 0 | 0 |  | 0 | [5 empty] | 0 |  |  | 0 | [13 empty] | Nos | 1.0 | [10 empty] | Ringlus Electro Controls & Automation PVT LTD | [18 empty] | CGST - RNG | 9.0
[121 empty] | SGST - RNG | 9.0
| 160A 50kA,TM based Adjustable MCCB Mistubishi NF125LGV3P125-160A | 160A 50kA,TM based Adjustable MCCB Mistubishi NF125LGV3P125-160A | MIAMCCB | Nos |  | 160A 50kA,TM based Adjustable MCCB Mistubishi NF125LGV3P125-160A |  | 0 | 0 | 1 | 1 | 1 | 0.0 | 0.0 | 0.0 | 0 |  |  | 0.0 | Electrical Components | 160A 50kA,TM based Adjustable MCCB Mistubishi NF125LGV3P125-160A | 0 | 31-12-2099 | Material Transfer | Moving Average |  | 0.0 |  | 0 | 0 |  | 0 | 0 | 0 | 0 |  | 0 | Item Attribute | 1 | Nos | 0.0 | 0.0 | 0 | 0.0 | 0 | Mistubishi | NF125LGV3P125-160A | India |  |  | 0 | 0.0 |  | 0 | 0 |  | 0 | 0 | 0 | 0 |  |  | 0 | 0 | 0 |  | 0 | [5 empty] | 0 |  |  | 0 | [13 empty] | Nos | 1.0 | [10 empty] | Ringlus Electro Controls & Automation PVT LTD | [18 empty] | CGST - RNG | 9.0
[121 empty] | SGST - RNG | 9.0
| 200A 50kA,TM based Adjustable MCCB Mistubishi NF125LGV3P140-200A | 200A 50kA,TM based Adjustable MCCB Mistubishi NF125LGV3P140-200A | MIAMCCB | Nos |  | 200A 50kA,TM based Adjustable MCCB Mistubishi NF125LGV3P140-200A |  | 0 | 0 | 1 | 1 | 1 | 0.0 | 0.0 | 0.0 | 0 |  |  | 0.0 | Electrical Components | 200A 50kA,TM based Adjustable MCCB Mistubishi NF125LGV3P140-200A | 0 | 31-12-2099 | Material Transfer | Moving Average |  | 0.0 |  | 0 | 0 |  | 0 | 0 | 0 | 0 |  | 0 | Item Attribute | 1 | Nos | 0.0 | 0.0 | 0 | 0.0 | 0 | Mistubishi | NF125LGV3P140-200A | India |  |  | 0 | 0.0 |  | 0 | 0 |  | 0 | 0 | 0 | 0 |  |  | 0 | 0 | 0 |  | 0 | [5 empty] | 0 |  |  | 0 | [13 empty] | Nos | 1.0 | [10 empty] | Ringlus Electro Controls & Automation PVT LTD | [18 empty] | CGST - RNG | 9.0
[121 empty] | SGST - RNG | 9.0
| 250A 50kA,TM based Adjustable MCCB Mistubishi NF125LGV3P175-250A | 250A 50kA,TM based Adjustable MCCB Mistubishi NF125LGV3P175-250A | MIAMCCB | Nos |  | 250A 50kA,TM based Adjustable MCCB Mistubishi NF125LGV3P175-250A |  | 0 | 0 | 1 | 1 | 1 | 0.0 | 0.0 | 0.0 | 0 |  |  | 0.0 | Electrical Components | 250A 50kA,TM based Adjustable MCCB Mistubishi NF125LGV3P175-250A | 0 | 31-12-2099 | Material Transfer | Moving Average |  | 0.0 |  | 0 | 0 |  | 0 | 0 | 0 | 0 |  | 0 | Item Attribute | 1 | Nos | 0.0 | 0.0 | 0 | 0.0 | 0 | Mistubishi | NF125LGV3P175-250A | India |  |  | 0 | 0.0 |  | 0 | 0 |  | 0 | 0 | 0 | 0 |  |  | 0 | 0 | 0 |  | 0 | [5 empty] | 0 |  |  | 0 | [13 empty] | Nos | 1.0 | [10 empty] | Ringlus Electro Controls & Automation PVT LTD | [18 empty] | CGST - RNG | 9.0
[121 empty] | SGST - RNG | 9.0
| 20A 50kA,TM based Adjustable MCCB Mistubishi NF125LGV4P16-20A | 20A 50kA,TM based Adjustable MCCB Mistubishi NF125LGV4P16-20A | MIAMCCB | Nos |  | 20A 50kA,TM based Adjustable MCCB Mistubishi NF125LGV4P16-20A |  | 0 | 0 | 1 | 1 | 1 | 0.0 | 0.0 | 0.0 | 0 |  |  | 0.0 | Electrical Components | 20A 50kA,TM based Adjustable MCCB Mistubishi NF125LGV4P16-20A | 0 | 31-12-2099 | Material Transfer | Moving Average |  | 0.0 |  | 0 | 0 |  | 0 | 0 | 0 | 0 |  | 0 | Item Attribute | 1 | Nos | 0.0 | 0.0 | 0 | 0.0 | 0 | Mistubishi | NF125LGV4P16-20A | India |  |  | 0 | 0.0 |  | 0 | 0 |  | 0 | 0 | 0 | 0 |  |  | 0 | 0 | 0 |  | 0 | [5 empty] | 0 |  |  | 0 | [13 empty] | Nos | 1.0 | [10 empty] | Ringlus Electro Controls & Automation PVT LTD | [18 empty] | CGST - RNG | 9.0
[121 empty] | SGST - RNG | 9.0
| 25A 50kA,TM based Adjustable MCCB Mistubishi NF125LGV4P20-25A | 25A 50kA,TM based Adjustable MCCB Mistubishi NF125LGV4P20-25A | MIAMCCB | Nos |  | 25A 50kA,TM based Adjustable MCCB Mistubishi NF125LGV4P20-25A |  | 0 | 0 | 1 | 1 | 1 | 0.0 | 0.0 | 0.0 | 0 |  |  | 0.0 | Electrical Components | 25A 50kA,TM based Adjustable MCCB Mistubishi NF125LGV4P20-25A | 0 | 31-12-2099 | Material Transfer | Moving Average |  | 0.0 |  | 0 | 0 |  | 0 | 0 | 0 | 0 |  | 0 | Item Attribute | 1 | Nos | 0.0 | 0.0 | 0 | 0.0 | 0 | Mistubishi | NF125LGV4P20-25A | India |  |  | 0 | 0.0 |  | 0 | 0 |  | 0 | 0 | 0 | 0 |  |  | 0 | 0 | 0 |  | 0 | [5 empty] | 0 |  |  | 0 | [13 empty] | Nos | 1.0 | [10 empty] | Ringlus Electro Controls & Automation PVT LTD | [18 empty] | CGST - RNG | 9.0
[121 empty] | SGST - RNG | 9.0
| 32A 50kA,TM based Adjustable MCCB Mistubishi NF125LGV4P25-32A | 32A 50kA,TM based Adjustable MCCB Mistubishi NF125LGV4P25-32A | MIAMCCB | Nos |  | 32A 50kA,TM based Adjustable MCCB Mistubishi NF125LGV4P25-32A |  | 0 | 0 | 1 | 1 | 1 | 0.0 | 0.0 | 0.0 | 0 |  |  | 0.0 | Electrical Components | 32A 50kA,TM based Adjustable MCCB Mistubishi NF125LGV4P25-32A | 0 | 31-12-2099 | Material Transfer | Moving Average |  | 0.0 |  | 0 | 0 |  | 0 | 0 | 0 | 0 |  | 0 | Item Attribute | 1 | Nos | 0.0 | 0.0 | 0 | 0.0 | 0 | Mistubishi | NF125LGV4P25-32A | India |  |  | 0 | 0.0 |  | 0 | 0 |  | 0 | 0 | 0 | 0 |  |  | 0 | 0 | 0 |  | 0 | [5 empty] | 0 |  |  | 0 | [13 empty] | Nos | 1.0 | [10 empty] | Ringlus Electro Controls & Automation PVT LTD | [18 empty] | CGST - RNG | 9.0
[121 empty] | SGST - RNG | 9.0
| 40A 50kA,TM based Adjustable MCCB Mistubishi NF125LGV4P32-40A | 40A 50kA,TM based Adjustable MCCB Mistubishi NF125LGV4P32-40A | MIAMCCB | Nos |  | 40A 50kA,TM based Adjustable MCCB Mistubishi NF125LGV4P32-40A |  | 0 | 0 | 1 | 1 | 1 | 0.0 | 0.0 | 0.0 | 0 |  |  | 0.0 | Electrical Components | 40A 50kA,TM based Adjustable MCCB Mistubishi NF125LGV4P32-40A | 0 | 31-12-2099 | Material Transfer | Moving Average |  | 0.0 |  | 0 | 0 |  | 0 | 0 | 0 | 0 |  | 0 | Item Attribute | 1 | Nos | 0.0 | 0.0 | 0 | 0.0 | 0 | Mistubishi | NF125LGV4P32-40A | India |  |  | 0 | 0.0 |  | 0 | 0 |  | 0 | 0 | 0 | 0 |  |  | 0 | 0 | 0 |  | 0 | [5 empty] | 0 |  |  | 0 | [13 empty] | Nos | 1.0 | [10 empty] | Ringlus Electro Controls & Automation PVT LTD | [18 empty] | CGST - RNG | 9.0
[121 empty] | SGST - RNG | 9.0
| 50A 50kA,TM based Adjustable MCCB Mistubishi NF125LGV4P35-50A | 50A 50kA,TM based Adjustable MCCB Mistubishi NF125LGV4P35-50A | MIAMCCB | Nos |  | 50A 50kA,TM based Adjustable MCCB Mistubishi NF125LGV4P35-50A |  | 0 | 0 | 1 | 1 | 1 | 0.0 | 0.0 | 0.0 | 0 |  |  | 0.0 | Electrical Components | 50A 50kA,TM based Adjustable MCCB Mistubishi NF125LGV4P35-50A | 0 | 31-12-2099 | Material Transfer | Moving Average |  | 0.0 |  | 0 | 0 |  | 0 | 0 | 0 | 0 |  | 0 | Item Attribute | 1 | Nos | 0.0 | 0.0 | 0 | 0.0 | 0 | Mistubishi | NF125LGV4P35-50A | India |  |  | 0 | 0.0 |  | 0 | 0 |  | 0 | 0 | 0 | 0 |  |  | 0 | 0 | 0 |  | 0 | [5 empty] | 0 |  |  | 0 | [13 empty] | Nos | 1.0 | [10 empty] | Ringlus Electro Controls & Automation PVT LTD | [18 empty] | CGST - RNG | 9.0
[121 empty] | SGST - RNG | 9.0
| 63A 50kA,TM based Adjustable MCCB Mistubishi NF125LGV4P45-63A | 63A 50kA,TM based Adjustable MCCB Mistubishi NF125LGV4P45-63A | MIAMCCB | Nos |  | 63A 50kA,TM based Adjustable MCCB Mistubishi NF125LGV4P45-63A |  | 0 | 0 | 1 | 1 | 1 | 0.0 | 0.0 | 0.0 | 0 |  |  | 0.0 | Electrical Components | 63A 50kA,TM based Adjustable MCCB Mistubishi NF125LGV4P45-63A | 0 | 31-12-2099 | Material Transfer | Moving Average |  | 0.0 |  | 0 | 0 |  | 0 | 0 | 0 | 0 |  | 0 | Item Attribute | 1 | Nos | 0.0 | 0.0 | 0 | 0.0 | 0 | Mistubishi | NF125LGV4P45-63A | India |  |  | 0 | 0.0 |  | 0 | 0 |  | 0 | 0 | 0 | 0 |  |  | 0 | 0 | 0 |  | 0 | [5 empty] | 0 |  |  | 0 | [13 empty] | Nos | 1.0 | [10 empty] | Ringlus Electro Controls & Automation PVT LTD | [18 empty] | CGST - RNG | 9.0
[121 empty] | SGST - RNG | 9.0
| 80A 50kA,TM based Adjustable MCCB Mistubishi NF125LGV4P56-80A | 80A 50kA,TM based Adjustable MCCB Mistubishi NF125LGV4P56-80A | MIAMCCB | Nos |  | 80A 50kA,TM based Adjustable MCCB Mistubishi NF125LGV4P56-80A |  | 0 | 0 | 1 | 1 | 1 | 0.0 | 0.0 | 0.0 | 0 |  |  | 0.0 | Electrical Components | 80A 50kA,TM based Adjustable MCCB Mistubishi NF125LGV4P56-80A | 0 | 31-12-2099 | Material Transfer | Moving Average |  | 0.0 |  | 0 | 0 |  | 0 | 0 | 0 | 0 |  | 0 | Item Attribute | 1 | Nos | 0.0 | 0.0 | 0 | 0.0 | 0 | Mistubishi | NF125LGV4P56-80A | India |  |  | 0 | 0.0 |  | 0 | 0 |  | 0 | 0 | 0 | 0 |  |  | 0 | 0 | 0 |  | 0 | [5 empty] | 0 |  |  | 0 | [13 empty] | Nos | 1.0 | [10 empty] | Ringlus Electro Controls & Automation PVT LTD | [18 empty] | CGST - RNG | 9.0
[121 empty] | SGST - RNG | 9.0
| 100A 50kA,TM based Adjustable MCCB Mistubishi NF125LGV4P70-100A | 100A 50kA,TM based Adjustable MCCB Mistubishi NF125LGV4P70-100A | MIAMCCB | Nos |  | 100A 50kA,TM based Adjustable MCCB Mistubishi NF125LGV4P70-100A |  | 0 | 0 | 1 | 1 | 1 | 0.0 | 0.0 | 0.0 | 0 |  |  | 0.0 | Electrical Components | 100A 50kA,TM based Adjustable MCCB Mistubishi NF125LGV4P70-100A | 0 | 31-12-2099 | Material Transfer | Moving Average |  | 0.0 |  | 0 | 0 |  | 0 | 0 | 0 | 0 |  | 0 | Item Attribute | 1 | Nos | 0.0 | 0.0 | 0 | 0.0 | 0 | Mistubishi | NF125LGV4P70-100A | India |  |  | 0 | 0.0 |  | 0 | 0 |  | 0 | 0 | 0 | 0 |  |  | 0 | 0 | 0 |  | 0 | [5 empty] | 0 |  |  | 0 | [13 empty] | Nos | 1.0 | [10 empty] | Ringlus Electro Controls & Automation PVT LTD | [18 empty] | CGST - RNG | 9.0
[121 empty] | SGST - RNG | 9.0
| 125A 50kA,TM based Adjustable MCCB Mistubishi NF125LGV4P90-125A | 125A 50kA,TM based Adjustable MCCB Mistubishi NF125LGV4P90-125A | MIAMCCB | Nos |  | 125A 50kA,TM based Adjustable MCCB Mistubishi NF125LGV4P90-125A |  | 0 | 0 | 1 | 1 | 1 | 0.0 | 0.0 | 0.0 | 0 |  |  | 0.0 | Electrical Components | 125A 50kA,TM based Adjustable MCCB Mistubishi NF125LGV4P90-125A | 0 | 31-12-2099 | Material Transfer | Moving Average |  | 0.0 |  | 0 | 0 |  | 0 | 0 | 0 | 0 |  | 0 | Item Attribute | 1 | Nos | 0.0 | 0.0 | 0 | 0.0 | 0 | Mistubishi | NF125LGV4P90-125A | India |  |  | 0 | 0.0 |  | 0 | 0 |  | 0 | 0 | 0 | 0 |  |  | 0 | 0 | 0 |  | 0 | [5 empty] | 0 |  |  | 0 | [13 empty] | Nos | 1.0 | [10 empty] | Ringlus Electro Controls & Automation PVT LTD | [18 empty] | CGST - RNG | 9.0
[121 empty] | SGST - RNG | 9.0
| 160A 50kA,TM based Adjustable MCCB Mistubishi NF125LGV4P125-160A | 160A 50kA,TM based Adjustable MCCB Mistubishi NF125LGV4P125-160A | MIAMCCB | Nos |  | 160A 50kA,TM based Adjustable MCCB Mistubishi NF125LGV4P125-160A |  | 0 | 0 | 1 | 1 | 1 | 0.0 | 0.0 | 0.0 | 0 |  |  | 0.0 | Electrical Components | 160A 50kA,TM based Adjustable MCCB Mistubishi NF125LGV4P125-160A | 0 | 31-12-2099 | Material Transfer | Moving Average |  | 0.0 |  | 0 | 0 |  | 0 | 0 | 0 | 0 |  | 0 | Item Attribute | 1 | Nos | 0.0 | 0.0 | 0 | 0.0 | 0 | Mistubishi | NF125LGV4P125-160A | India |  |  | 0 | 0.0 |  | 0 | 0 |  | 0 | 0 | 0 | 0 |  |  | 0 | 0 | 0 |  | 0 | [5 empty] | 0 |  |  | 0 | [13 empty] | Nos | 1.0 | [10 empty] | Ringlus Electro Controls & Automation PVT LTD | [18 empty] | CGST - RNG | 9.0
[121 empty] | SGST - RNG | 9.0
| 200A 50kA,TM based Adjustable MCCB Mistubishi NF125LGV4P140-200A | 200A 50kA,TM based Adjustable MCCB Mistubishi NF125LGV4P140-200A | MIAMCCB | Nos |  | 200A 50kA,TM based Adjustable MCCB Mistubishi NF125LGV4P140-200A |  | 0 | 0 | 1 | 1 | 1 | 0.0 | 0.0 | 0.0 | 0 |  |  | 0.0 | Electrical Components | 200A 50kA,TM based Adjustable MCCB Mistubishi NF125LGV4P140-200A | 0 | 31-12-2099 | Material Transfer | Moving Average |  | 0.0 |  | 0 | 0 |  | 0 | 0 | 0 | 0 |  | 0 | Item Attribute | 1 | Nos | 0.0 | 0.0 | 0 | 0.0 | 0 | Mistubishi | NF125LGV4P140-200A | India |  |  | 0 | 0.0 |  | 0 | 0 |  | 0 | 0 | 0 | 0 |  |  | 0 | 0 | 0 |  | 0 | [5 empty] | 0 |  |  | 0 | [13 empty] | Nos | 1.0 | [10 empty] | Ringlus Electro Controls & Automation PVT LTD | [18 empty] | CGST - RNG | 9.0
[121 empty] | SGST - RNG | 9.0
| 250A 50kA,TM based Adjustable MCCB Mistubishi NF125LGV4P175-250A | 250A 50kA,TM based Adjustable MCCB Mistubishi NF125LGV4P175-250A | MIAMCCB | Nos |  | 250A 50kA,TM based Adjustable MCCB Mistubishi NF125LGV4P175-250A |  | 0 | 0 | 1 | 1 | 1 | 0.0 | 0.0 | 0.0 | 0 |  |  | 0.0 | Electrical Components | 250A 50kA,TM based Adjustable MCCB Mistubishi NF125LGV4P175-250A | 0 | 31-12-2099 | Material Transfer | Moving Average |  | 0.0 |  | 0 | 0 |  | 0 | 0 | 0 | 0 |  | 0 | Item Attribute | 1 | Nos | 0.0 | 0.0 | 0 | 0.0 | 0 | Mistubishi | NF125LGV4P175-250A | India |  |  | 0 | 0.0 |  | 0 | 0 |  | 0 | 0 | 0 | 0 |  |  | 0 | 0 | 0 |  | 0 | [5 empty] | 0 |  |  | 0 | [13 empty] | Nos | 1.0 | [10 empty] | Ringlus Electro Controls & Automation PVT LTD | [18 empty] | CGST - RNG | 9.0
[121 empty] | SGST - RNG | 9.0
| 20A 70kA,TM based Adjustable MCCB Mistubishi NF125HGV3P16-20A | 20A 70kA,TM based Adjustable MCCB Mistubishi NF125HGV3P16-20A | MIAMCCB | Nos |  | 20A 70kA,TM based Adjustable MCCB Mistubishi NF125HGV3P16-20A |  | 0 | 0 | 1 | 1 | 1 | 0.0 | 0.0 | 0.0 | 0 |  |  | 0.0 | Electrical Components | 20A 70kA,TM based Adjustable MCCB Mistubishi NF125HGV3P16-20A | 0 | 31-12-2099 | Material Transfer | Moving Average |  | 0.0 |  | 0 | 0 |  | 0 | 0 | 0 | 0 |  | 0 | Item Attribute | 1 | Nos | 0.0 | 0.0 | 0 | 0.0 | 0 | Mistubishi | NF125HGV3P16-20A | India |  |  | 0 | 0.0 |  | 0 | 0 |  | 0 | 0 | 0 | 0 |  |  | 0 | 0 | 0 |  | 0 | [5 empty] | 0 |  |  | 0 | [13 empty] | Nos | 1.0 | [10 empty] | Ringlus Electro Controls & Automation PVT LTD | [18 empty] | CGST - RNG | 9.0
[121 empty] | SGST - RNG | 9.0
| 25A 70kA,TM based Adjustable MCCB Mistubishi NF125HGV3P20-25A | 25A 70kA,TM based Adjustable MCCB Mistubishi NF125HGV3P20-25A | MIAMCCB | Nos |  | 25A 70kA,TM based Adjustable MCCB Mistubishi NF125HGV3P20-25A |  | 0 | 0 | 1 | 1 | 1 | 0.0 | 0.0 | 0.0 | 0 |  |  | 0.0 | Electrical Components | 25A 70kA,TM based Adjustable MCCB Mistubishi NF125HGV3P20-25A | 0 | 31-12-2099 | Material Transfer | Moving Average |  | 0.0 |  | 0 | 0 |  | 0 | 0 | 0 | 0 |  | 0 | Item Attribute | 1 | Nos | 0.0 | 0.0 | 0 | 0.0 | 0 | Mistubishi | NF125HGV3P20-25A | India |  |  | 0 | 0.0 |  | 0 | 0 |  | 0 | 0 | 0 | 0 |  |  | 0 | 0 | 0 |  | 0 | [5 empty] | 0 |  |  | 0 | [13 empty] | Nos | 1.0 | [10 empty] | Ringlus Electro Controls & Automation PVT LTD | [18 empty] | CGST - RNG | 9.0
[121 empty] | SGST - RNG | 9.0
| 32A 70kA,TM based Adjustable MCCB Mistubishi NF125HGV3P25-32A | 32A 70kA,TM based Adjustable MCCB Mistubishi NF125HGV3P25-32A | MIAMCCB | Nos |  | 32A 70kA,TM based Adjustable MCCB Mistubishi NF125HGV3P25-32A |  | 0 | 0 | 1 | 1 | 1 | 0.0 | 0.0 | 0.0 | 0 |  |  | 0.0 | Electrical Components | 32A 70kA,TM based Adjustable MCCB Mistubishi NF125HGV3P25-32A | 0 | 31-12-2099 | Material Transfer | Moving Average |  | 0.0 |  | 0 | 0 |  | 0 | 0 | 0 | 0 |  | 0 | Item Attribute | 1 | Nos | 0.0 | 0.0 | 0 | 0.0 | 0 | Mistubishi | NF125HGV3P25-32A | India |  |  | 0 | 0.0 |  | 0 | 0 |  | 0 | 0 | 0 | 0 |  |  | 0 | 0 | 0 |  | 0 | [5 empty] | 0 |  |  | 0 | [13 empty] | Nos | 1.0 | [10 empty] | Ringlus Electro Controls & Automation PVT LTD | [18 empty] | CGST - RNG | 9.0
[121 empty] | SGST - RNG | 9.0
| 40A 70kA,TM based Adjustable MCCB Mistubishi NF125HGV3P32-40A | 40A 70kA,TM based Adjustable MCCB Mistubishi NF125HGV3P32-40A | MIAMCCB | Nos |  | 40A 70kA,TM based Adjustable MCCB Mistubishi NF125HGV3P32-40A |  | 0 | 0 | 1 | 1 | 1 | 0.0 | 0.0 | 0.0 | 0 |  |  | 0.0 | Electrical Components | 40A 70kA,TM based Adjustable MCCB Mistubishi NF125HGV3P32-40A | 0 | 31-12-2099 | Material Transfer | Moving Average |  | 0.0 |  | 0 | 0 |  | 0 | 0 | 0 | 0 |  | 0 | Item Attribute | 1 | Nos | 0.0 | 0.0 | 0 | 0.0 | 0 | Mistubishi | NF125HGV3P32-40A | India |  |  | 0 | 0.0 |  | 0 | 0 |  | 0 | 0 | 0 | 0 |  |  | 0 | 0 | 0 |  | 0 | [5 empty] | 0 |  |  | 0 | [13 empty] | Nos | 1.0 | [10 empty] | Ringlus Electro Controls & Automation PVT LTD | [18 empty] | CGST - RNG | 9.0
[121 empty] | SGST - RNG | 9.0
| 50A 70kA,TM based Adjustable MCCB Mistubishi NF125HGV3P35-50A | 50A 70kA,TM based Adjustable MCCB Mistubishi NF125HGV3P35-50A | MIAMCCB | Nos |  | 50A 70kA,TM based Adjustable MCCB Mistubishi NF125HGV3P35-50A |  | 0 | 0 | 1 | 1 | 1 | 0.0 | 0.0 | 0.0 | 0 |  |  | 0.0 | Electrical Components | 50A 70kA,TM based Adjustable MCCB Mistubishi NF125HGV3P35-50A | 0 | 31-12-2099 | Material Transfer | Moving Average |  | 0.0 |  | 0 | 0 |  | 0 | 0 | 0 | 0 |  | 0 | Item Attribute | 1 | Nos | 0.0 | 0.0 | 0 | 0.0 | 0 | Mistubishi | NF125HGV3P35-50A | India |  |  | 0 | 0.0 |  | 0 | 0 |  | 0 | 0 | 0 | 0 |  |  | 0 | 0 | 0 |  | 0 | [5 empty] | 0 |  |  | 0 | [13 empty] | Nos | 1.0 | [10 empty] | Ringlus Electro Controls & Automation PVT LTD | [18 empty] | CGST - RNG | 9.0
[121 empty] | SGST - RNG | 9.0
| 63A 70kA,TM based Adjustable MCCB Mistubishi NF125HGV3P45-63A | 63A 70kA,TM based Adjustable MCCB Mistubishi NF125HGV3P45-63A | MIAMCCB | Nos |  | 63A 70kA,TM based Adjustable MCCB Mistubishi NF125HGV3P45-63A |  | 0 | 0 | 1 | 1 | 1 | 0.0 | 0.0 | 0.0 | 0 |  |  | 0.0 | Electrical Components | 63A 70kA,TM based Adjustable MCCB Mistubishi NF125HGV3P45-63A | 0 | 31-12-2099 | Material Transfer | Moving Average |  | 0.0 |  | 0 | 0 |  | 0 | 0 | 0 | 0 |  | 0 | Item Attribute | 1 | Nos | 0.0 | 0.0 | 0 | 0.0 | 0 | Mistubishi | NF125HGV3P45-63A | India |  |  | 0 | 0.0 |  | 0 | 0 |  | 0 | 0 | 0 | 0 |  |  | 0 | 0 | 0 |  | 0 | [5 empty] | 0 |  |  | 0 | [13 empty] | Nos | 1.0 | [10 empty] | Ringlus Electro Controls & Automation PVT LTD | [18 empty] | CGST - RNG | 9.0
[121 empty] | SGST - RNG | 9.0
| 80A 70kA,TM based Adjustable MCCB Mistubishi NF125HGV3P56-80A | 80A 70kA,TM based Adjustable MCCB Mistubishi NF125HGV3P56-80A | MIAMCCB | Nos |  | 80A 70kA,TM based Adjustable MCCB Mistubishi NF125HGV3P56-80A |  | 0 | 0 | 1 | 1 | 1 | 0.0 | 0.0 | 0.0 | 0 |  |  | 0.0 | Electrical Components | 80A 70kA,TM based Adjustable MCCB Mistubishi NF125HGV3P56-80A | 0 | 31-12-2099 | Material Transfer | Moving Average |  | 0.0 |  | 0 | 0 |  | 0 | 0 | 0 | 0 |  | 0 | Item Attribute | 1 | Nos | 0.0 | 0.0 | 0 | 0.0 | 0 | Mistubishi | NF125HGV3P56-80A | India |  |  | 0 | 0.0 |  | 0 | 0 |  | 0 | 0 | 0 | 0 |  |  | 0 | 0 | 0 |  | 0 | [5 empty] | 0 |  |  | 0 | [13 empty] | Nos | 1.0 | [10 empty] | Ringlus Electro Controls & Automation PVT LTD | [18 empty] | CGST - RNG | 9.0
[121 empty] | SGST - RNG | 9.0
| 100A 70kA,TM based Adjustable MCCB Mistubishi NF125HGV3P70-100A | 100A 70kA,TM based Adjustable MCCB Mistubishi NF125HGV3P70-100A | MIAMCCB | Nos |  | 100A 70kA,TM based Adjustable MCCB Mistubishi NF125HGV3P70-100A |  | 0 | 0 | 1 | 1 | 1 | 0.0 | 0.0 | 0.0 | 0 |  |  | 0.0 | Electrical Components | 100A 70kA,TM based Adjustable MCCB Mistubishi NF125HGV3P70-100A | 0 | 31-12-2099 | Material Transfer | Moving Average |  | 0.0 |  | 0 | 0 |  | 0 | 0 | 0 | 0 |  | 0 | Item Attribute | 1 | Nos | 0.0 | 0.0 | 0 | 0.0 | 0 | Mistubishi | NF125HGV3P70-100A | India |  |  | 0 | 0.0 |  | 0 | 0 |  | 0 | 0 | 0 | 0 |  |  | 0 | 0 | 0 |  | 0 | [5 empty] | 0 |  |  | 0 | [13 empty] | Nos | 1.0 | [10 empty] | Ringlus Electro Controls & Automation PVT LTD | [18 empty] | CGST - RNG | 9.0
[121 empty] | SGST - RNG | 9.0
| 125A 70kA,TM based Adjustable MCCB Mistubishi NF125HGV3P90-125A | 125A 70kA,TM based Adjustable MCCB Mistubishi NF125HGV3P90-125A | MIAMCCB | Nos |  | 125A 70kA,TM based Adjustable MCCB Mistubishi NF125HGV3P90-125A |  | 0 | 0 | 1 | 1 | 1 | 0.0 | 0.0 | 0.0 | 0 |  |  | 0.0 | Electrical Components | 125A 70kA,TM based Adjustable MCCB Mistubishi NF125HGV3P90-125A | 0 | 31-12-2099 | Material Transfer | Moving Average |  | 0.0 |  | 0 | 0 |  | 0 | 0 | 0 | 0 |  | 0 | Item Attribute | 1 | Nos | 0.0 | 0.0 | 0 | 0.0 | 0 | Mistubishi | NF125HGV3P90-125A | India |  |  | 0 | 0.0 |  | 0 | 0 |  | 0 | 0 | 0 | 0 |  |  | 0 | 0 | 0 |  | 0 | [5 empty] | 0 |  |  | 0 | [13 empty] | Nos | 1.0 | [10 empty] | Ringlus Electro Controls & Automation PVT LTD | [18 empty] | CGST - RNG | 9.0
[121 empty] | SGST - RNG | 9.0
| 160A 70kA,TM based Adjustable MCCB Mistubishi NF125HGV3P125-160A | 160A 70kA,TM based Adjustable MCCB Mistubishi NF125HGV3P125-160A | MIAMCCB | Nos |  | 160A 70kA,TM based Adjustable MCCB Mistubishi NF125HGV3P125-160A |  | 0 | 0 | 1 | 1 | 1 | 0.0 | 0.0 | 0.0 | 0 |  |  | 0.0 | Electrical Components | 160A 70kA,TM based Adjustable MCCB Mistubishi NF125HGV3P125-160A | 0 | 31-12-2099 | Material Transfer | Moving Average |  | 0.0 |  | 0 | 0 |  | 0 | 0 | 0 | 0 |  | 0 | Item Attribute | 1 | Nos | 0.0 | 0.0 | 0 | 0.0 | 0 | Mistubishi | NF125HGV3P125-160A | India |  |  | 0 | 0.0 |  | 0 | 0 |  | 0 | 0 | 0 | 0 |  |  | 0 | 0 | 0 |  | 0 | [5 empty] | 0 |  |  | 0 | [13 empty] | Nos | 1.0 | [10 empty] | Ringlus Electro Controls & Automation PVT LTD | [18 empty] | CGST - RNG | 9.0
[121 empty] | SGST - RNG | 9.0
| 200A 70kA,TM based Adjustable MCCB Mistubishi NF125HGV3P140-200A | 200A 70kA,TM based Adjustable MCCB Mistubishi NF125HGV3P140-200A | MIAMCCB | Nos |  | 200A 70kA,TM based Adjustable MCCB Mistubishi NF125HGV3P140-200A |  | 0 | 0 | 1 | 1 | 1 | 0.0 | 0.0 | 0.0 | 0 |  |  | 0.0 | Electrical Components | 200A 70kA,TM based Adjustable MCCB Mistubishi NF125HGV3P140-200A | 0 | 31-12-2099 | Material Transfer | Moving Average |  | 0.0 |  | 0 | 0 |  | 0 | 0 | 0 | 0 |  | 0 | Item Attribute | 1 | Nos | 0.0 | 0.0 | 0 | 0.0 | 0 | Mistubishi | NF125HGV3P140-200A | India |  |  | 0 | 0.0 |  | 0 | 0 |  | 0 | 0 | 0 | 0 |  |  | 0 | 0 | 0 |  | 0 | [5 empty] | 0 |  |  | 0 | [13 empty] | Nos | 1.0 | [10 empty] | Ringlus Electro Controls & Automation PVT LTD | [18 empty] | CGST - RNG | 9.0
[121 empty] | SGST - RNG | 9.0
| 250A 70kA,TM based Adjustable MCCB Mistubishi NF125HGV3P175-250A | 250A 70kA,TM based Adjustable MCCB Mistubishi NF125HGV3P175-250A | MIAMCCB | Nos |  | 250A 70kA,TM based Adjustable MCCB Mistubishi NF125HGV3P175-250A |  | 0 | 0 | 1 | 1 | 1 | 0.0 | 0.0 | 0.0 | 0 |  |  | 0.0 | Electrical Components | 250A 70kA,TM based Adjustable MCCB Mistubishi NF125HGV3P175-250A | 0 | 31-12-2099 | Material Transfer | Moving Average |  | 0.0 |  | 0 | 0 |  | 0 | 0 | 0 | 0 |  | 0 | Item Attribute | 1 | Nos | 0.0 | 0.0 | 0 | 0.0 | 0 | Mistubishi | NF125HGV3P175-250A | India |  |  | 0 | 0.0 |  | 0 | 0 |  | 0 | 0 | 0 | 0 |  |  | 0 | 0 | 0 |  | 0 | [5 empty] | 0 |  |  | 0 | [13 empty] | Nos | 1.0 | [10 empty] | Ringlus Electro Controls & Automation PVT LTD | [18 empty] | CGST - RNG | 9.0
[121 empty] | SGST - RNG | 9.0
| 20A 70kA,TM based Adjustable MCCB Mistubishi NF125HGV4P16-20A | 20A 70kA,TM based Adjustable MCCB Mistubishi NF125HGV4P16-20A | MIAMCCB | Nos |  | 20A 70kA,TM based Adjustable MCCB Mistubishi NF125HGV4P16-20A |  | 0 | 0 | 1 | 1 | 1 | 0.0 | 0.0 | 0.0 | 0 |  |  | 0.0 | Electrical Components | 20A 70kA,TM based Adjustable MCCB Mistubishi NF125HGV4P16-20A | 0 | 31-12-2099 | Material Transfer | Moving Average |  | 0.0 |  | 0 | 0 |  | 0 | 0 | 0 | 0 |  | 0 | Item Attribute | 1 | Nos | 0.0 | 0.0 | 0 | 0.0 | 0 | Mistubishi | NF125HGV4P16-20A | India |  |  | 0 | 0.0 |  | 0 | 0 |  | 0 | 0 | 0 | 0 |  |  | 0 | 0 | 0 |  | 0 | [5 empty] | 0 |  |  | 0 | [13 empty] | Nos | 1.0 | [10 empty] | Ringlus Electro Controls & Automation PVT LTD | [18 empty] | CGST - RNG | 9.0
[121 empty] | SGST - RNG | 9.0
| 25A 70kA,TM based Adjustable MCCB Mistubishi NF125HGV4P20-25A | 25A 70kA,TM based Adjustable MCCB Mistubishi NF125HGV4P20-25A | MIAMCCB | Nos |  | 25A 70kA,TM based Adjustable MCCB Mistubishi NF125HGV4P20-25A |  | 0 | 0 | 1 | 1 | 1 | 0.0 | 0.0 | 0.0 | 0 |  |  | 0.0 | Electrical Components | 25A 70kA,TM based Adjustable MCCB Mistubishi NF125HGV4P20-25A | 0 | 31-12-2099 | Material Transfer | Moving Average |  | 0.0 |  | 0 | 0 |  | 0 | 0 | 0 | 0 |  | 0 | Item Attribute | 1 | Nos | 0.0 | 0.0 | 0 | 0.0 | 0 | Mistubishi | NF125HGV4P20-25A | India |  |  | 0 | 0.0 |  | 0 | 0 |  | 0 | 0 | 0 | 0 |  |  | 0 | 0 | 0 |  | 0 | [5 empty] | 0 |  |  | 0 | [13 empty] | Nos | 1.0 | [10 empty] | Ringlus Electro Controls & Automation PVT LTD | [18 empty] | CGST - RNG | 9.0
[121 empty] | SGST - RNG | 9.0
| 32A 70kA,TM based Adjustable MCCB Mistubishi NF125HGV4P25-32A | 32A 70kA,TM based Adjustable MCCB Mistubishi NF125HGV4P25-32A | MIAMCCB | Nos |  | 32A 70kA,TM based Adjustable MCCB Mistubishi NF125HGV4P25-32A |  | 0 | 0 | 1 | 1 | 1 | 0.0 | 0.0 | 0.0 | 0 |  |  | 0.0 | Electrical Components | 32A 70kA,TM based Adjustable MCCB Mistubishi NF125HGV4P25-32A | 0 | 31-12-2099 | Material Transfer | Moving Average |  | 0.0 |  | 0 | 0 |  | 0 | 0 | 0 | 0 |  | 0 | Item Attribute | 1 | Nos | 0.0 | 0.0 | 0 | 0.0 | 0 | Mistubishi | NF125HGV4P25-32A | India |  |  | 0 | 0.0 |  | 0 | 0 |  | 0 | 0 | 0 | 0 |  |  | 0 | 0 | 0 |  | 0 | [5 empty] | 0 |  |  | 0 | [13 empty] | Nos | 1.0 | [10 empty] | Ringlus Electro Controls & Automation PVT LTD | [18 empty] | CGST - RNG | 9.0
[121 empty] | SGST - RNG | 9.0
| 40A 70kA,TM based Adjustable MCCB Mistubishi NF125HGV4P32-40A | 40A 70kA,TM based Adjustable MCCB Mistubishi NF125HGV4P32-40A | MIAMCCB | Nos |  | 40A 70kA,TM based Adjustable MCCB Mistubishi NF125HGV4P32-40A |  | 0 | 0 | 1 | 1 | 1 | 0.0 | 0.0 | 0.0 | 0 |  |  | 0.0 | Electrical Components | 40A 70kA,TM based Adjustable MCCB Mistubishi NF125HGV4P32-40A | 0 | 31-12-2099 | Material Transfer | Moving Average |  | 0.0 |  | 0 | 0 |  | 0 | 0 | 0 | 0 |  | 0 | Item Attribute | 1 | Nos | 0.0 | 0.0 | 0 | 0.0 | 0 | Mistubishi | NF125HGV4P32-40A | India |  |  | 0 | 0.0 |  | 0 | 0 |  | 0 | 0 | 0 | 0 |  |  | 0 | 0 | 0 |  | 0 | [5 empty] | 0 |  |  | 0 | [13 empty] | Nos | 1.0 | [10 empty] | Ringlus Electro Controls & Automation PVT LTD | [18 empty] | CGST - RNG | 9.0
[121 empty] | SGST - RNG | 9.0
| 50A 70kA,TM based Adjustable MCCB Mistubishi NF125HGV4P35-50A | 50A 70kA,TM based Adjustable MCCB Mistubishi NF125HGV4P35-50A | MIAMCCB | Nos |  | 50A 70kA,TM based Adjustable MCCB Mistubishi NF125HGV4P35-50A |  | 0 | 0 | 1 | 1 | 1 | 0.0 | 0.0 | 0.0 | 0 |  |  | 0.0 | Electrical Components | 50A 70kA,TM based Adjustable MCCB Mistubishi NF125HGV4P35-50A | 0 | 31-12-2099 | Material Transfer | Moving Average |  | 0.0 |  | 0 | 0 |  | 0 | 0 | 0 | 0 |  | 0 | Item Attribute | 1 | Nos | 0.0 | 0.0 | 0 | 0.0 | 0 | Mistubishi | NF125HGV4P35-50A | India |  |  | 0 | 0.0 |  | 0 | 0 |  | 0 | 0 | 0 | 0 |  |  | 0 | 0 | 0 |  | 0 | [5 empty] | 0 |  |  | 0 | [13 empty] | Nos | 1.0 | [10 empty] | Ringlus Electro Controls & Automation PVT LTD | [18 empty] | CGST - RNG | 9.0
[121 empty] | SGST - RNG | 9.0
| 63A 70kA,TM based Adjustable MCCB Mistubishi NF125HGV4P45-63A | 63A 70kA,TM based Adjustable MCCB Mistubishi NF125HGV4P45-63A | MIAMCCB | Nos |  | 63A 70kA,TM based Adjustable MCCB Mistubishi NF125HGV4P45-63A |  | 0 | 0 | 1 | 1 | 1 | 0.0 | 0.0 | 0.0 | 0 |  |  | 0.0 | Electrical Components | 63A 70kA,TM based Adjustable MCCB Mistubishi NF125HGV4P45-63A | 0 | 31-12-2099 | Material Transfer | Moving Average |  | 0.0 |  | 0 | 0 |  | 0 | 0 | 0 | 0 |  | 0 | Item Attribute | 1 | Nos | 0.0 | 0.0 | 0 | 0.0 | 0 | Mistubishi | NF125HGV4P45-63A | India |  |  | 0 | 0.0 |  | 0 | 0 |  | 0 | 0 | 0 | 0 |  |  | 0 | 0 | 0 |  | 0 | [5 empty] | 0 |  |  | 0 | [13 empty] | Nos | 1.0 | [10 empty] | Ringlus Electro Controls & Automation PVT LTD | [18 empty] | CGST - RNG | 9.0
[121 empty] | SGST - RNG | 9.0
| 80A 70kA,TM based Adjustable MCCB Mistubishi NF125HGV4P56-80A | 80A 70kA,TM based Adjustable MCCB Mistubishi NF125HGV4P56-80A | MIAMCCB | Nos |  | 80A 70kA,TM based Adjustable MCCB Mistubishi NF125HGV4P56-80A |  | 0 | 0 | 1 | 1 | 1 | 0.0 | 0.0 | 0.0 | 0 |  |  | 0.0 | Electrical Components | 80A 70kA,TM based Adjustable MCCB Mistubishi NF125HGV4P56-80A | 0 | 31-12-2099 | Material Transfer | Moving Average |  | 0.0 |  | 0 | 0 |  | 0 | 0 | 0 | 0 |  | 0 | Item Attribute | 1 | Nos | 0.0 | 0.0 | 0 | 0.0 | 0 | Mistubishi | NF125HGV4P56-80A | India |  |  | 0 | 0.0 |  | 0 | 0 |  | 0 | 0 | 0 | 0 |  |  | 0 | 0 | 0 |  | 0 | [5 empty] | 0 |  |  | 0 | [13 empty] | Nos | 1.0 | [10 empty] | Ringlus Electro Controls & Automation PVT LTD | [18 empty] | CGST - RNG | 9.0
[121 empty] | SGST - RNG | 9.0
| 100A 70kA,TM based Adjustable MCCB Mistubishi NF125HGV4P70-100A | 100A 70kA,TM based Adjustable MCCB Mistubishi NF125HGV4P70-100A | MIAMCCB | Nos |  | 100A 70kA,TM based Adjustable MCCB Mistubishi NF125HGV4P70-100A |  | 0 | 0 | 1 | 1 | 1 | 0.0 | 0.0 | 0.0 | 0 |  |  | 0.0 | Electrical Components | 100A 70kA,TM based Adjustable MCCB Mistubishi NF125HGV4P70-100A | 0 | 31-12-2099 | Material Transfer | Moving Average |  | 0.0 |  | 0 | 0 |  | 0 | 0 | 0 | 0 |  | 0 | Item Attribute | 1 | Nos | 0.0 | 0.0 | 0 | 0.0 | 0 | Mistubishi | NF125HGV4P70-100A | India |  |  | 0 | 0.0 |  | 0 | 0 |  | 0 | 0 | 0 | 0 |  |  | 0 | 0 | 0 |  | 0 | [5 empty] | 0 |  |  | 0 | [13 empty] | Nos | 1.0 | [10 empty] | Ringlus Electro Controls & Automation PVT LTD | [18 empty] | CGST - RNG | 9.0
[121 empty] | SGST - RNG | 9.0
| 125A 70kA,TM based Adjustable MCCB Mistubishi NF125HGV4P90-125A | 125A 70kA,TM based Adjustable MCCB Mistubishi NF125HGV4P90-125A | MIAMCCB | Nos |  | 125A 70kA,TM based Adjustable MCCB Mistubishi NF125HGV4P90-125A |  | 0 | 0 | 1 | 1 | 1 | 0.0 | 0.0 | 0.0 | 0 |  |  | 0.0 | Electrical Components | 125A 70kA,TM based Adjustable MCCB Mistubishi NF125HGV4P90-125A | 0 | 31-12-2099 | Material Transfer | Moving Average |  | 0.0 |  | 0 | 0 |  | 0 | 0 | 0 | 0 |  | 0 | Item Attribute | 1 | Nos | 0.0 | 0.0 | 0 | 0.0 | 0 | Mistubishi | NF125HGV4P90-125A | India |  |  | 0 | 0.0 |  | 0 | 0 |  | 0 | 0 | 0 | 0 |  |  | 0 | 0 | 0 |  | 0 | [5 empty] | 0 |  |  | 0 | [13 empty] | Nos | 1.0 | [10 empty] | Ringlus Electro Controls & Automation PVT LTD | [18 empty] | CGST - RNG | 9.0
[121 empty] | SGST - RNG | 9.0
| 160A 70kA,TM based Adjustable MCCB Mistubishi NF125HGV4P125-160A | 160A 70kA,TM based Adjustable MCCB Mistubishi NF125HGV4P125-160A | MIAMCCB | Nos |  | 160A 70kA,TM based Adjustable MCCB Mistubishi NF125HGV4P125-160A |  | 0 | 0 | 1 | 1 | 1 | 0.0 | 0.0 | 0.0 | 0 |  |  | 0.0 | Electrical Components | 160A 70kA,TM based Adjustable MCCB Mistubishi NF125HGV4P125-160A | 0 | 31-12-2099 | Material Transfer | Moving Average |  | 0.0 |  | 0 | 0 |  | 0 | 0 | 0 | 0 |  | 0 | Item Attribute | 1 | Nos | 0.0 | 0.0 | 0 | 0.0 | 0 | Mistubishi | NF125HGV4P125-160A | India |  |  | 0 | 0.0 |  | 0 | 0 |  | 0 | 0 | 0 | 0 |  |  | 0 | 0 | 0 |  | 0 | [5 empty] | 0 |  |  | 0 | [13 empty] | Nos | 1.0 | [10 empty] | Ringlus Electro Controls & Automation PVT LTD | [18 empty] | CGST - RNG | 9.0
[121 empty] | SGST - RNG | 9.0
| 200A 70kA,TM based Adjustable MCCB Mistubishi NF125HGV4P140-200A | 200A 70kA,TM based Adjustable MCCB Mistubishi NF125HGV4P140-200A | MIAMCCB | Nos |  | 200A 70kA,TM based Adjustable MCCB Mistubishi NF125HGV4P140-200A |  | 0 | 0 | 1 | 1 | 1 | 0.0 | 0.0 | 0.0 | 0 |  |  | 0.0 | Electrical Components | 200A 70kA,TM based Adjustable MCCB Mistubishi NF125HGV4P140-200A | 0 | 31-12-2099 | Material Transfer | Moving Average |  | 0.0 |  | 0 | 0 |  | 0 | 0 | 0 | 0 |  | 0 | Item Attribute | 1 | Nos | 0.0 | 0.0 | 0 | 0.0 | 0 | Mistubishi | NF125HGV4P140-200A | India |  |  | 0 | 0.0 |  | 0 | 0 |  | 0 | 0 | 0 | 0 |  |  | 0 | 0 | 0 |  | 0 | [5 empty] | 0 |  |  | 0 | [13 empty] | Nos | 1.0 | [10 empty] | Ringlus Electro Controls & Automation PVT LTD | [18 empty] | CGST - RNG | 9.0
[121 empty] | SGST - RNG | 9.0
| 250A 70kA,TM based Adjustable MCCB Mistubishi NF125HGV4P175-250A | 250A 70kA,TM based Adjustable MCCB Mistubishi NF125HGV4P175-250A | MIAMCCB | Nos |  | 250A 70kA,TM based Adjustable MCCB Mistubishi NF125HGV4P175-250A |  | 0 | 0 | 1 | 1 | 1 | 0.0 | 0.0 | 0.0 | 0 |  |  | 0.0 | Electrical Components | 250A 70kA,TM based Adjustable MCCB Mistubishi NF125HGV4P175-250A | 0 | 31-12-2099 | Material Transfer | Moving Average |  | 0.0 |  | 0 | 0 |  | 0 | 0 | 0 | 0 |  | 0 | Item Attribute | 1 | Nos | 0.0 | 0.0 | 0 | 0.0 | 0 | Mistubishi | NF125HGV4P175-250A | India |  |  | 0 | 0.0 |  | 0 | 0 |  | 0 | 0 | 0 | 0 |  |  | 0 | 0 | 0 |  | 0 | [5 empty] | 0 |  |  | 0 | [13 empty] | Nos | 1.0 | [10 empty] | Ringlus Electro Controls & Automation PVT LTD | [18 empty] | CGST - RNG | 9.0
[121 empty] | SGST - RNG | 9.0
| 63A 36kA,Electronic Release based MCCB Mistubishi NF125SEV3P32-63A | 63A 36kA,Electronic Release based MCCB Mistubishi NF125SEV3P32-63A | MIAMCCB | Nos |  | 63A 36kA,Electronic Release based MCCB Mistubishi NF125SEV3P32-63A |  | 0 | 0 | 1 | 1 | 1 | 0.0 | 0.0 | 0.0 | 0 |  |  | 0.0 | Electrical Components | 63A 36kA,Electronic Release based MCCB Mistubishi NF125SEV3P32-63A | 0 | 31-12-2099 | Material Transfer | Moving Average |  | 0.0 |  | 0 | 0 |  | 0 | 0 | 0 | 0 |  | 0 | Item Attribute | 1 | Nos | 0.0 | 0.0 | 0 | 0.0 | 0 | Mistubishi | NF125SEV3P32-63A | India |  |  | 0 | 0.0 |  | 0 | 0 |  | 0 | 0 | 0 | 0 |  |  | 0 | 0 | 0 |  | 0 | [5 empty] | 0 |  |  | 0 | [13 empty] | Nos | 1.0 | [10 empty] | Ringlus Electro Controls & Automation PVT LTD | [18 empty] | CGST - RNG | 9.0
[121 empty] | SGST - RNG | 9.0
| 125A 36kA,Electronic Release based MCCB Mistubishi NF125SEV3P63-125A | 125A 36kA,Electronic Release based MCCB Mistubishi NF125SEV3P63-125A | MIAMCCB | Nos |  | 125A 36kA,Electronic Release based MCCB Mistubishi NF125SEV3P63-125A |  | 0 | 0 | 1 | 1 | 1 | 0.0 | 0.0 | 0.0 | 0 |  |  | 0.0 | Electrical Components | 125A 36kA,Electronic Release based MCCB Mistubishi NF125SEV3P63-125A | 0 | 31-12-2099 | Material Transfer | Moving Average |  | 0.0 |  | 0 | 0 |  | 0 | 0 | 0 | 0 |  | 0 | Item Attribute | 1 | Nos | 0.0 | 0.0 | 0 | 0.0 | 0 | Mistubishi | NF125SEV3P63-125A | India |  |  | 0 | 0.0 |  | 0 | 0 |  | 0 | 0 | 0 | 0 |  |  | 0 | 0 | 0 |  | 0 | [5 empty] | 0 |  |  | 0 | [13 empty] | Nos | 1.0 | [10 empty] | Ringlus Electro Controls & Automation PVT LTD | [18 empty] | CGST - RNG | 9.0
[121 empty] | SGST - RNG | 9.0
| 160A 36kA,Electronic Release based MCCB Mistubishi NF125SEV3P125-160A | 160A 36kA,Electronic Release based MCCB Mistubishi NF125SEV3P125-160A | MIAMCCB | Nos |  | 160A 36kA,Electronic Release based MCCB Mistubishi NF125SEV3P125-160A |  | 0 | 0 | 1 | 1 | 1 | 0.0 | 0.0 | 0.0 | 0 |  |  | 0.0 | Electrical Components | 160A 36kA,Electronic Release based MCCB Mistubishi NF125SEV3P125-160A | 0 | 31-12-2099 | Material Transfer | Moving Average |  | 0.0 |  | 0 | 0 |  | 0 | 0 | 0 | 0 |  | 0 | Item Attribute | 1 | Nos | 0.0 | 0.0 | 0 | 0.0 | 0 | Mistubishi | NF125SEV3P125-160A | India |  |  | 0 | 0.0 |  | 0 | 0 |  | 0 | 0 | 0 | 0 |  |  | 0 | 0 | 0 |  | 0 | [5 empty] | 0 |  |  | 0 | [13 empty] | Nos | 1.0 | [10 empty] | Ringlus Electro Controls & Automation PVT LTD | [18 empty] | CGST - RNG | 9.0
[121 empty] | SGST - RNG | 9.0
| 400A 50kA,Electronic Release based MCCB Mistubishi NF400SEW3P400A | 400A 50kA,Electronic Release based MCCB Mistubishi NF400SEW3P400A | MIAMCCB | Nos |  | 400A 50kA,Electronic Release based MCCB Mistubishi NF400SEW3P400A |  | 0 | 0 | 1 | 1 | 1 | 0.0 | 0.0 | 0.0 | 0 |  |  | 0.0 | Electrical Components | 400A 50kA,Electronic Release based MCCB Mistubishi NF400SEW3P400A | 0 | 31-12-2099 | Material Transfer | Moving Average |  | 0.0 |  | 0 | 0 |  | 0 | 0 | 0 | 0 |  | 0 | Item Attribute | 1 | Nos | 0.0 | 0.0 | 0 | 0.0 | 0 | Mistubishi | NF400SEW3P400A | India |  |  | 0 | 0.0 |  | 0 | 0 |  | 0 | 0 | 0 | 0 |  |  | 0 | 0 | 0 |  | 0 | [5 empty] | 0 |  |  | 0 | [13 empty] | Nos | 1.0 | [10 empty] | Ringlus Electro Controls & Automation PVT LTD | [18 empty] | CGST - RNG | 9.0
[121 empty] | SGST - RNG | 9.0
| 630A 50kA,Electronic Release based MCCB Mistubishi NF630SEW3P630A | 630A 50kA,Electronic Release based MCCB Mistubishi NF630SEW3P630A | MIAMCCB | Nos |  | 630A 50kA,Electronic Release based MCCB Mistubishi NF630SEW3P630A |  | 0 | 0 | 1 | 1 | 1 | 0.0 | 0.0 | 0.0 | 0 |  |  | 0.0 | Electrical Components | 630A 50kA,Electronic Release based MCCB Mistubishi NF630SEW3P630A | 0 | 31-12-2099 | Material Transfer | Moving Average |  | 0.0 |  | 0 | 0 |  | 0 | 0 | 0 | 0 |  | 0 | Item Attribute | 1 | Nos | 0.0 | 0.0 | 0 | 0.0 | 0 | Mistubishi | NF630SEW3P630A | India |  |  | 0 | 0.0 |  | 0 | 0 |  | 0 | 0 | 0 | 0 |  |  | 0 | 0 | 0 |  | 0 | [5 empty] | 0 |  |  | 0 | [13 empty] | Nos | 1.0 | [10 empty] | Ringlus Electro Controls & Automation PVT LTD | [18 empty] | CGST - RNG | 9.0
[121 empty] | SGST - RNG | 9.0
| 800A 50kA,Electronic Release based MCCB Mistubishi NF800SEW3P800A | 800A 50kA,Electronic Release based MCCB Mistubishi NF800SEW3P800A | MIAMCCB | Nos |  | 800A 50kA,Electronic Release based MCCB Mistubishi NF800SEW3P800A |  | 0 | 0 | 1 | 1 | 1 | 0.0 | 0.0 | 0.0 | 0 |  |  | 0.0 | Electrical Components | 800A 50kA,Electronic Release based MCCB Mistubishi NF800SEW3P800A | 0 | 31-12-2099 | Material Transfer | Moving Average |  | 0.0 |  | 0 | 0 |  | 0 | 0 | 0 | 0 |  | 0 | Item Attribute | 1 | Nos | 0.0 | 0.0 | 0 | 0.0 | 0 | Mistubishi | NF800SEW3P800A | India |  |  | 0 | 0.0 |  | 0 | 0 |  | 0 | 0 | 0 | 0 |  |  | 0 | 0 | 0 |  | 0 | [5 empty] | 0 |  |  | 0 | [13 empty] | Nos | 1.0 | [10 empty] | Ringlus Electro Controls & Automation PVT LTD | [18 empty] | CGST - RNG | 9.0
[121 empty] | SGST - RNG | 9.0
| 32A 70kA,Electronic Release based MCCB Mistubishi NF125HEV3P16-32A | 32A 70kA,Electronic Release based MCCB Mistubishi NF125HEV3P16-32A | MIAMCCB | Nos |  | 32A 70kA,Electronic Release based MCCB Mistubishi NF125HEV3P16-32A |  | 0 | 0 | 1 | 1 | 1 | 0.0 | 0.0 | 0.0 | 0 |  |  | 0.0 | Electrical Components | 32A 70kA,Electronic Release based MCCB Mistubishi NF125HEV3P16-32A | 0 | 31-12-2099 | Material Transfer | Moving Average |  | 0.0 |  | 0 | 0 |  | 0 | 0 | 0 | 0 |  | 0 | Item Attribute | 1 | Nos | 0.0 | 0.0 | 0 | 0.0 | 0 | Mistubishi | NF125HEV3P16-32A | India |  |  | 0 | 0.0 |  | 0 | 0 |  | 0 | 0 | 0 | 0 |  |  | 0 | 0 | 0 |  | 0 | [5 empty] | 0 |  |  | 0 | [13 empty] | Nos | 1.0 | [10 empty] | Ringlus Electro Controls & Automation PVT LTD | [18 empty] | CGST - RNG | 9.0
[121 empty] | SGST - RNG | 9.0
| 63A 70kA,Electronic Release based MCCB Mistubishi NF125HEV3P32-63A | 63A 70kA,Electronic Release based MCCB Mistubishi NF125HEV3P32-63A | MIAMCCB | Nos |  | 63A 70kA,Electronic Release based MCCB Mistubishi NF125HEV3P32-63A |  | 0 | 0 | 1 | 1 | 1 | 0.0 | 0.0 | 0.0 | 0 |  |  | 0.0 | Electrical Components | 63A 70kA,Electronic Release based MCCB Mistubishi NF125HEV3P32-63A | 0 | 31-12-2099 | Material Transfer | Moving Average |  | 0.0 |  | 0 | 0 |  | 0 | 0 | 0 | 0 |  | 0 | Item Attribute | 1 | Nos | 0.0 | 0.0 | 0 | 0.0 | 0 | Mistubishi | NF125HEV3P32-63A | India |  |  | 0 | 0.0 |  | 0 | 0 |  | 0 | 0 | 0 | 0 |  |  | 0 | 0 | 0 |  | 0 | [5 empty] | 0 |  |  | 0 | [13 empty] | Nos | 1.0 | [10 empty] | Ringlus Electro Controls & Automation PVT LTD | [18 empty] | CGST - RNG | 9.0
[121 empty] | SGST - RNG | 9.0
| 125A 70kA,Electronic Release based MCCB Mistubishi NF125HEV3P63-125A | 125A 70kA,Electronic Release based MCCB Mistubishi NF125HEV3P63-125A | MIAMCCB | Nos |  | 125A 70kA,Electronic Release based MCCB Mistubishi NF125HEV3P63-125A |  | 0 | 0 | 1 | 1 | 1 | 0.0 | 0.0 | 0.0 | 0 |  |  | 0.0 | Electrical Components | 125A 70kA,Electronic Release based MCCB Mistubishi NF125HEV3P63-125A | 0 | 31-12-2099 | Material Transfer | Moving Average |  | 0.0 |  | 0 | 0 |  | 0 | 0 | 0 | 0 |  | 0 | Item Attribute | 1 | Nos | 0.0 | 0.0 | 0 | 0.0 | 0 | Mistubishi | NF125HEV3P63-125A | India |  |  | 0 | 0.0 |  | 0 | 0 |  | 0 | 0 | 0 | 0 |  |  | 0 | 0 | 0 |  | 0 | [5 empty] | 0 |  |  | 0 | [13 empty] | Nos | 1.0 | [10 empty] | Ringlus Electro Controls & Automation PVT LTD | [18 empty] | CGST - RNG | 9.0
[121 empty] | SGST - RNG | 9.0
| 160A 70kA,Electronic Release based MCCB Mistubishi NF250HEW3P125-160A | 160A 70kA,Electronic Release based MCCB Mistubishi NF250HEW3P125-160A | MIAMCCB | Nos |  | 160A 70kA,Electronic Release based MCCB Mistubishi NF250HEW3P125-160A |  | 0 | 0 | 1 | 1 | 1 | 0.0 | 0.0 | 0.0 | 0 |  |  | 0.0 | Electrical Components | 160A 70kA,Electronic Release based MCCB Mistubishi NF250HEW3P125-160A | 0 | 31-12-2099 | Material Transfer | Moving Average |  | 0.0 |  | 0 | 0 |  | 0 | 0 | 0 | 0 |  | 0 | Item Attribute | 1 | Nos | 0.0 | 0.0 | 0 | 0.0 | 0 | Mistubishi | NF250HEW3P125-160A | India |  |  | 0 | 0.0 |  | 0 | 0 |  | 0 | 0 | 0 | 0 |  |  | 0 | 0 | 0 |  | 0 | [5 empty] | 0 |  |  | 0 | [13 empty] | Nos | 1.0 | [10 empty] | Ringlus Electro Controls & Automation PVT LTD | [18 empty] | CGST - RNG | 9.0
[121 empty] | SGST - RNG | 9.0
| 400A 70kA,Electronic Release based MCCB Mistubishi NF400HEW3P400A | 400A 70kA,Electronic Release based MCCB Mistubishi NF400HEW3P400A | MIAMCCB | Nos |  | 400A 70kA,Electronic Release based MCCB Mistubishi NF400HEW3P400A |  | 0 | 0 | 1 | 1 | 1 | 0.0 | 0.0 | 0.0 | 0 |  |  | 0.0 | Electrical Components | 400A 70kA,Electronic Release based MCCB Mistubishi NF400HEW3P400A | 0 | 31-12-2099 | Material Transfer | Moving Average |  | 0.0 |  | 0 | 0 |  | 0 | 0 | 0 | 0 |  | 0 | Item Attribute | 1 | Nos | 0.0 | 0.0 | 0 | 0.0 | 0 | Mistubishi | NF400HEW3P400A | India |  |  | 0 | 0.0 |  | 0 | 0 |  | 0 | 0 | 0 | 0 |  |  | 0 | 0 | 0 |  | 0 | [5 empty] | 0 |  |  | 0 | [13 empty] | Nos | 1.0 | [10 empty] | Ringlus Electro Controls & Automation PVT LTD | [18 empty] | CGST - RNG | 9.0
[121 empty] | SGST - RNG | 9.0
| 630A 70kA,Electronic Release based MCCB Mistubishi NF630HEW3P630A | 630A 70kA,Electronic Release based MCCB Mistubishi NF630HEW3P630A | MIAMCCB | Nos |  | 630A 70kA,Electronic Release based MCCB Mistubishi NF630HEW3P630A |  | 0 | 0 | 1 | 1 | 1 | 0.0 | 0.0 | 0.0 | 0 |  |  | 0.0 | Electrical Components | 630A 70kA,Electronic Release based MCCB Mistubishi NF630HEW3P630A | 0 | 31-12-2099 | Material Transfer | Moving Average |  | 0.0 |  | 0 | 0 |  | 0 | 0 | 0 | 0 |  | 0 | Item Attribute | 1 | Nos | 0.0 | 0.0 | 0 | 0.0 | 0 | Mistubishi | NF630HEW3P630A | India |  |  | 0 | 0.0 |  | 0 | 0 |  | 0 | 0 | 0 | 0 |  |  | 0 | 0 | 0 |  | 0 | [5 empty] | 0 |  |  | 0 | [13 empty] | Nos | 1.0 | [10 empty] | Ringlus Electro Controls & Automation PVT LTD | [18 empty] | CGST - RNG | 9.0
[121 empty] | SGST - RNG | 9.0
| 800A 70kA,Electronic Release based MCCB Mistubishi NF800HEW3P800A | 800A 70kA,Electronic Release based MCCB Mistubishi NF800HEW3P800A | MIAMCCB | Nos |  | 800A 70kA,Electronic Release based MCCB Mistubishi NF800HEW3P800A |  | 0 | 0 | 1 | 1 | 1 | 0.0 | 0.0 | 0.0 | 0 |  |  | 0.0 | Electrical Components | 800A 70kA,Electronic Release based MCCB Mistubishi NF800HEW3P800A | 0 | 31-12-2099 | Material Transfer | Moving Average |  | 0.0 |  | 0 | 0 |  | 0 | 0 | 0 | 0 |  | 0 | Item Attribute | 1 | Nos | 0.0 | 0.0 | 0 | 0.0 | 0 | Mistubishi | NF800HEW3P800A | India |  |  | 0 | 0.0 |  | 0 | 0 |  | 0 | 0 | 0 | 0 |  |  | 0 | 0 | 0 |  | 0 | [5 empty] | 0 |  |  | 0 | [13 empty] | Nos | 1.0 | [10 empty] | Ringlus Electro Controls & Automation PVT LTD | [18 empty] | CGST - RNG | 9.0
[121 empty] | SGST - RNG | 9.0
| 63A 36kA,Electronic Release based MCCB Mistubishi NF125SEV4P32-63A | 63A 36kA,Electronic Release based MCCB Mistubishi NF125SEV4P32-63A | MIAMCCB | Nos |  | 63A 36kA,Electronic Release based MCCB Mistubishi NF125SEV4P32-63A |  | 0 | 0 | 1 | 1 | 1 | 0.0 | 0.0 | 0.0 | 0 |  |  | 0.0 | Electrical Components | 63A 36kA,Electronic Release based MCCB Mistubishi NF125SEV4P32-63A | 0 | 31-12-2099 | Material Transfer | Moving Average |  | 0.0 |  | 0 | 0 |  | 0 | 0 | 0 | 0 |  | 0 | Item Attribute | 1 | Nos | 0.0 | 0.0 | 0 | 0.0 | 0 | Mistubishi | NF125SEV4P32-63A | India |  |  | 0 | 0.0 |  | 0 | 0 |  | 0 | 0 | 0 | 0 |  |  | 0 | 0 | 0 |  | 0 | [5 empty] | 0 |  |  | 0 | [13 empty] | Nos | 1.0 | [10 empty] | Ringlus Electro Controls & Automation PVT LTD | [18 empty] | CGST - RNG | 9.0
[121 empty] | SGST - RNG | 9.0
| 125A 36kA,Electronic Release based MCCB Mistubishi NF125SEV4P63-125A | 125A 36kA,Electronic Release based MCCB Mistubishi NF125SEV4P63-125A | MIAMCCB | Nos |  | 125A 36kA,Electronic Release based MCCB Mistubishi NF125SEV4P63-125A |  | 0 | 0 | 1 | 1 | 1 | 0.0 | 0.0 | 0.0 | 0 |  |  | 0.0 | Electrical Components | 125A 36kA,Electronic Release based MCCB Mistubishi NF125SEV4P63-125A | 0 | 31-12-2099 | Material Transfer | Moving Average |  | 0.0 |  | 0 | 0 |  | 0 | 0 | 0 | 0 |  | 0 | Item Attribute | 1 | Nos | 0.0 | 0.0 | 0 | 0.0 | 0 | Mistubishi | NF125SEV4P63-125A | India |  |  | 0 | 0.0 |  | 0 | 0 |  | 0 | 0 | 0 | 0 |  |  | 0 | 0 | 0 |  | 0 | [5 empty] | 0 |  |  | 0 | [13 empty] | Nos | 1.0 | [10 empty] | Ringlus Electro Controls & Automation PVT LTD | [18 empty] | CGST - RNG | 9.0
[121 empty] | SGST - RNG | 9.0
| 160A 36kA,Electronic Release based MCCB Mistubishi NF125SEV4P125-160A | 160A 36kA,Electronic Release based MCCB Mistubishi NF125SEV4P125-160A | MIAMCCB | Nos |  | 160A 36kA,Electronic Release based MCCB Mistubishi NF125SEV4P125-160A |  | 0 | 0 | 1 | 1 | 1 | 0.0 | 0.0 | 0.0 | 0 |  |  | 0.0 | Electrical Components | 160A 36kA,Electronic Release based MCCB Mistubishi NF125SEV4P125-160A | 0 | 31-12-2099 | Material Transfer | Moving Average |  | 0.0 |  | 0 | 0 |  | 0 | 0 | 0 | 0 |  | 0 | Item Attribute | 1 | Nos | 0.0 | 0.0 | 0 | 0.0 | 0 | Mistubishi | NF125SEV4P125-160A | India |  |  | 0 | 0.0 |  | 0 | 0 |  | 0 | 0 | 0 | 0 |  |  | 0 | 0 | 0 |  | 0 | [5 empty] | 0 |  |  | 0 | [13 empty] | Nos | 1.0 | [10 empty] | Ringlus Electro Controls & Automation PVT LTD | [18 empty] | CGST - RNG | 9.0
[121 empty] | SGST - RNG | 9.0
| 400A 50kA,Electronic Release based MCCB Mistubishi NF400SEW4P400A | 400A 50kA,Electronic Release based MCCB Mistubishi NF400SEW4P400A | MIAMCCB | Nos |  | 400A 50kA,Electronic Release based MCCB Mistubishi NF400SEW4P400A |  | 0 | 0 | 1 | 1 | 1 | 0.0 | 0.0 | 0.0 | 0 |  |  | 0.0 | Electrical Components | 400A 50kA,Electronic Release based MCCB Mistubishi NF400SEW4P400A | 0 | 31-12-2099 | Material Transfer | Moving Average |  | 0.0 |  | 0 | 0 |  | 0 | 0 | 0 | 0 |  | 0 | Item Attribute | 1 | Nos | 0.0 | 0.0 | 0 | 0.0 | 0 | Mistubishi | NF400SEW4P400A | India |  |  | 0 | 0.0 |  | 0 | 0 |  | 0 | 0 | 0 | 0 |  |  | 0 | 0 | 0 |  | 0 | [5 empty] | 0 |  |  | 0 | [13 empty] | Nos | 1.0 | [10 empty] | Ringlus Electro Controls & Automation PVT LTD | [18 empty] | CGST - RNG | 9.0
[121 empty] | SGST - RNG | 9.0
| 630A 50kA,Electronic Release based MCCB Mistubishi NF630SEW4P630A | 630A 50kA,Electronic Release based MCCB Mistubishi NF630SEW4P630A | MIAMCCB | Nos |  | 630A 50kA,Electronic Release based MCCB Mistubishi NF630SEW4P630A |  | 0 | 0 | 1 | 1 | 1 | 0.0 | 0.0 | 0.0 | 0 |  |  | 0.0 | Electrical Components | 630A 50kA,Electronic Release based MCCB Mistubishi NF630SEW4P630A | 0 | 31-12-2099 | Material Transfer | Moving Average |  | 0.0 |  | 0 | 0 |  | 0 | 0 | 0 | 0 |  | 0 | Item Attribute | 1 | Nos | 0.0 | 0.0 | 0 | 0.0 | 0 | Mistubishi | NF630SEW4P630A | India |  |  | 0 | 0.0 |  | 0 | 0 |  | 0 | 0 | 0 | 0 |  |  | 0 | 0 | 0 |  | 0 | [5 empty] | 0 |  |  | 0 | [13 empty] | Nos | 1.0 | [10 empty] | Ringlus Electro Controls & Automation PVT LTD | [18 empty] | CGST - RNG | 9.0
[121 empty] | SGST - RNG | 9.0
| 800A 50kA,Electronic Release based MCCB Mistubishi NF800SEW4P800A | 800A 50kA,Electronic Release based MCCB Mistubishi NF800SEW4P800A | MIAMCCB | Nos |  | 800A 50kA,Electronic Release based MCCB Mistubishi NF800SEW4P800A |  | 0 | 0 | 1 | 1 | 1 | 0.0 | 0.0 | 0.0 | 0 |  |  | 0.0 | Electrical Components | 800A 50kA,Electronic Release based MCCB Mistubishi NF800SEW4P800A | 0 | 31-12-2099 | Material Transfer | Moving Average |  | 0.0 |  | 0 | 0 |  | 0 | 0 | 0 | 0 |  | 0 | Item Attribute | 1 | Nos | 0.0 | 0.0 | 0 | 0.0 | 0 | Mistubishi | NF800SEW4P800A | India |  |  | 0 | 0.0 |  | 0 | 0 |  | 0 | 0 | 0 | 0 |  |  | 0 | 0 | 0 |  | 0 | [5 empty] | 0 |  |  | 0 | [13 empty] | Nos | 1.0 | [10 empty] | Ringlus Electro Controls & Automation PVT LTD | [18 empty] | CGST - RNG | 9.0
[121 empty] | SGST - RNG | 9.0
| 32A 70kA,Electronic Release based MCCB Mistubishi NF125HEV4P16-32A | 32A 70kA,Electronic Release based MCCB Mistubishi NF125HEV4P16-32A | MIAMCCB | Nos |  | 32A 70kA,Electronic Release based MCCB Mistubishi NF125HEV4P16-32A |  | 0 | 0 | 1 | 1 | 1 | 0.0 | 0.0 | 0.0 | 0 |  |  | 0.0 | Electrical Components | 32A 70kA,Electronic Release based MCCB Mistubishi NF125HEV4P16-32A | 0 | 31-12-2099 | Material Transfer | Moving Average |  | 0.0 |  | 0 | 0 |  | 0 | 0 | 0 | 0 |  | 0 | Item Attribute | 1 | Nos | 0.0 | 0.0 | 0 | 0.0 | 0 | Mistubishi | NF125HEV4P16-32A | India |  |  | 0 | 0.0 |  | 0 | 0 |  | 0 | 0 | 0 | 0 |  |  | 0 | 0 | 0 |  | 0 | [5 empty] | 0 |  |  | 0 | [13 empty] | Nos | 1.0 | [10 empty] | Ringlus Electro Controls & Automation PVT LTD | [18 empty] | CGST - RNG | 9.0
[121 empty] | SGST - RNG | 9.0
| 63A 70kA,Electronic Release based MCCB Mistubishi NF125HEV4P32-63A | 63A 70kA,Electronic Release based MCCB Mistubishi NF125HEV4P32-63A | MIAMCCB | Nos |  | 63A 70kA,Electronic Release based MCCB Mistubishi NF125HEV4P32-63A |  | 0 | 0 | 1 | 1 | 1 | 0.0 | 0.0 | 0.0 | 0 |  |  | 0.0 | Electrical Components | 63A 70kA,Electronic Release based MCCB Mistubishi NF125HEV4P32-63A | 0 | 31-12-2099 | Material Transfer | Moving Average |  | 0.0 |  | 0 | 0 |  | 0 | 0 | 0 | 0 |  | 0 | Item Attribute | 1 | Nos | 0.0 | 0.0 | 0 | 0.0 | 0 | Mistubishi | NF125HEV4P32-63A | India |  |  | 0 | 0.0 |  | 0 | 0 |  | 0 | 0 | 0 | 0 |  |  | 0 | 0 | 0 |  | 0 | [5 empty] | 0 |  |  | 0 | [13 empty] | Nos | 1.0 | [10 empty] | Ringlus Electro Controls & Automation PVT LTD | [18 empty] | CGST - RNG | 9.0
[121 empty] | SGST - RNG | 9.0
| 125A 70kA,Electronic Release based MCCB Mistubishi NF125HEV4P63-125A | 125A 70kA,Electronic Release based MCCB Mistubishi NF125HEV4P63-125A | MIAMCCB | Nos |  | 125A 70kA,Electronic Release based MCCB Mistubishi NF125HEV4P63-125A |  | 0 | 0 | 1 | 1 | 1 | 0.0 | 0.0 | 0.0 | 0 |  |  | 0.0 | Electrical Components | 125A 70kA,Electronic Release based MCCB Mistubishi NF125HEV4P63-125A | 0 | 31-12-2099 | Material Transfer | Moving Average |  | 0.0 |  | 0 | 0 |  | 0 | 0 | 0 | 0 |  | 0 | Item Attribute | 1 | Nos | 0.0 | 0.0 | 0 | 0.0 | 0 | Mistubishi | NF125HEV4P63-125A | India |  |  | 0 | 0.0 |  | 0 | 0 |  | 0 | 0 | 0 | 0 |  |  | 0 | 0 | 0 |  | 0 | [5 empty] | 0 |  |  | 0 | [13 empty] | Nos | 1.0 | [10 empty] | Ringlus Electro Controls & Automation PVT LTD | [18 empty] | CGST - RNG | 9.0
[121 empty] | SGST - RNG | 9.0
| 160A 70kA,Electronic Release based MCCB Mistubishi NF250HEW4P125-160A | 160A 70kA,Electronic Release based MCCB Mistubishi NF250HEW4P125-160A | MIAMCCB | Nos |  | 160A 70kA,Electronic Release based MCCB Mistubishi NF250HEW4P125-160A |  | 0 | 0 | 1 | 1 | 1 | 0.0 | 0.0 | 0.0 | 0 |  |  | 0.0 | Electrical Components | 160A 70kA,Electronic Release based MCCB Mistubishi NF250HEW4P125-160A | 0 | 31-12-2099 | Material Transfer | Moving Average |  | 0.0 |  | 0 | 0 |  | 0 | 0 | 0 | 0 |  | 0 | Item Attribute | 1 | Nos | 0.0 | 0.0 | 0 | 0.0 | 0 | Mistubishi | NF250HEW4P125-160A | India |  |  | 0 | 0.0 |  | 0 | 0 |  | 0 | 0 | 0 | 0 |  |  | 0 | 0 | 0 |  | 0 | [5 empty] | 0 |  |  | 0 | [13 empty] | Nos | 1.0 | [10 empty] | Ringlus Electro Controls & Automation PVT LTD | [18 empty] | CGST - RNG | 9.0
[121 empty] | SGST - RNG | 9.0
| 400A 70kA,Electronic Release based MCCB Mistubishi NF400HEW4P400A | 400A 70kA,Electronic Release based MCCB Mistubishi NF400HEW4P400A | MIAMCCB | Nos |  | 400A 70kA,Electronic Release based MCCB Mistubishi NF400HEW4P400A |  | 0 | 0 | 1 | 1 | 1 | 0.0 | 0.0 | 0.0 | 0 |  |  | 0.0 | Electrical Components | 400A 70kA,Electronic Release based MCCB Mistubishi NF400HEW4P400A | 0 | 31-12-2099 | Material Transfer | Moving Average |  | 0.0 |  | 0 | 0 |  | 0 | 0 | 0 | 0 |  | 0 | Item Attribute | 1 | Nos | 0.0 | 0.0 | 0 | 0.0 | 0 | Mistubishi | NF400HEW4P400A | India |  |  | 0 | 0.0 |  | 0 | 0 |  | 0 | 0 | 0 | 0 |  |  | 0 | 0 | 0 |  | 0 | [5 empty] | 0 |  |  | 0 | [13 empty] | Nos | 1.0 | [10 empty] | Ringlus Electro Controls & Automation PVT LTD | [18 empty] | CGST - RNG | 9.0
[121 empty] | SGST - RNG | 9.0
| 630A 70kA,Electronic Release based MCCB Mistubishi NF630HEW4P630A | 630A 70kA,Electronic Release based MCCB Mistubishi NF630HEW4P630A | MIAMCCB | Nos |  | 630A 70kA,Electronic Release based MCCB Mistubishi NF630HEW4P630A |  | 0 | 0 | 1 | 1 | 1 | 0.0 | 0.0 | 0.0 | 0 |  |  | 0.0 | Electrical Components | 630A 70kA,Electronic Release based MCCB Mistubishi NF630HEW4P630A | 0 | 31-12-2099 | Material Transfer | Moving Average |  | 0.0 |  | 0 | 0 |  | 0 | 0 | 0 | 0 |  | 0 | Item Attribute | 1 | Nos | 0.0 | 0.0 | 0 | 0.0 | 0 | Mistubishi | NF630HEW4P630A | India |  |  | 0 | 0.0 |  | 0 | 0 |  | 0 | 0 | 0 | 0 |  |  | 0 | 0 | 0 |  | 0 | [5 empty] | 0 |  |  | 0 | [13 empty] | Nos | 1.0 | [10 empty] | Ringlus Electro Controls & Automation PVT LTD | [18 empty] | CGST - RNG | 9.0
[121 empty] | SGST - RNG | 9.0
| 800A 70kA,Electronic Release based MCCB Mistubishi NF800HEW4P800A | 800A 70kA,Electronic Release based MCCB Mistubishi NF800HEW4P800A | MIAMCCB | Nos |  | 800A 70kA,Electronic Release based MCCB Mistubishi NF800HEW4P800A |  | 0 | 0 | 1 | 1 | 1 | 0.0 | 0.0 | 0.0 | 0 |  |  | 0.0 | Electrical Components | 800A 70kA,Electronic Release based MCCB Mistubishi NF800HEW4P800A | 0 | 31-12-2099 | Material Transfer | Moving Average |  | 0.0 |  | 0 | 0 |  | 0 | 0 | 0 | 0 |  | 0 | Item Attribute | 1 | Nos | 0.0 | 0.0 | 0 | 0.0 | 0 | Mistubishi | NF800HEW4P800A | India |  |  | 0 | 0.0 |  | 0 | 0 |  | 0 | 0 | 0 | 0 |  |  | 0 | 0 | 0 |  | 0 | [5 empty] | 0 |  |  | 0 | [13 empty] | Nos | 1.0 | [10 empty] | Ringlus Electro Controls & Automation PVT LTD | [18 empty] | CGST - RNG | 9.0
[121 empty] | SGST - RNG | 9.0
| NF125-250 SGV/LGV/HGV Ax Switch Mistubishi AX-05SV | NF125-250 SGV/LGV/HGV Ax Switch Mistubishi AX-05SV | MIAMCCB | Nos |  | NF125-250 SGV/LGV/HGV Ax Switch Mistubishi AX-05SV |  | 0 | 0 | 1 | 1 | 1 | 0.0 | 0.0 | 0.0 | 0 |  |  | 0.0 | Electrical Components | NF125-250 SGV/LGV/HGV Ax Switch Mistubishi AX-05SV | 0 | 31-12-2099 | Material Transfer | Moving Average |  | 0.0 |  | 0 | 0 |  | 0 | 0 | 0 | 0 |  | 0 | Item Attribute | 1 | Nos | 0.0 | 0.0 | 0 | 0.0 | 0 | Mistubishi | AX-05SV | India |  |  | 0 | 0.0 |  | 0 | 0 |  | 0 | 0 | 0 | 0 |  |  | 0 | 0 | 0 |  | 0 | [5 empty] | 0 |  |  | 0 | [13 empty] | Nos | 1.0 | [10 empty] | Ringlus Electro Controls & Automation PVT LTD | [18 empty] | CGST - RNG | 9.0
[121 empty] | SGST - RNG | 9.0
| NF125-250 SGV/LGV/HGV Alarm Swicth Mistubishi AL-05SV | NF125-250 SGV/LGV/HGV Alarm Swicth Mistubishi AL-05SV | MIAMCCB | Nos |  | NF125-250 SGV/LGV/HGV Alarm Swicth Mistubishi AL-05SV |  | 0 | 0 | 1 | 1 | 1 | 0.0 | 0.0 | 0.0 | 0 |  |  | 0.0 | Electrical Components | NF125-250 SGV/LGV/HGV Alarm Swicth Mistubishi AL-05SV | 0 | 31-12-2099 | Material Transfer | Moving Average |  | 0.0 |  | 0 | 0 |  | 0 | 0 | 0 | 0 |  | 0 | Item Attribute | 1 | Nos | 0.0 | 0.0 | 0 | 0.0 | 0 | Mistubishi | AL-05SV | India |  |  | 0 | 0.0 |  | 0 | 0 |  | 0 | 0 | 0 | 0 |  |  | 0 | 0 | 0 |  | 0 | [5 empty] | 0 |  |  | 0 | [13 empty] | Nos | 1.0 | [10 empty] | Ringlus Electro Controls & Automation PVT LTD | [18 empty] | CGST - RNG | 9.0
[121 empty] | SGST - RNG | 9.0
| NF125-250 SGV/LGV/HGV Aux/Alarm Swicth Mistubishi ALAX-05SV | NF125-250 SGV/LGV/HGV Aux/Alarm Swicth Mistubishi ALAX-05SV | MIAMCCB | Nos |  | NF125-250 SGV/LGV/HGV Aux/Alarm Swicth Mistubishi ALAX-05SV |  | 0 | 0 | 1 | 1 | 1 | 0.0 | 0.0 | 0.0 | 0 |  |  | 0.0 | Electrical Components | NF125-250 SGV/LGV/HGV Aux/Alarm Swicth Mistubishi ALAX-05SV | 0 | 31-12-2099 | Material Transfer | Moving Average |  | 0.0 |  | 0 | 0 |  | 0 | 0 | 0 | 0 |  | 0 | Item Attribute | 1 | Nos | 0.0 | 0.0 | 0 | 0.0 | 0 | Mistubishi | ALAX-05SV | India |  |  | 0 | 0.0 |  | 0 | 0 |  | 0 | 0 | 0 | 0 |  |  | 0 | 0 | 0 |  | 0 | [5 empty] | 0 |  |  | 0 | [13 empty] | Nos | 1.0 | [10 empty] | Ringlus Electro Controls & Automation PVT LTD | [18 empty] | CGST - RNG | 9.0
[121 empty] | SGST - RNG | 9.0
| NF125-250 SGV/LGV/HGV UV Release Mistubishi UVTSA250-05SVR | NF125-250 SGV/LGV/HGV UV Release Mistubishi UVTSA250-05SVR | MIAMCCB | Nos |  | NF125-250 SGV/LGV/HGV UV Release Mistubishi UVTSA250-05SVR |  | 0 | 0 | 1 | 1 | 1 | 0.0 | 0.0 | 0.0 | 0 |  |  | 0.0 | Electrical Components | NF125-250 SGV/LGV/HGV UV Release Mistubishi UVTSA250-05SVR | 0 | 31-12-2099 | Material Transfer | Moving Average |  | 0.0 |  | 0 | 0 |  | 0 | 0 | 0 | 0 |  | 0 | Item Attribute | 1 | Nos | 0.0 | 0.0 | 0 | 0.0 | 0 | Mistubishi | UVTSA250-05SVR | India |  |  | 0 | 0.0 |  | 0 | 0 |  | 0 | 0 | 0 | 0 |  |  | 0 | 0 | 0 |  | 0 | [5 empty] | 0 |  |  | 0 | [13 empty] | Nos | 1.0 | [10 empty] | Ringlus Electro Controls & Automation PVT LTD | [18 empty] | CGST - RNG | 9.0
[121 empty] | SGST - RNG | 9.0
| NF125-250 SGV/LGV/HGV Shunt Coil Mistubishi SHTA240V-05SVR | NF125-250 SGV/LGV/HGV Shunt Coil Mistubishi SHTA240V-05SVR | MIAMCCB | Nos |  | NF125-250 SGV/LGV/HGV Shunt Coil Mistubishi SHTA240V-05SVR |  | 0 | 0 | 1 | 1 | 1 | 0.0 | 0.0 | 0.0 | 0 |  |  | 0.0 | Electrical Components | NF125-250 SGV/LGV/HGV Shunt Coil Mistubishi SHTA240V-05SVR | 0 | 31-12-2099 | Material Transfer | Moving Average |  | 0.0 |  | 0 | 0 |  | 0 | 0 | 0 | 0 |  | 0 | Item Attribute | 1 | Nos | 0.0 | 0.0 | 0 | 0.0 | 0 | Mistubishi | SHTA240V-05SVR | India |  |  | 0 | 0.0 |  | 0 | 0 |  | 0 | 0 | 0 | 0 |  |  | 0 | 0 | 0 |  | 0 | [5 empty] | 0 |  |  | 0 | [13 empty] | Nos | 1.0 | [10 empty] | Ringlus Electro Controls & Automation PVT LTD | [18 empty] | CGST - RNG | 9.0
[121 empty] | SGST - RNG | 9.0
| NF125-250 SGV/LGV/HGV Direct Rotory Handle NF125-250 SGV/LGV/HGV Mistubishi F-2SV | NF125-250 SGV/LGV/HGV Direct Rotory Handle NF125-250 SGV/LGV/HGV Mistubishi F-2SV | MIAMCCB | Nos |  | NF125-250 SGV/LGV/HGV Direct Rotory Handle NF125-250 SGV/LGV/HGV Mistubishi F-2SV |  | 0 | 0 | 1 | 1 | 1 | 0.0 | 0.0 | 0.0 | 0 |  |  | 0.0 | Electrical Components | NF125-250 SGV/LGV/HGV Direct Rotory Handle NF125-250 SGV/LGV/HGV Mistubishi F-2SV | 0 | 31-12-2099 | Material Transfer | Moving Average |  | 0.0 |  | 0 | 0 |  | 0 | 0 | 0 | 0 |  | 0 | Item Attribute | 1 | Nos | 0.0 | 0.0 | 0 | 0.0 | 0 | Mistubishi | F-2SV | India |  |  | 0 | 0.0 |  | 0 | 0 |  | 0 | 0 | 0 | 0 |  |  | 0 | 0 | 0 |  | 0 | [5 empty] | 0 |  |  | 0 | [13 empty] | Nos | 1.0 | [10 empty] | Ringlus Electro Controls & Automation PVT LTD | [18 empty] | CGST - RNG | 9.0
[121 empty] | SGST - RNG | 9.0
| NF125-250 SGV/LGV/HGV Extended Rotory Handle NF125-250 SGV/LGV/HGV Mistubishi V-2SV | NF125-250 SGV/LGV/HGV Extended Rotory Handle NF125-250 SGV/LGV/HGV Mistubishi V-2SV | MIAMCCB | Nos |  | NF125-250 SGV/LGV/HGV Extended Rotory Handle NF125-250 SGV/LGV/HGV Mistubishi V-2SV |  | 0 | 0 | 1 | 1 | 1 | 0.0 | 0.0 | 0.0 | 0 |  |  | 0.0 | Electrical Components | NF125-250 SGV/LGV/HGV Extended Rotory Handle NF125-250 SGV/LGV/HGV Mistubishi V-2SV | 0 | 31-12-2099 | Material Transfer | Moving Average |  | 0.0 |  | 0 | 0 |  | 0 | 0 | 0 | 0 |  | 0 | Item Attribute | 1 | Nos | 0.0 | 0.0 | 0 | 0.0 | 0 | Mistubishi | V-2SV | India |  |  | 0 | 0.0 |  | 0 | 0 |  | 0 | 0 | 0 | 0 |  |  | 0 | 0 | 0 |  | 0 | [5 empty] | 0 |  |  | 0 | [13 empty] | Nos | 1.0 | [10 empty] | Ringlus Electro Controls & Automation PVT LTD | [18 empty] | CGST - RNG | 9.0
[121 empty] | SGST - RNG | 9.0
| NF125-250 SGV/LGV/HGV Adj Rod for Ext Handle NF125-250 SGV/LGV/HGV Mistubishi V-AD3S | NF125-250 SGV/LGV/HGV Adj Rod for Ext Handle NF125-250 SGV/LGV/HGV Mistubishi V-AD3S | MIAMCCB | Nos |  | NF125-250 SGV/LGV/HGV Adj Rod for Ext Handle NF125-250 SGV/LGV/HGV Mistubishi V-AD3S |  | 0 | 0 | 1 | 1 | 1 | 0.0 | 0.0 | 0.0 | 0 |  |  | 0.0 | Electrical Components | NF125-250 SGV/LGV/HGV Adj Rod for Ext Handle NF125-250 SGV/LGV/HGV Mistubishi V-AD3S | 0 | 31-12-2099 | Material Transfer | Moving Average |  | 0.0 |  | 0 | 0 |  | 0 | 0 | 0 | 0 |  | 0 | Item Attribute | 1 | Nos | 0.0 | 0.0 | 0 | 0.0 | 0 | Mistubishi | V-AD3S | India |  |  | 0 | 0.0 |  | 0 | 0 |  | 0 | 0 | 0 | 0 |  |  | 0 | 0 | 0 |  | 0 | [5 empty] | 0 |  |  | 0 | [13 empty] | Nos | 1.0 | [10 empty] | Ringlus Electro Controls & Automation PVT LTD | [18 empty] | CGST - RNG | 9.0
[121 empty] | SGST - RNG | 9.0
| NF125-250 SGV/LGV/HGV MOTOR MECHANISM FOR 100-240V AC & 100-250V DC Mistubishi MDSAD240-NF2SVE | NF125-250 SGV/LGV/HGV MOTOR MECHANISM FOR 100-240V AC & 100-250V DC Mistubishi MDSAD240-NF2SVE | MIAMCCB | Nos |  | NF125-250 SGV/LGV/HGV MOTOR MECHANISM FOR 100-240V AC & 100-250V DC Mistubishi MDSAD240-NF2SVE |  | 0 | 0 | 1 | 1 | 1 | 0.0 | 0.0 | 0.0 | 0 |  |  | 0.0 | Electrical Components | NF125-250 SGV/LGV/HGV MOTOR MECHANISM FOR 100-240V AC & 100-250V DC Mistubishi MDSAD240-NF2SVE | 0 | 31-12-2099 | Material Transfer | Moving Average |  | 0.0 |  | 0 | 0 |  | 0 | 0 | 0 | 0 |  | 0 | Item Attribute | 1 | Nos | 0.0 | 0.0 | 0 | 0.0 | 0 | Mistubishi | MDSAD240-NF2SVE | India |  |  | 0 | 0.0 |  | 0 | 0 |  | 0 | 0 | 0 | 0 |  |  | 0 | 0 | 0 |  | 0 | [5 empty] | 0 |  |  | 0 | [13 empty] | Nos | 1.0 | [10 empty] | Ringlus Electro Controls & Automation PVT LTD | [18 empty] | CGST - RNG | 9.0
[121 empty] | SGST - RNG | 9.0
| NF125-250 SGV/LGV/HGV MOTOR MECHANISM FOR 24V DC Mistubishi MDSD024-NF2SVE | NF125-250 SGV/LGV/HGV MOTOR MECHANISM FOR 24V DC Mistubishi MDSD024-NF2SVE | MIAMCCB | Nos |  | NF125-250 SGV/LGV/HGV MOTOR MECHANISM FOR 24V DC Mistubishi MDSD024-NF2SVE |  | 0 | 0 | 1 | 1 | 1 | 0.0 | 0.0 | 0.0 | 0 |  |  | 0.0 | Electrical Components | NF125-250 SGV/LGV/HGV MOTOR MECHANISM FOR 24V DC Mistubishi MDSD024-NF2SVE | 0 | 31-12-2099 | Material Transfer | Moving Average |  | 0.0 |  | 0 | 0 |  | 0 | 0 | 0 | 0 |  | 0 | Item Attribute | 1 | Nos | 0.0 | 0.0 | 0 | 0.0 | 0 | Mistubishi | MDSD024-NF2SVE | India |  |  | 0 | 0.0 |  | 0 | 0 |  | 0 | 0 | 0 | 0 |  |  | 0 | 0 | 0 |  | 0 | [5 empty] | 0 |  |  | 0 | [13 empty] | Nos | 1.0 | [10 empty] | Ringlus Electro Controls & Automation PVT LTD | [18 empty] | CGST - RNG | 9.0
[121 empty] | SGST - RNG | 9.0
| NF125-250 SGV/LGV/HGV SPREADER 100/125/160/250(SET OF 3) 3P Mistubishi SPR250A3P | NF125-250 SGV/LGV/HGV SPREADER 100/125/160/250(SET OF 3) 3P Mistubishi SPR250A3P | MIAMCCB | Nos |  | NF125-250 SGV/LGV/HGV SPREADER 100/125/160/250(SET OF 3) 3P Mistubishi SPR250A3P |  | 0 | 0 | 1 | 1 | 1 | 0.0 | 0.0 | 0.0 | 0 |  |  | 0.0 | Electrical Components | NF125-250 SGV/LGV/HGV SPREADER 100/125/160/250(SET OF 3) 3P Mistubishi SPR250A3P | 0 | 31-12-2099 | Material Transfer | Moving Average |  | 0.0 |  | 0 | 0 |  | 0 | 0 | 0 | 0 |  | 0 | Item Attribute | 1 | Nos | 0.0 | 0.0 | 0 | 0.0 | 0 | Mistubishi | SPR250A3P | India |  |  | 0 | 0.0 |  | 0 | 0 |  | 0 | 0 | 0 | 0 |  |  | 0 | 0 | 0 |  | 0 | [5 empty] | 0 |  |  | 0 | [13 empty] | Nos | 1.0 | [10 empty] | Ringlus Electro Controls & Automation PVT LTD | [18 empty] | CGST - RNG | 9.0
[121 empty] | SGST - RNG | 9.0
| NF125-250 SGV/LGV/HGV SPREADER 100/125/160/250(SET OF 4) 4P Mistubishi SPR250A4P | NF125-250 SGV/LGV/HGV SPREADER 100/125/160/250(SET OF 4) 4P Mistubishi SPR250A4P | MIAMCCB | Nos |  | NF125-250 SGV/LGV/HGV SPREADER 100/125/160/250(SET OF 4) 4P Mistubishi SPR250A4P |  | 0 | 0 | 1 | 1 | 1 | 0.0 | 0.0 | 0.0 | 0 |  |  | 0.0 | Electrical Components | NF125-250 SGV/LGV/HGV SPREADER 100/125/160/250(SET OF 4) 4P Mistubishi SPR250A4P | 0 | 31-12-2099 | Material Transfer | Moving Average |  | 0.0 |  | 0 | 0 |  | 0 | 0 | 0 | 0 |  | 0 | Item Attribute | 1 | Nos | 0.0 | 0.0 | 0 | 0.0 | 0 | Mistubishi | SPR250A4P | India |  |  | 0 | 0.0 |  | 0 | 0 |  | 0 | 0 | 0 | 0 |  |  | 0 | 0 | 0 |  | 0 | [5 empty] | 0 |  |  | 0 | [13 empty] | Nos | 1.0 | [10 empty] | Ringlus Electro Controls & Automation PVT LTD | [18 empty] | CGST - RNG | 9.0
[121 empty] | SGST - RNG | 9.0
| NF400-800 SGV/LGV/HGV Ax Switch Mistubishi AX-4SW | NF400-800 SGV/LGV/HGV Ax Switch Mistubishi AX-4SW | MIAMCCB | Nos |  | NF400-800 SGV/LGV/HGV Ax Switch Mistubishi AX-4SW |  | 0 | 0 | 1 | 1 | 1 | 0.0 | 0.0 | 0.0 | 0 |  |  | 0.0 | Electrical Components | NF400-800 SGV/LGV/HGV Ax Switch Mistubishi AX-4SW | 0 | 31-12-2099 | Material Transfer | Moving Average |  | 0.0 |  | 0 | 0 |  | 0 | 0 | 0 | 0 |  | 0 | Item Attribute | 1 | Nos | 0.0 | 0.0 | 0 | 0.0 | 0 | Mistubishi | AX-4SW | India |  |  | 0 | 0.0 |  | 0 | 0 |  | 0 | 0 | 0 | 0 |  |  | 0 | 0 | 0 |  | 0 | [5 empty] | 0 |  |  | 0 | [13 empty] | Nos | 1.0 | [10 empty] | Ringlus Electro Controls & Automation PVT LTD | [18 empty] | CGST - RNG | 9.0
[121 empty] | SGST - RNG | 9.0
| NF400-800 SGV/LGV/HGV Alarm Swicth Mistubishi AL-4SWL | NF400-800 SGV/LGV/HGV Alarm Swicth Mistubishi AL-4SWL | MIAMCCB | Nos |  | NF400-800 SGV/LGV/HGV Alarm Swicth Mistubishi AL-4SWL |  | 0 | 0 | 1 | 1 | 1 | 0.0 | 0.0 | 0.0 | 0 |  |  | 0.0 | Electrical Components | NF400-800 SGV/LGV/HGV Alarm Swicth Mistubishi AL-4SWL | 0 | 31-12-2099 | Material Transfer | Moving Average |  | 0.0 |  | 0 | 0 |  | 0 | 0 | 0 | 0 |  | 0 | Item Attribute | 1 | Nos | 0.0 | 0.0 | 0 | 0.0 | 0 | Mistubishi | AL-4SWL | India |  |  | 0 | 0.0 |  | 0 | 0 |  | 0 | 0 | 0 | 0 |  |  | 0 | 0 | 0 |  | 0 | [5 empty] | 0 |  |  | 0 | [13 empty] | Nos | 1.0 | [10 empty] | Ringlus Electro Controls & Automation PVT LTD | [18 empty] | CGST - RNG | 9.0
[121 empty] | SGST - RNG | 9.0
| NF400-800 SGV/LGV/HGV Aux/Alarm Swicth Mistubishi ALAX-4SW | NF400-800 SGV/LGV/HGV Aux/Alarm Swicth Mistubishi ALAX-4SW | MIAMCCB | Nos |  | NF400-800 SGV/LGV/HGV Aux/Alarm Swicth Mistubishi ALAX-4SW |  | 0 | 0 | 1 | 1 | 1 | 0.0 | 0.0 | 0.0 | 0 |  |  | 0.0 | Electrical Components | NF400-800 SGV/LGV/HGV Aux/Alarm Swicth Mistubishi ALAX-4SW | 0 | 31-12-2099 | Material Transfer | Moving Average |  | 0.0 |  | 0 | 0 |  | 0 | 0 | 0 | 0 |  | 0 | Item Attribute | 1 | Nos | 0.0 | 0.0 | 0 | 0.0 | 0 | Mistubishi | ALAX-4SW | India |  |  | 0 | 0.0 |  | 0 | 0 |  | 0 | 0 | 0 | 0 |  |  | 0 | 0 | 0 |  | 0 | [5 empty] | 0 |  |  | 0 | [13 empty] | Nos | 1.0 | [10 empty] | Ringlus Electro Controls & Automation PVT LTD | [18 empty] | CGST - RNG | 9.0
[121 empty] | SGST - RNG | 9.0
| NF400-800 SGV/LGV/HGV UV Release 200-220/230-250V AC Mistubishi UVTSA250-4SW | NF400-800 SGV/LGV/HGV UV Release 200-220/230-250V AC Mistubishi UVTSA250-4SW | MIAMCCB | Nos |  | NF400-800 SGV/LGV/HGV UV Release 200-220/230-250V AC Mistubishi UVTSA250-4SW |  | 0 | 0 | 1 | 1 | 1 | 0.0 | 0.0 | 0.0 | 0 |  |  | 0.0 | Electrical Components | NF400-800 SGV/LGV/HGV UV Release 200-220/230-250V AC Mistubishi UVTSA250-4SW | 0 | 31-12-2099 | Material Transfer | Moving Average |  | 0.0 |  | 0 | 0 |  | 0 | 0 | 0 | 0 |  | 0 | Item Attribute | 1 | Nos | 0.0 | 0.0 | 0 | 0.0 | 0 | Mistubishi | UVTSA250-4SW | India |  |  | 0 | 0.0 |  | 0 | 0 |  | 0 | 0 | 0 | 0 |  |  | 0 | 0 | 0 |  | 0 | [5 empty] | 0 |  |  | 0 | [13 empty] | Nos | 1.0 | [10 empty] | Ringlus Electro Controls & Automation PVT LTD | [18 empty] | CGST - RNG | 9.0
[121 empty] | SGST - RNG | 9.0
| NF400-800 SGV/LGV/HGV Shunt Coil 100-240V AC Mistubishi SHT-4SA | NF400-800 SGV/LGV/HGV Shunt Coil 100-240V AC Mistubishi SHT-4SA | MIAMCCB | Nos |  | NF400-800 SGV/LGV/HGV Shunt Coil 100-240V AC Mistubishi SHT-4SA |  | 0 | 0 | 1 | 1 | 1 | 0.0 | 0.0 | 0.0 | 0 |  |  | 0.0 | Electrical Components | NF400-800 SGV/LGV/HGV Shunt Coil 100-240V AC Mistubishi SHT-4SA | 0 | 31-12-2099 | Material Transfer | Moving Average |  | 0.0 |  | 0 | 0 |  | 0 | 0 | 0 | 0 |  | 0 | Item Attribute | 1 | Nos | 0.0 | 0.0 | 0 | 0.0 | 0 | Mistubishi | SHT-4SA | India |  |  | 0 | 0.0 |  | 0 | 0 |  | 0 | 0 | 0 | 0 |  |  | 0 | 0 | 0 |  | 0 | [5 empty] | 0 |  |  | 0 | [13 empty] | Nos | 1.0 | [10 empty] | Ringlus Electro Controls & Automation PVT LTD | [18 empty] | CGST - RNG | 9.0
[121 empty] | SGST - RNG | 9.0
| NF400-800 SGV/LGV/HGV Direct Rotory Handle NF400/630 Mistubishi F-4S | NF400-800 SGV/LGV/HGV Direct Rotory Handle NF400/630 Mistubishi F-4S | MIAMCCB | Nos |  | NF400-800 SGV/LGV/HGV Direct Rotory Handle NF400/630 Mistubishi F-4S |  | 0 | 0 | 1 | 1 | 1 | 0.0 | 0.0 | 0.0 | 0 |  |  | 0.0 | Electrical Components | NF400-800 SGV/LGV/HGV Direct Rotory Handle NF400/630 Mistubishi F-4S | 0 | 31-12-2099 | Material Transfer | Moving Average |  | 0.0 |  | 0 | 0 |  | 0 | 0 | 0 | 0 |  | 0 | Item Attribute | 1 | Nos | 0.0 | 0.0 | 0 | 0.0 | 0 | Mistubishi | F-4S | India |  |  | 0 | 0.0 |  | 0 | 0 |  | 0 | 0 | 0 | 0 |  |  | 0 | 0 | 0 |  | 0 | [5 empty] | 0 |  |  | 0 | [13 empty] | Nos | 1.0 | [10 empty] | Ringlus Electro Controls & Automation PVT LTD | [18 empty] | CGST - RNG | 9.0
[121 empty] | SGST - RNG | 9.0
| NF400-800 SGV/LGV/HGV Direct Rotory Handle NF800 Mistubishi F-8S | NF400-800 SGV/LGV/HGV Direct Rotory Handle NF800 Mistubishi F-8S | MIAMCCB | Nos |  | NF400-800 SGV/LGV/HGV Direct Rotory Handle NF800 Mistubishi F-8S |  | 0 | 0 | 1 | 1 | 1 | 0.0 | 0.0 | 0.0 | 0 |  |  | 0.0 | Electrical Components | NF400-800 SGV/LGV/HGV Direct Rotory Handle NF800 Mistubishi F-8S | 0 | 31-12-2099 | Material Transfer | Moving Average |  | 0.0 |  | 0 | 0 |  | 0 | 0 | 0 | 0 |  | 0 | Item Attribute | 1 | Nos | 0.0 | 0.0 | 0 | 0.0 | 0 | Mistubishi | F-8S | India |  |  | 0 | 0.0 |  | 0 | 0 |  | 0 | 0 | 0 | 0 |  |  | 0 | 0 | 0 |  | 0 | [5 empty] | 0 |  |  | 0 | [13 empty] | Nos | 1.0 | [10 empty] | Ringlus Electro Controls & Automation PVT LTD | [18 empty] | CGST - RNG | 9.0
[121 empty] | SGST - RNG | 9.0
| NF400-800 SGV/LGV/HGV Extended Rotory Handle NF400/630 Mistubishi V-4S | NF400-800 SGV/LGV/HGV Extended Rotory Handle NF400/630 Mistubishi V-4S | MIAMCCB | Nos |  | NF400-800 SGV/LGV/HGV Extended Rotory Handle NF400/630 Mistubishi V-4S |  | 0 | 0 | 1 | 1 | 1 | 0.0 | 0.0 | 0.0 | 0 |  |  | 0.0 | Electrical Components | NF400-800 SGV/LGV/HGV Extended Rotory Handle NF400/630 Mistubishi V-4S | 0 | 31-12-2099 | Material Transfer | Moving Average |  | 0.0 |  | 0 | 0 |  | 0 | 0 | 0 | 0 |  | 0 | Item Attribute | 1 | Nos | 0.0 | 0.0 | 0 | 0.0 | 0 | Mistubishi | V-4S | India |  |  | 0 | 0.0 |  | 0 | 0 |  | 0 | 0 | 0 | 0 |  |  | 0 | 0 | 0 |  | 0 | [5 empty] | 0 |  |  | 0 | [13 empty] | Nos | 1.0 | [10 empty] | Ringlus Electro Controls & Automation PVT LTD | [18 empty] | CGST - RNG | 9.0
[121 empty] | SGST - RNG | 9.0
| NF400-800 SGV/LGV/HGV Extended Rotory Handle NF800 Mistubishi V-8S | NF400-800 SGV/LGV/HGV Extended Rotory Handle NF800 Mistubishi V-8S | MIAMCCB | Nos |  | NF400-800 SGV/LGV/HGV Extended Rotory Handle NF800 Mistubishi V-8S |  | 0 | 0 | 1 | 1 | 1 | 0.0 | 0.0 | 0.0 | 0 |  |  | 0.0 | Electrical Components | NF400-800 SGV/LGV/HGV Extended Rotory Handle NF800 Mistubishi V-8S | 0 | 31-12-2099 | Material Transfer | Moving Average |  | 0.0 |  | 0 | 0 |  | 0 | 0 | 0 | 0 |  | 0 | Item Attribute | 1 | Nos | 0.0 | 0.0 | 0 | 0.0 | 0 | Mistubishi | V-8S | India |  |  | 0 | 0.0 |  | 0 | 0 |  | 0 | 0 | 0 | 0 |  |  | 0 | 0 | 0 |  | 0 | [5 empty] | 0 |  |  | 0 | [13 empty] | Nos | 1.0 | [10 empty] | Ringlus Electro Controls & Automation PVT LTD | [18 empty] | CGST - RNG | 9.0
[121 empty] | SGST - RNG | 9.0
| NF400-800 SGV/LGV/HGV Adj Rod for Ext Handle NF125-250 SGV/LGV/HGV Mistubishi V-AD3L | NF400-800 SGV/LGV/HGV Adj Rod for Ext Handle NF125-250 SGV/LGV/HGV Mistubishi V-AD3L | MIAMCCB | Nos |  | NF400-800 SGV/LGV/HGV Adj Rod for Ext Handle NF125-250 SGV/LGV/HGV Mistubishi V-AD3L |  | 0 | 0 | 1 | 1 | 1 | 0.0 | 0.0 | 0.0 | 0 |  |  | 0.0 | Electrical Components | NF400-800 SGV/LGV/HGV Adj Rod for Ext Handle NF125-250 SGV/LGV/HGV Mistubishi V-AD3L | 0 | 31-12-2099 | Material Transfer | Moving Average |  | 0.0 |  | 0 | 0 |  | 0 | 0 | 0 | 0 |  | 0 | Item Attribute | 1 | Nos | 0.0 | 0.0 | 0 | 0.0 | 0 | Mistubishi | V-AD3L | India |  |  | 0 | 0.0 |  | 0 | 0 |  | 0 | 0 | 0 | 0 |  |  | 0 | 0 | 0 |  | 0 | [5 empty] | 0 |  |  | 0 | [13 empty] | Nos | 1.0 | [10 empty] | Ringlus Electro Controls & Automation PVT LTD | [18 empty] | CGST - RNG | 9.0
[121 empty] | SGST - RNG | 9.0
| NF400-800 SGV/LGV/HGV MOTOR MECHANISM 400/630 FOR 100-240V AC & 100-250 Mistubishi MD-4SWA240 | NF400-800 SGV/LGV/HGV MOTOR MECHANISM 400/630 FOR 100-240V AC & 100-250 Mistubishi MD-4SWA240 | MIAMCCB | Nos |  | NF400-800 SGV/LGV/HGV MOTOR MECHANISM 400/630 FOR 100-240V AC & 100-250 Mistubishi MD-4SWA240 |  | 0 | 0 | 1 | 1 | 1 | 0.0 | 0.0 | 0.0 | 0 |  |  | 0.0 | Electrical Components | NF400-800 SGV/LGV/HGV MOTOR MECHANISM 400/630 FOR 100-240V AC & 100-250 Mistubishi MD-4SWA240 | 0 | 31-12-2099 | Material Transfer | Moving Average |  | 0.0 |  | 0 | 0 |  | 0 | 0 | 0 | 0 |  | 0 | Item Attribute | 1 | Nos | 0.0 | 0.0 | 0 | 0.0 | 0 | Mistubishi | MD-4SWA240 | India |  |  | 0 | 0.0 |  | 0 | 0 |  | 0 | 0 | 0 | 0 |  |  | 0 | 0 | 0 |  | 0 | [5 empty] | 0 |  |  | 0 | [13 empty] | Nos | 1.0 | [10 empty] | Ringlus Electro Controls & Automation PVT LTD | [18 empty] | CGST - RNG | 9.0
[121 empty] | SGST - RNG | 9.0
| NF400-800 SGV/LGV/HGV MOTOR MECHANISM 400/630 FOR 24V DC Mistubishi MD-4SWA24 | NF400-800 SGV/LGV/HGV MOTOR MECHANISM 400/630 FOR 24V DC Mistubishi MD-4SWA24 | MIAMCCB | Nos |  | NF400-800 SGV/LGV/HGV MOTOR MECHANISM 400/630 FOR 24V DC Mistubishi MD-4SWA24 |  | 0 | 0 | 1 | 1 | 1 | 0.0 | 0.0 | 0.0 | 0 |  |  | 0.0 | Electrical Components | NF400-800 SGV/LGV/HGV MOTOR MECHANISM 400/630 FOR 24V DC Mistubishi MD-4SWA24 | 0 | 31-12-2099 | Material Transfer | Moving Average |  | 0.0 |  | 0 | 0 |  | 0 | 0 | 0 | 0 |  | 0 | Item Attribute | 1 | Nos | 0.0 | 0.0 | 0 | 0.0 | 0 | Mistubishi | MD-4SWA24 | India |  |  | 0 | 0.0 |  | 0 | 0 |  | 0 | 0 | 0 | 0 |  |  | 0 | 0 | 0 |  | 0 | [5 empty] | 0 |  |  | 0 | [13 empty] | Nos | 1.0 | [10 empty] | Ringlus Electro Controls & Automation PVT LTD | [18 empty] | CGST - RNG | 9.0
[121 empty] | SGST - RNG | 9.0
| NF400-800 SGV/LGV/HGV SPREADER 400/630 (SET OF 3) 3P Mistubishi SPR630A3P | NF400-800 SGV/LGV/HGV SPREADER 400/630 (SET OF 3) 3P Mistubishi SPR630A3P | MIAMCCB | Nos |  | NF400-800 SGV/LGV/HGV SPREADER 400/630 (SET OF 3) 3P Mistubishi SPR630A3P |  | 0 | 0 | 1 | 1 | 1 | 0.0 | 0.0 | 0.0 | 0 |  |  | 0.0 | Electrical Components | NF400-800 SGV/LGV/HGV SPREADER 400/630 (SET OF 3) 3P Mistubishi SPR630A3P | 0 | 31-12-2099 | Material Transfer | Moving Average |  | 0.0 |  | 0 | 0 |  | 0 | 0 | 0 | 0 |  | 0 | Item Attribute | 1 | Nos | 0.0 | 0.0 | 0 | 0.0 | 0 | Mistubishi | SPR630A3P | India |  |  | 0 | 0.0 |  | 0 | 0 |  | 0 | 0 | 0 | 0 |  |  | 0 | 0 | 0 |  | 0 | [5 empty] | 0 |  |  | 0 | [13 empty] | Nos | 1.0 | [10 empty] | Ringlus Electro Controls & Automation PVT LTD | [18 empty] | CGST - RNG | 9.0
[121 empty] | SGST - RNG | 9.0
| NF400-800 SGV/LGV/HGV SPREADER 400/630 (SET OF 4) 4P Mistubishi SPR630A4P | NF400-800 SGV/LGV/HGV SPREADER 400/630 (SET OF 4) 4P Mistubishi SPR630A4P | MIAMCCB | Nos |  | NF400-800 SGV/LGV/HGV SPREADER 400/630 (SET OF 4) 4P Mistubishi SPR630A4P |  | 0 | 0 | 1 | 1 | 1 | 0.0 | 0.0 | 0.0 | 0 |  |  | 0.0 | Electrical Components | NF400-800 SGV/LGV/HGV SPREADER 400/630 (SET OF 4) 4P Mistubishi SPR630A4P | 0 | 31-12-2099 | Material Transfer | Moving Average |  | 0.0 |  | 0 | 0 |  | 0 | 0 | 0 | 0 |  | 0 | Item Attribute | 1 | Nos | 0.0 | 0.0 | 0 | 0.0 | 0 | Mistubishi | SPR630A4P | India |  |  | 0 | 0.0 |  | 0 | 0 |  | 0 | 0 | 0 | 0 |  |  | 0 | 0 | 0 |  | 0 | [5 empty] | 0 |  |  | 0 | [13 empty] | Nos | 1.0 | [10 empty] | Ringlus Electro Controls & Automation PVT LTD | [18 empty] | CGST - RNG | 9.0
[121 empty] | SGST - RNG | 9.0
| 630A,65kA MDO Draw Out LSIG Mistubishi AE630-SW 3P 630A | 630A,65kA MDO Draw Out LSIG Mistubishi AE630-SW 3P 630A | MIDACB | Nos |  | 630A,65kA MDO Draw Out LSIG Mistubishi AE630-SW 3P 630A |  | 0 | 0 | 1 | 1 | 1 | 0.0 | 0.0 | 0.0 | 0 |  |  | 0.0 | Electrical Components | 630A,65kA MDO Draw Out LSIG Mistubishi AE630-SW 3P 630A | 0 | 31-12-2099 | Material Transfer | Moving Average |  | 0.0 |  | 0 | 0 |  | 0 | 0 | 0 | 0 |  | 0 | Item Attribute | 1 | Nos | 0.0 | 0.0 | 0 | 0.0 | 0 | Mistubishi | AE630-SW 3P 630A | India |  |  | 0 | 0.0 |  | 0 | 0 |  | 0 | 0 | 0 | 0 |  |  | 0 | 0 | 0 |  | 0 | [5 empty] | 0 |  |  | 0 | [13 empty] | Nos | 1.0 | [10 empty] | Ringlus Electro Controls & Automation PVT LTD | [18 empty] | CGST - RNG | 9.0
[121 empty] | SGST - RNG | 9.0
| 630A,65kA MDO Draw Out LSIG Mistubishi AE630-SW 4P 630A | 630A,65kA MDO Draw Out LSIG Mistubishi AE630-SW 4P 630A | MIDACB | Nos |  | 630A,65kA MDO Draw Out LSIG Mistubishi AE630-SW 4P 630A |  | 0 | 0 | 1 | 1 | 1 | 0.0 | 0.0 | 0.0 | 0 |  |  | 0.0 | Electrical Components | 630A,65kA MDO Draw Out LSIG Mistubishi AE630-SW 4P 630A | 0 | 31-12-2099 | Material Transfer | Moving Average |  | 0.0 |  | 0 | 0 |  | 0 | 0 | 0 | 0 |  | 0 | Item Attribute | 1 | Nos | 0.0 | 0.0 | 0 | 0.0 | 0 | Mistubishi | AE630-SW 4P 630A | India |  |  | 0 | 0.0 |  | 0 | 0 |  | 0 | 0 | 0 | 0 |  |  | 0 | 0 | 0 |  | 0 | [5 empty] | 0 |  |  | 0 | [13 empty] | Nos | 1.0 | [10 empty] | Ringlus Electro Controls & Automation PVT LTD | [18 empty] | CGST - RNG | 9.0
[121 empty] | SGST - RNG | 9.0
| 1000A,65kA MDO Draw Out LSIG Mistubishi AE1000-SW 3P 1000A | 1000A,65kA MDO Draw Out LSIG Mistubishi AE1000-SW 3P 1000A | MIDACB | Nos |  | 1000A,65kA MDO Draw Out LSIG Mistubishi AE1000-SW 3P 1000A |  | 0 | 0 | 1 | 1 | 1 | 0.0 | 0.0 | 0.0 | 0 |  |  | 0.0 | Electrical Components | 1000A,65kA MDO Draw Out LSIG Mistubishi AE1000-SW 3P 1000A | 0 | 31-12-2099 | Material Transfer | Moving Average |  | 0.0 |  | 0 | 0 |  | 0 | 0 | 0 | 0 |  | 0 | Item Attribute | 1 | Nos | 0.0 | 0.0 | 0 | 0.0 | 0 | Mistubishi | AE1000-SW 3P 1000A | India |  |  | 0 | 0.0 |  | 0 | 0 |  | 0 | 0 | 0 | 0 |  |  | 0 | 0 | 0 |  | 0 | [5 empty] | 0 |  |  | 0 | [13 empty] | Nos | 1.0 | [10 empty] | Ringlus Electro Controls & Automation PVT LTD | [18 empty] | CGST - RNG | 9.0
[121 empty] | SGST - RNG | 9.0
| 1000A,65kA MDO Draw Out LSIG Mistubishi AE1000-SW 4P 1000A | 1000A,65kA MDO Draw Out LSIG Mistubishi AE1000-SW 4P 1000A | MIDACB | Nos |  | 1000A,65kA MDO Draw Out LSIG Mistubishi AE1000-SW 4P 1000A |  | 0 | 0 | 1 | 1 | 1 | 0.0 | 0.0 | 0.0 | 0 |  |  | 0.0 | Electrical Components | 1000A,65kA MDO Draw Out LSIG Mistubishi AE1000-SW 4P 1000A | 0 | 31-12-2099 | Material Transfer | Moving Average |  | 0.0 |  | 0 | 0 |  | 0 | 0 | 0 | 0 |  | 0 | Item Attribute | 1 | Nos | 0.0 | 0.0 | 0 | 0.0 | 0 | Mistubishi | AE1000-SW 4P 1000A | India |  |  | 0 | 0.0 |  | 0 | 0 |  | 0 | 0 | 0 | 0 |  |  | 0 | 0 | 0 |  | 0 | [5 empty] | 0 |  |  | 0 | [13 empty] | Nos | 1.0 | [10 empty] | Ringlus Electro Controls & Automation PVT LTD | [18 empty] | CGST - RNG | 9.0
[121 empty] | SGST - RNG | 9.0
| 1250A,65kA MDO Draw Out LSIG Mistubishi AE1250-SW 3P 1250A | 1250A,65kA MDO Draw Out LSIG Mistubishi AE1250-SW 3P 1250A | MIDACB | Nos |  | 1250A,65kA MDO Draw Out LSIG Mistubishi AE1250-SW 3P 1250A |  | 0 | 0 | 1 | 1 | 1 | 0.0 | 0.0 | 0.0 | 0 |  |  | 0.0 | Electrical Components | 1250A,65kA MDO Draw Out LSIG Mistubishi AE1250-SW 3P 1250A | 0 | 31-12-2099 | Material Transfer | Moving Average |  | 0.0 |  | 0 | 0 |  | 0 | 0 | 0 | 0 |  | 0 | Item Attribute | 1 | Nos | 0.0 | 0.0 | 0 | 0.0 | 0 | Mistubishi | AE1250-SW 3P 1250A | India |  |  | 0 | 0.0 |  | 0 | 0 |  | 0 | 0 | 0 | 0 |  |  | 0 | 0 | 0 |  | 0 | [5 empty] | 0 |  |  | 0 | [13 empty] | Nos | 1.0 | [10 empty] | Ringlus Electro Controls & Automation PVT LTD | [18 empty] | CGST - RNG | 9.0
[121 empty] | SGST - RNG | 9.0
| 1250A,65kA MDO Draw Out LSIG Mistubishi AE1250-SW 4P 1250A | 1250A,65kA MDO Draw Out LSIG Mistubishi AE1250-SW 4P 1250A | MIDACB | Nos |  | 1250A,65kA MDO Draw Out LSIG Mistubishi AE1250-SW 4P 1250A |  | 0 | 0 | 1 | 1 | 1 | 0.0 | 0.0 | 0.0 | 0 |  |  | 0.0 | Electrical Components | 1250A,65kA MDO Draw Out LSIG Mistubishi AE1250-SW 4P 1250A | 0 | 31-12-2099 | Material Transfer | Moving Average |  | 0.0 |  | 0 | 0 |  | 0 | 0 | 0 | 0 |  | 0 | Item Attribute | 1 | Nos | 0.0 | 0.0 | 0 | 0.0 | 0 | Mistubishi | AE1250-SW 4P 1250A | India |  |  | 0 | 0.0 |  | 0 | 0 |  | 0 | 0 | 0 | 0 |  |  | 0 | 0 | 0 |  | 0 | [5 empty] | 0 |  |  | 0 | [13 empty] | Nos | 1.0 | [10 empty] | Ringlus Electro Controls & Automation PVT LTD | [18 empty] | CGST - RNG | 9.0
[121 empty] | SGST - RNG | 9.0
| 1600A,65kA MDO Draw Out LSIG Mistubishi AE1600-SW 3P 1600A | 1600A,65kA MDO Draw Out LSIG Mistubishi AE1600-SW 3P 1600A | MIDACB | Nos |  | 1600A,65kA MDO Draw Out LSIG Mistubishi AE1600-SW 3P 1600A |  | 0 | 0 | 1 | 1 | 1 | 0.0 | 0.0 | 0.0 | 0 |  |  | 0.0 | Electrical Components | 1600A,65kA MDO Draw Out LSIG Mistubishi AE1600-SW 3P 1600A | 0 | 31-12-2099 | Material Transfer | Moving Average |  | 0.0 |  | 0 | 0 |  | 0 | 0 | 0 | 0 |  | 0 | Item Attribute | 1 | Nos | 0.0 | 0.0 | 0 | 0.0 | 0 | Mistubishi | AE1600-SW 3P 1600A | India |  |  | 0 | 0.0 |  | 0 | 0 |  | 0 | 0 | 0 | 0 |  |  | 0 | 0 | 0 |  | 0 | [5 empty] | 0 |  |  | 0 | [13 empty] | Nos | 1.0 | [10 empty] | Ringlus Electro Controls & Automation PVT LTD | [18 empty] | CGST - RNG | 9.0
[121 empty] | SGST - RNG | 9.0
| 1600A,65kA MDO Draw Out LSIG Mistubishi AE1600-SW 4P 1600A | 1600A,65kA MDO Draw Out LSIG Mistubishi AE1600-SW 4P 1600A | MIDACB | Nos |  | 1600A,65kA MDO Draw Out LSIG Mistubishi AE1600-SW 4P 1600A |  | 0 | 0 | 1 | 1 | 1 | 0.0 | 0.0 | 0.0 | 0 |  |  | 0.0 | Electrical Components | 1600A,65kA MDO Draw Out LSIG Mistubishi AE1600-SW 4P 1600A | 0 | 31-12-2099 | Material Transfer | Moving Average |  | 0.0 |  | 0 | 0 |  | 0 | 0 | 0 | 0 |  | 0 | Item Attribute | 1 | Nos | 0.0 | 0.0 | 0 | 0.0 | 0 | Mistubishi | AE1600-SW 4P 1600A | India |  |  | 0 | 0.0 |  | 0 | 0 |  | 0 | 0 | 0 | 0 |  |  | 0 | 0 | 0 |  | 0 | [5 empty] | 0 |  |  | 0 | [13 empty] | Nos | 1.0 | [10 empty] | Ringlus Electro Controls & Automation PVT LTD | [18 empty] | CGST - RNG | 9.0
[121 empty] | SGST - RNG | 9.0
| 2000A,75kA MDO Draw Out LSIG Mistubishi AE2000-SW 3P 2000A | 2000A,75kA MDO Draw Out LSIG Mistubishi AE2000-SW 3P 2000A | MIDACB | Nos |  | 2000A,75kA MDO Draw Out LSIG Mistubishi AE2000-SW 3P 2000A |  | 0 | 0 | 1 | 1 | 1 | 0.0 | 0.0 | 0.0 | 0 |  |  | 0.0 | Electrical Components | 2000A,75kA MDO Draw Out LSIG Mistubishi AE2000-SW 3P 2000A | 0 | 31-12-2099 | Material Transfer | Moving Average |  | 0.0 |  | 0 | 0 |  | 0 | 0 | 0 | 0 |  | 0 | Item Attribute | 1 | Nos | 0.0 | 0.0 | 0 | 0.0 | 0 | Mistubishi | AE2000-SW 3P 2000A | India |  |  | 0 | 0.0 |  | 0 | 0 |  | 0 | 0 | 0 | 0 |  |  | 0 | 0 | 0 |  | 0 | [5 empty] | 0 |  |  | 0 | [13 empty] | Nos | 1.0 | [10 empty] | Ringlus Electro Controls & Automation PVT LTD | [18 empty] | CGST - RNG | 9.0
[121 empty] | SGST - RNG | 9.0
| 2000A,75kA MDO Draw Out LSIG Mistubishi AE2000-SW 4P 2000A | 2000A,75kA MDO Draw Out LSIG Mistubishi AE2000-SW 4P 2000A | MIDACB | Nos |  | 2000A,75kA MDO Draw Out LSIG Mistubishi AE2000-SW 4P 2000A |  | 0 | 0 | 1 | 1 | 1 | 0.0 | 0.0 | 0.0 | 0 |  |  | 0.0 | Electrical Components | 2000A,75kA MDO Draw Out LSIG Mistubishi AE2000-SW 4P 2000A | 0 | 31-12-2099 | Material Transfer | Moving Average |  | 0.0 |  | 0 | 0 |  | 0 | 0 | 0 | 0 |  | 0 | Item Attribute | 1 | Nos | 0.0 | 0.0 | 0 | 0.0 | 0 | Mistubishi | AE2000-SW 4P 2000A | India |  |  | 0 | 0.0 |  | 0 | 0 |  | 0 | 0 | 0 | 0 |  |  | 0 | 0 | 0 |  | 0 | [5 empty] | 0 |  |  | 0 | [13 empty] | Nos | 1.0 | [10 empty] | Ringlus Electro Controls & Automation PVT LTD | [18 empty] | CGST - RNG | 9.0
[121 empty] | SGST - RNG | 9.0
| 2500A,75kA MDO Draw Out LSIG Mistubishi AE2500-SW 3P 2500A | 2500A,75kA MDO Draw Out LSIG Mistubishi AE2500-SW 3P 2500A | MIDACB | Nos |  | 2500A,75kA MDO Draw Out LSIG Mistubishi AE2500-SW 3P 2500A |  | 0 | 0 | 1 | 1 | 1 | 0.0 | 0.0 | 0.0 | 0 |  |  | 0.0 | Electrical Components | 2500A,75kA MDO Draw Out LSIG Mistubishi AE2500-SW 3P 2500A | 0 | 31-12-2099 | Material Transfer | Moving Average |  | 0.0 |  | 0 | 0 |  | 0 | 0 | 0 | 0 |  | 0 | Item Attribute | 1 | Nos | 0.0 | 0.0 | 0 | 0.0 | 0 | Mistubishi | AE2500-SW 3P 2500A | India |  |  | 0 | 0.0 |  | 0 | 0 |  | 0 | 0 | 0 | 0 |  |  | 0 | 0 | 0 |  | 0 | [5 empty] | 0 |  |  | 0 | [13 empty] | Nos | 1.0 | [10 empty] | Ringlus Electro Controls & Automation PVT LTD | [18 empty] | CGST - RNG | 9.0
[121 empty] | SGST - RNG | 9.0
| 2500A,75kA MDO Draw Out LSIG Mistubishi AE2500-SW 4P 2500A | 2500A,75kA MDO Draw Out LSIG Mistubishi AE2500-SW 4P 2500A | MIDACB | Nos |  | 2500A,75kA MDO Draw Out LSIG Mistubishi AE2500-SW 4P 2500A |  | 0 | 0 | 1 | 1 | 1 | 0.0 | 0.0 | 0.0 | 0 |  |  | 0.0 | Electrical Components | 2500A,75kA MDO Draw Out LSIG Mistubishi AE2500-SW 4P 2500A | 0 | 31-12-2099 | Material Transfer | Moving Average |  | 0.0 |  | 0 | 0 |  | 0 | 0 | 0 | 0 |  | 0 | Item Attribute | 1 | Nos | 0.0 | 0.0 | 0 | 0.0 | 0 | Mistubishi | AE2500-SW 4P 2500A | India |  |  | 0 | 0.0 |  | 0 | 0 |  | 0 | 0 | 0 | 0 |  |  | 0 | 0 | 0 |  | 0 | [5 empty] | 0 |  |  | 0 | [13 empty] | Nos | 1.0 | [10 empty] | Ringlus Electro Controls & Automation PVT LTD | [18 empty] | CGST - RNG | 9.0
[121 empty] | SGST - RNG | 9.0
| 3200A,75kA MDO Draw Out LSIG Mistubishi AE3200-SW 3P 3200A | 3200A,75kA MDO Draw Out LSIG Mistubishi AE3200-SW 3P 3200A | MIDACB | Nos |  | 3200A,75kA MDO Draw Out LSIG Mistubishi AE3200-SW 3P 3200A |  | 0 | 0 | 1 | 1 | 1 | 0.0 | 0.0 | 0.0 | 0 |  |  | 0.0 | Electrical Components | 3200A,75kA MDO Draw Out LSIG Mistubishi AE3200-SW 3P 3200A | 0 | 31-12-2099 | Material Transfer | Moving Average |  | 0.0 |  | 0 | 0 |  | 0 | 0 | 0 | 0 |  | 0 | Item Attribute | 1 | Nos | 0.0 | 0.0 | 0 | 0.0 | 0 | Mistubishi | AE3200-SW 3P 3200A | India |  |  | 0 | 0.0 |  | 0 | 0 |  | 0 | 0 | 0 | 0 |  |  | 0 | 0 | 0 |  | 0 | [5 empty] | 0 |  |  | 0 | [13 empty] | Nos | 1.0 | [10 empty] | Ringlus Electro Controls & Automation PVT LTD | [18 empty] | CGST - RNG | 9.0
[121 empty] | SGST - RNG | 9.0
| 3200A,75kA MDO Draw Out LSIG Mistubishi AE3200-SW 4P 3200A | 3200A,75kA MDO Draw Out LSIG Mistubishi AE3200-SW 4P 3200A | MIDACB | Nos |  | 3200A,75kA MDO Draw Out LSIG Mistubishi AE3200-SW 4P 3200A |  | 0 | 0 | 1 | 1 | 1 | 0.0 | 0.0 | 0.0 | 0 |  |  | 0.0 | Electrical Components | 3200A,75kA MDO Draw Out LSIG Mistubishi AE3200-SW 4P 3200A | 0 | 31-12-2099 | Material Transfer | Moving Average |  | 0.0 |  | 0 | 0 |  | 0 | 0 | 0 | 0 |  | 0 | Item Attribute | 1 | Nos | 0.0 | 0.0 | 0 | 0.0 | 0 | Mistubishi | AE3200-SW 4P 3200A | India |  |  | 0 | 0.0 |  | 0 | 0 |  | 0 | 0 | 0 | 0 |  |  | 0 | 0 | 0 |  | 0 | [5 empty] | 0 |  |  | 0 | [13 empty] | Nos | 1.0 | [10 empty] | Ringlus Electro Controls & Automation PVT LTD | [18 empty] | CGST - RNG | 9.0
[121 empty] | SGST - RNG | 9.0
| 4000A,75kA MDO Draw Out LSIG Mistubishi AE4000-SWA 3P 4000A | 4000A,75kA MDO Draw Out LSIG Mistubishi AE4000-SWA 3P 4000A | MIDACB | Nos |  | 4000A,75kA MDO Draw Out LSIG Mistubishi AE4000-SWA 3P 4000A |  | 0 | 0 | 1 | 1 | 1 | 0.0 | 0.0 | 0.0 | 0 |  |  | 0.0 | Electrical Components | 4000A,75kA MDO Draw Out LSIG Mistubishi AE4000-SWA 3P 4000A | 0 | 31-12-2099 | Material Transfer | Moving Average |  | 0.0 |  | 0 | 0 |  | 0 | 0 | 0 | 0 |  | 0 | Item Attribute | 1 | Nos | 0.0 | 0.0 | 0 | 0.0 | 0 | Mistubishi | AE4000-SWA 3P 4000A | India |  |  | 0 | 0.0 |  | 0 | 0 |  | 0 | 0 | 0 | 0 |  |  | 0 | 0 | 0 |  | 0 | [5 empty] | 0 |  |  | 0 | [13 empty] | Nos | 1.0 | [10 empty] | Ringlus Electro Controls & Automation PVT LTD | [18 empty] | CGST - RNG | 9.0
[121 empty] | SGST - RNG | 9.0
| 4000A,75kA MDO Draw Out LSIG Mistubishi AE4000-SWA 4P 4000A | 4000A,75kA MDO Draw Out LSIG Mistubishi AE4000-SWA 4P 4000A | MIDACB | Nos |  | 4000A,75kA MDO Draw Out LSIG Mistubishi AE4000-SWA 4P 4000A |  | 0 | 0 | 1 | 1 | 1 | 0.0 | 0.0 | 0.0 | 0 |  |  | 0.0 | Electrical Components | 4000A,75kA MDO Draw Out LSIG Mistubishi AE4000-SWA 4P 4000A | 0 | 31-12-2099 | Material Transfer | Moving Average |  | 0.0 |  | 0 | 0 |  | 0 | 0 | 0 | 0 |  | 0 | Item Attribute | 1 | Nos | 0.0 | 0.0 | 0 | 0.0 | 0 | Mistubishi | AE4000-SWA 4P 4000A | India |  |  | 0 | 0.0 |  | 0 | 0 |  | 0 | 0 | 0 | 0 |  |  | 0 | 0 | 0 |  | 0 | [5 empty] | 0 |  |  | 0 | [13 empty] | Nos | 1.0 | [10 empty] | Ringlus Electro Controls & Automation PVT LTD | [18 empty] | CGST - RNG | 9.0
[121 empty] | SGST - RNG | 9.0
| ACB Motor Mistubishi MD-AD250-W | ACB Motor Mistubishi MD-AD250-W | MIDACB | Nos |  | ACB Motor Mistubishi MD-AD250-W |  | 0 | 0 | 1 | 1 | 1 | 0.0 | 0.0 | 0.0 | 0 |  |  | 0.0 | Electrical Components | ACB Motor Mistubishi MD-AD250-W | 0 | 31-12-2099 | Material Transfer | Moving Average |  | 0.0 |  | 0 | 0 |  | 0 | 0 | 0 | 0 |  | 0 | Item Attribute | 1 | Nos | 0.0 | 0.0 | 0 | 0.0 | 0 | Mistubishi | MD-AD250-W | India |  |  | 0 | 0.0 |  | 0 | 0 |  | 0 | 0 | 0 | 0 |  |  | 0 | 0 | 0 |  | 0 | [5 empty] | 0 |  |  | 0 | [13 empty] | Nos | 1.0 | [10 empty] | Ringlus Electro Controls & Automation PVT LTD | [18 empty] | CGST - RNG | 9.0
[121 empty] | SGST - RNG | 9.0
| ACB Closing Coil Mistubishi CC-AD250-W | ACB Closing Coil Mistubishi CC-AD250-W | MIDACB | Nos |  | ACB Closing Coil Mistubishi CC-AD250-W |  | 0 | 0 | 1 | 1 | 1 | 0.0 | 0.0 | 0.0 | 0 |  |  | 0.0 | Electrical Components | ACB Closing Coil Mistubishi CC-AD250-W | 0 | 31-12-2099 | Material Transfer | Moving Average |  | 0.0 |  | 0 | 0 |  | 0 | 0 | 0 | 0 |  | 0 | Item Attribute | 1 | Nos | 0.0 | 0.0 | 0 | 0.0 | 0 | Mistubishi | CC-AD250-W | India |  |  | 0 | 0.0 |  | 0 | 0 |  | 0 | 0 | 0 | 0 |  |  | 0 | 0 | 0 |  | 0 | [5 empty] | 0 |  |  | 0 | [13 empty] | Nos | 1.0 | [10 empty] | Ringlus Electro Controls & Automation PVT LTD | [18 empty] | CGST - RNG | 9.0
[121 empty] | SGST - RNG | 9.0
| ACB Shunt Mistubishi SHT-AD250-W | ACB Shunt Mistubishi SHT-AD250-W | MIDACB | Nos |  | ACB Shunt Mistubishi SHT-AD250-W |  | 0 | 0 | 1 | 1 | 1 | 0.0 | 0.0 | 0.0 | 0 |  |  | 0.0 | Electrical Components | ACB Shunt Mistubishi SHT-AD250-W | 0 | 31-12-2099 | Material Transfer | Moving Average |  | 0.0 |  | 0 | 0 |  | 0 | 0 | 0 | 0 |  | 0 | Item Attribute | 1 | Nos | 0.0 | 0.0 | 0 | 0.0 | 0 | Mistubishi | SHT-AD250-W | India |  |  | 0 | 0.0 |  | 0 | 0 |  | 0 | 0 | 0 | 0 |  |  | 0 | 0 | 0 |  | 0 | [5 empty] | 0 |  |  | 0 | [13 empty] | Nos | 1.0 | [10 empty] | Ringlus Electro Controls & Automation PVT LTD | [18 empty] | CGST - RNG | 9.0
[121 empty] | SGST - RNG | 9.0
| ACB UV coil Mistubishi UCON-A240B-W(INST) | ACB UV coil Mistubishi UCON-A240B-W(INST) | MIDACB | Nos |  | ACB UV coil Mistubishi UCON-A240B-W(INST) |  | 0 | 0 | 1 | 1 | 1 | 0.0 | 0.0 | 0.0 | 0 |  |  | 0.0 | Electrical Components | ACB UV coil Mistubishi UCON-A240B-W(INST) | 0 | 31-12-2099 | Material Transfer | Moving Average |  | 0.0 |  | 0 | 0 |  | 0 | 0 | 0 | 0 |  | 0 | Item Attribute | 1 | Nos | 0.0 | 0.0 | 0 | 0.0 | 0 | Mistubishi | UCON-A240B-W(INST) | India |  |  | 0 | 0.0 |  | 0 | 0 |  | 0 | 0 | 0 | 0 |  |  | 0 | 0 | 0 |  | 0 | [5 empty] | 0 |  |  | 0 | [13 empty] | Nos | 1.0 | [10 empty] | Ringlus Electro Controls & Automation PVT LTD | [18 empty] | CGST - RNG | 9.0
[121 empty] | SGST - RNG | 9.0
| 5KVAR Capacitors APP Type 440V Shreem | 5KVAR Capacitors APP Type 440V Shreem | RPM | Nos |  | 5KVAR Capacitors APP Type 440V Shreem |  | 0 | 0 | 1 | 1 | 1 | 0.0 | 0.0 | 0.0 | 0 |  |  | 0.0 | Electrical Components | 5KVAR Capacitors APP Type 440V Shreem | 0 | 31-12-2099 | Material Transfer | Moving Average |  | 0.0 |  | 0 | 0 |  | 0 | 0 | 0 | 0 |  | 0 | Item Attribute | 1 | Nos | 0.0 | 0.0 | 0 | 0.0 | 0 | Shreem |  | India |  |  | 0 | 0.0 |  | 0 | 0 |  | 0 | 0 | 0 | 0 |  |  | 0 | 0 | 0 |  | 0 | [5 empty] | 0 |  |  | 0 | [13 empty] | Nos | 1.0 | [10 empty] | Ringlus Electro Controls & Automation PVT LTD | [18 empty] | CGST - RNG | 9.0
[121 empty] | SGST - RNG | 9.0
| 7.5KVAR Capacitors APP Type 440V Shreem | 7.5KVAR Capacitors APP Type 440V Shreem | RPM | Nos |  | 7.5KVAR Capacitors APP Type 440V Shreem |  | 0 | 0 | 1 | 1 | 1 | 0.0 | 0.0 | 0.0 | 0 |  |  | 0.0 | Electrical Components | 7.5KVAR Capacitors APP Type 440V Shreem | 0 | 31-12-2099 | Material Transfer | Moving Average |  | 0.0 |  | 0 | 0 |  | 0 | 0 | 0 | 0 |  | 0 | Item Attribute | 1 | Nos | 0.0 | 0.0 | 0 | 0.0 | 0 | Shreem |  | India |  |  | 0 | 0.0 |  | 0 | 0 |  | 0 | 0 | 0 | 0 |  |  | 0 | 0 | 0 |  | 0 | [5 empty] | 0 |  |  | 0 | [13 empty] | Nos | 1.0 | [10 empty] | Ringlus Electro Controls & Automation PVT LTD | [18 empty] | CGST - RNG | 9.0
[121 empty] | SGST - RNG | 9.0
| 10KVAR Capacitors APP Type 440V Shreem | 10KVAR Capacitors APP Type 440V Shreem | RPM | Nos |  | 10KVAR Capacitors APP Type 440V Shreem |  | 0 | 0 | 1 | 1 | 1 | 0.0 | 0.0 | 0.0 | 0 |  |  | 0.0 | Electrical Components | 10KVAR Capacitors APP Type 440V Shreem | 0 | 31-12-2099 | Material Transfer | Moving Average |  | 0.0 |  | 0 | 0 |  | 0 | 0 | 0 | 0 |  | 0 | Item Attribute | 1 | Nos | 0.0 | 0.0 | 0 | 0.0 | 0 | Shreem |  | India |  |  | 0 | 0.0 |  | 0 | 0 |  | 0 | 0 | 0 | 0 |  |  | 0 | 0 | 0 |  | 0 | [5 empty] | 0 |  |  | 0 | [13 empty] | Nos | 1.0 | [10 empty] | Ringlus Electro Controls & Automation PVT LTD | [18 empty] | CGST - RNG | 9.0
[121 empty] | SGST - RNG | 9.0
| 15KVAR Capacitors APP Type 440V Shreem | 15KVAR Capacitors APP Type 440V Shreem | RPM | Nos |  | 15KVAR Capacitors APP Type 440V Shreem |  | 0 | 0 | 1 | 1 | 1 | 0.0 | 0.0 | 0.0 | 0 |  |  | 0.0 | Electrical Components | 15KVAR Capacitors APP Type 440V Shreem | 0 | 31-12-2099 | Material Transfer | Moving Average |  | 0.0 |  | 0 | 0 |  | 0 | 0 | 0 | 0 |  | 0 | Item Attribute | 1 | Nos | 0.0 | 0.0 | 0 | 0.0 | 0 | Shreem |  | India |  |  | 0 | 0.0 |  | 0 | 0 |  | 0 | 0 | 0 | 0 |  |  | 0 | 0 | 0 |  | 0 | [5 empty] | 0 |  |  | 0 | [13 empty] | Nos | 1.0 | [10 empty] | Ringlus Electro Controls & Automation PVT LTD | [18 empty] | CGST - RNG | 9.0
[121 empty] | SGST - RNG | 9.0
| 20KVAR Capacitors APP Type 440V Shreem | 20KVAR Capacitors APP Type 440V Shreem | RPM | Nos |  | 20KVAR Capacitors APP Type 440V Shreem |  | 0 | 0 | 1 | 1 | 1 | 0.0 | 0.0 | 0.0 | 0 |  |  | 0.0 | Electrical Components | 20KVAR Capacitors APP Type 440V Shreem | 0 | 31-12-2099 | Material Transfer | Moving Average |  | 0.0 |  | 0 | 0 |  | 0 | 0 | 0 | 0 |  | 0 | Item Attribute | 1 | Nos | 0.0 | 0.0 | 0 | 0.0 | 0 | Shreem |  | India |  |  | 0 | 0.0 |  | 0 | 0 |  | 0 | 0 | 0 | 0 |  |  | 0 | 0 | 0 |  | 0 | [5 empty] | 0 |  |  | 0 | [13 empty] | Nos | 1.0 | [10 empty] | Ringlus Electro Controls & Automation PVT LTD | [18 empty] | CGST - RNG | 9.0
[121 empty] | SGST - RNG | 9.0
| 25KVAR Capacitors APP Type 440V Shreem | 25KVAR Capacitors APP Type 440V Shreem | RPM | Nos |  | 25KVAR Capacitors APP Type 440V Shreem |  | 0 | 0 | 1 | 1 | 1 | 0.0 | 0.0 | 0.0 | 0 |  |  | 0.0 | Electrical Components | 25KVAR Capacitors APP Type 440V Shreem | 0 | 31-12-2099 | Material Transfer | Moving Average |  | 0.0 |  | 0 | 0 |  | 0 | 0 | 0 | 0 |  | 0 | Item Attribute | 1 | Nos | 0.0 | 0.0 | 0 | 0.0 | 0 | Shreem |  | India |  |  | 0 | 0.0 |  | 0 | 0 |  | 0 | 0 | 0 | 0 |  |  | 0 | 0 | 0 |  | 0 | [5 empty] | 0 |  |  | 0 | [13 empty] | Nos | 1.0 | [10 empty] | Ringlus Electro Controls & Automation PVT LTD | [18 empty] | CGST - RNG | 9.0
[121 empty] | SGST - RNG | 9.0
| 30KVAR Capacitors APP Type 440V Shreem | 30KVAR Capacitors APP Type 440V Shreem | RPM | Nos |  | 30KVAR Capacitors APP Type 440V Shreem |  | 0 | 0 | 1 | 1 | 1 | 0.0 | 0.0 | 0.0 | 0 |  |  | 0.0 | Electrical Components | 30KVAR Capacitors APP Type 440V Shreem | 0 | 31-12-2099 | Material Transfer | Moving Average |  | 0.0 |  | 0 | 0 |  | 0 | 0 | 0 | 0 |  | 0 | Item Attribute | 1 | Nos | 0.0 | 0.0 | 0 | 0.0 | 0 | Shreem |  | India |  |  | 0 | 0.0 |  | 0 | 0 |  | 0 | 0 | 0 | 0 |  |  | 0 | 0 | 0 |  | 0 | [5 empty] | 0 |  |  | 0 | [13 empty] | Nos | 1.0 | [10 empty] | Ringlus Electro Controls & Automation PVT LTD | [18 empty] | CGST - RNG | 9.0
[121 empty] | SGST - RNG | 9.0
| 40KVAR Capacitors APP Type 440V Shreem | 40KVAR Capacitors APP Type 440V Shreem | RPM | Nos |  | 40KVAR Capacitors APP Type 440V Shreem |  | 0 | 0 | 1 | 1 | 1 | 0.0 | 0.0 | 0.0 | 0 |  |  | 0.0 | Electrical Components | 40KVAR Capacitors APP Type 440V Shreem | 0 | 31-12-2099 | Material Transfer | Moving Average |  | 0.0 |  | 0 | 0 |  | 0 | 0 | 0 | 0 |  | 0 | Item Attribute | 1 | Nos | 0.0 | 0.0 | 0 | 0.0 | 0 | Shreem |  | India |  |  | 0 | 0.0 |  | 0 | 0 |  | 0 | 0 | 0 | 0 |  |  | 0 | 0 | 0 |  | 0 | [5 empty] | 0 |  |  | 0 | [13 empty] | Nos | 1.0 | [10 empty] | Ringlus Electro Controls & Automation PVT LTD | [18 empty] | CGST - RNG | 9.0
[121 empty] | SGST - RNG | 9.0
| 50KVAR Capacitors APP Type 440V Shreem | 50KVAR Capacitors APP Type 440V Shreem | RPM | Nos |  | 50KVAR Capacitors APP Type 440V Shreem |  | 0 | 0 | 1 | 1 | 1 | 0.0 | 0.0 | 0.0 | 0 |  |  | 0.0 | Electrical Components | 50KVAR Capacitors APP Type 440V Shreem | 0 | 31-12-2099 | Material Transfer | Moving Average |  | 0.0 |  | 0 | 0 |  | 0 | 0 | 0 | 0 |  | 0 | Item Attribute | 1 | Nos | 0.0 | 0.0 | 0 | 0.0 | 0 | Shreem |  | India |  |  | 0 | 0.0 |  | 0 | 0 |  | 0 | 0 | 0 | 0 |  |  | 0 | 0 | 0 |  | 0 | [5 empty] | 0 |  |  | 0 | [13 empty] | Nos | 1.0 | [10 empty] | Ringlus Electro Controls & Automation PVT LTD | [18 empty] | CGST - RNG | 9.0
[121 empty] | SGST - RNG | 9.0
| 100KVAR Capacitors APP Type 440V Shreem | 100KVAR Capacitors APP Type 440V Shreem | RPM | Nos |  | 100KVAR Capacitors APP Type 440V Shreem |  | 0 | 0 | 1 | 1 | 1 | 0.0 | 0.0 | 0.0 | 0 |  |  | 0.0 | Electrical Components | 100KVAR Capacitors APP Type 440V Shreem | 0 | 31-12-2099 | Material Transfer | Moving Average |  | 0.0 |  | 0 | 0 |  | 0 | 0 | 0 | 0 |  | 0 | Item Attribute | 1 | Nos | 0.0 | 0.0 | 0 | 0.0 | 0 | Shreem |  | India |  |  | 0 | 0.0 |  | 0 | 0 |  | 0 | 0 | 0 | 0 |  |  | 0 | 0 | 0 |  | 0 | [5 empty] | 0 |  |  | 0 | [13 empty] | Nos | 1.0 | [10 empty] | Ringlus Electro Controls & Automation PVT LTD | [18 empty] | CGST - RNG | 9.0
[121 empty] | SGST - RNG | 9.0
| 5KVAR Capacitors APP Type 525V Shreem | 5KVAR Capacitors APP Type 525V Shreem | RPM | Nos |  | 5KVAR Capacitors APP Type 525V Shreem |  | 0 | 0 | 1 | 1 | 1 | 0.0 | 0.0 | 0.0 | 0 |  |  | 0.0 | Electrical Components | 5KVAR Capacitors APP Type 525V Shreem | 0 | 31-12-2099 | Material Transfer | Moving Average |  | 0.0 |  | 0 | 0 |  | 0 | 0 | 0 | 0 |  | 0 | Item Attribute | 1 | Nos | 0.0 | 0.0 | 0 | 0.0 | 0 | Shreem |  | India |  |  | 0 | 0.0 |  | 0 | 0 |  | 0 | 0 | 0 | 0 |  |  | 0 | 0 | 0 |  | 0 | [5 empty] | 0 |  |  | 0 | [13 empty] | Nos | 1.0 | [10 empty] | Ringlus Electro Controls & Automation PVT LTD | [18 empty] | CGST - RNG | 9.0
[121 empty] | SGST - RNG | 9.0
| 7.5KVAR Capacitors APP Type 525V Shreem | 7.5KVAR Capacitors APP Type 525V Shreem | RPM | Nos |  | 7.5KVAR Capacitors APP Type 525V Shreem |  | 0 | 0 | 1 | 1 | 1 | 0.0 | 0.0 | 0.0 | 0 |  |  | 0.0 | Electrical Components | 7.5KVAR Capacitors APP Type 525V Shreem | 0 | 31-12-2099 | Material Transfer | Moving Average |  | 0.0 |  | 0 | 0 |  | 0 | 0 | 0 | 0 |  | 0 | Item Attribute | 1 | Nos | 0.0 | 0.0 | 0 | 0.0 | 0 | Shreem |  | India |  |  | 0 | 0.0 |  | 0 | 0 |  | 0 | 0 | 0 | 0 |  |  | 0 | 0 | 0 |  | 0 | [5 empty] | 0 |  |  | 0 | [13 empty] | Nos | 1.0 | [10 empty] | Ringlus Electro Controls & Automation PVT LTD | [18 empty] | CGST - RNG | 9.0
[121 empty] | SGST - RNG | 9.0
| 10KVAR Capacitors APP Type 525V Shreem | 10KVAR Capacitors APP Type 525V Shreem | RPM | Nos |  | 10KVAR Capacitors APP Type 525V Shreem |  | 0 | 0 | 1 | 1 | 1 | 0.0 | 0.0 | 0.0 | 0 |  |  | 0.0 | Electrical Components | 10KVAR Capacitors APP Type 525V Shreem | 0 | 31-12-2099 | Material Transfer | Moving Average |  | 0.0 |  | 0 | 0 |  | 0 | 0 | 0 | 0 |  | 0 | Item Attribute | 1 | Nos | 0.0 | 0.0 | 0 | 0.0 | 0 | Shreem |  | India |  |  | 0 | 0.0 |  | 0 | 0 |  | 0 | 0 | 0 | 0 |  |  | 0 | 0 | 0 |  | 0 | [5 empty] | 0 |  |  | 0 | [13 empty] | Nos | 1.0 | [10 empty] | Ringlus Electro Controls & Automation PVT LTD | [18 empty] | CGST - RNG | 9.0
[121 empty] | SGST - RNG | 9.0
| 15KVAR Capacitors APP Type 525V Shreem | 15KVAR Capacitors APP Type 525V Shreem | RPM | Nos |  | 15KVAR Capacitors APP Type 525V Shreem |  | 0 | 0 | 1 | 1 | 1 | 0.0 | 0.0 | 0.0 | 0 |  |  | 0.0 | Electrical Components | 15KVAR Capacitors APP Type 525V Shreem | 0 | 31-12-2099 | Material Transfer | Moving Average |  | 0.0 |  | 0 | 0 |  | 0 | 0 | 0 | 0 |  | 0 | Item Attribute | 1 | Nos | 0.0 | 0.0 | 0 | 0.0 | 0 | Shreem |  | India |  |  | 0 | 0.0 |  | 0 | 0 |  | 0 | 0 | 0 | 0 |  |  | 0 | 0 | 0 |  | 0 | [5 empty] | 0 |  |  | 0 | [13 empty] | Nos | 1.0 | [10 empty] | Ringlus Electro Controls & Automation PVT LTD | [18 empty] | CGST - RNG | 9.0
[121 empty] | SGST - RNG | 9.0
| 20KVAR Capacitors APP Type 525V Shreem | 20KVAR Capacitors APP Type 525V Shreem | RPM | Nos |  | 20KVAR Capacitors APP Type 525V Shreem |  | 0 | 0 | 1 | 1 | 1 | 0.0 | 0.0 | 0.0 | 0 |  |  | 0.0 | Electrical Components | 20KVAR Capacitors APP Type 525V Shreem | 0 | 31-12-2099 | Material Transfer | Moving Average |  | 0.0 |  | 0 | 0 |  | 0 | 0 | 0 | 0 |  | 0 | Item Attribute | 1 | Nos | 0.0 | 0.0 | 0 | 0.0 | 0 | Shreem |  | India |  |  | 0 | 0.0 |  | 0 | 0 |  | 0 | 0 | 0 | 0 |  |  | 0 | 0 | 0 |  | 0 | [5 empty] | 0 |  |  | 0 | [13 empty] | Nos | 1.0 | [10 empty] | Ringlus Electro Controls & Automation PVT LTD | [18 empty] | CGST - RNG | 9.0
[121 empty] | SGST - RNG | 9.0
| 25KVAR Capacitors APP Type 525V Shreem | 25KVAR Capacitors APP Type 525V Shreem | RPM | Nos |  | 25KVAR Capacitors APP Type 525V Shreem |  | 0 | 0 | 1 | 1 | 1 | 0.0 | 0.0 | 0.0 | 0 |  |  | 0.0 | Electrical Components | 25KVAR Capacitors APP Type 525V Shreem | 0 | 31-12-2099 | Material Transfer | Moving Average |  | 0.0 |  | 0 | 0 |  | 0 | 0 | 0 | 0 |  | 0 | Item Attribute | 1 | Nos | 0.0 | 0.0 | 0 | 0.0 | 0 | Shreem |  | India |  |  | 0 | 0.0 |  | 0 | 0 |  | 0 | 0 | 0 | 0 |  |  | 0 | 0 | 0 |  | 0 | [5 empty] | 0 |  |  | 0 | [13 empty] | Nos | 1.0 | [10 empty] | Ringlus Electro Controls & Automation PVT LTD | [18 empty] | CGST - RNG | 9.0
[121 empty] | SGST - RNG | 9.0
| 30KVAR Capacitors APP Type 525V Shreem | 30KVAR Capacitors APP Type 525V Shreem | RPM | Nos |  | 30KVAR Capacitors APP Type 525V Shreem |  | 0 | 0 | 1 | 1 | 1 | 0.0 | 0.0 | 0.0 | 0 |  |  | 0.0 | Electrical Components | 30KVAR Capacitors APP Type 525V Shreem | 0 | 31-12-2099 | Material Transfer | Moving Average |  | 0.0 |  | 0 | 0 |  | 0 | 0 | 0 | 0 |  | 0 | Item Attribute | 1 | Nos | 0.0 | 0.0 | 0 | 0.0 | 0 | Shreem |  | India |  |  | 0 | 0.0 |  | 0 | 0 |  | 0 | 0 | 0 | 0 |  |  | 0 | 0 | 0 |  | 0 | [5 empty] | 0 |  |  | 0 | [13 empty] | Nos | 1.0 | [10 empty] | Ringlus Electro Controls & Automation PVT LTD | [18 empty] | CGST - RNG | 9.0
[121 empty] | SGST - RNG | 9.0
| 40KVAR Capacitors APP Type 525V Shreem | 40KVAR Capacitors APP Type 525V Shreem | RPM | Nos |  | 40KVAR Capacitors APP Type 525V Shreem |  | 0 | 0 | 1 | 1 | 1 | 0.0 | 0.0 | 0.0 | 0 |  |  | 0.0 | Electrical Components | 40KVAR Capacitors APP Type 525V Shreem | 0 | 31-12-2099 | Material Transfer | Moving Average |  | 0.0 |  | 0 | 0 |  | 0 | 0 | 0 | 0 |  | 0 | Item Attribute | 1 | Nos | 0.0 | 0.0 | 0 | 0.0 | 0 | Shreem |  | India |  |  | 0 | 0.0 |  | 0 | 0 |  | 0 | 0 | 0 | 0 |  |  | 0 | 0 | 0 |  | 0 | [5 empty] | 0 |  |  | 0 | [13 empty] | Nos | 1.0 | [10 empty] | Ringlus Electro Controls & Automation PVT LTD | [18 empty] | CGST - RNG | 9.0
[121 empty] | SGST - RNG | 9.0
| 50KVAR Capacitors APP Type 525V Shreem | 50KVAR Capacitors APP Type 525V Shreem | RPM | Nos |  | 50KVAR Capacitors APP Type 525V Shreem |  | 0 | 0 | 1 | 1 | 1 | 0.0 | 0.0 | 0.0 | 0 |  |  | 0.0 | Electrical Components | 50KVAR Capacitors APP Type 525V Shreem | 0 | 31-12-2099 | Material Transfer | Moving Average |  | 0.0 |  | 0 | 0 |  | 0 | 0 | 0 | 0 |  | 0 | Item Attribute | 1 | Nos | 0.0 | 0.0 | 0 | 0.0 | 0 | Shreem |  | India |  |  | 0 | 0.0 |  | 0 | 0 |  | 0 | 0 | 0 | 0 |  |  | 0 | 0 | 0 |  | 0 | [5 empty] | 0 |  |  | 0 | [13 empty] | Nos | 1.0 | [10 empty] | Ringlus Electro Controls & Automation PVT LTD | [18 empty] | CGST - RNG | 9.0
[121 empty] | SGST - RNG | 9.0
| 100KVAR Capacitors APP Type 525V Shreem | 100KVAR Capacitors APP Type 525V Shreem | RPM | Nos |  | 100KVAR Capacitors APP Type 525V Shreem |  | 0 | 0 | 1 | 1 | 1 | 0.0 | 0.0 | 0.0 | 0 |  |  | 0.0 | Electrical Components | 100KVAR Capacitors APP Type 525V Shreem | 0 | 31-12-2099 | Material Transfer | Moving Average |  | 0.0 |  | 0 | 0 |  | 0 | 0 | 0 | 0 |  | 0 | Item Attribute | 1 | Nos | 0.0 | 0.0 | 0 | 0.0 | 0 | Shreem |  | India |  |  | 0 | 0.0 |  | 0 | 0 |  | 0 | 0 | 0 | 0 |  |  | 0 | 0 | 0 |  | 0 | [5 empty] | 0 |  |  | 0 | [13 empty] | Nos | 1.0 | [10 empty] | Ringlus Electro Controls & Automation PVT LTD | [18 empty] | CGST - RNG | 9.0
[121 empty] | SGST - RNG | 9.0
| 12 Stage APFC Relay Shreem | 12 Stage APFC Relay Shreem | RPM | Nos |  | 12 Stage APFC Relay Shreem |  | 0 | 0 | 1 | 1 | 1 | 0.0 | 0.0 | 0.0 | 0 |  |  | 0.0 | Electrical Components | 12 Stage APFC Relay Shreem | 0 | 31-12-2099 | Material Transfer | Moving Average |  | 0.0 |  | 0 | 0 |  | 0 | 0 | 0 | 0 |  | 0 | Item Attribute | 1 | Nos | 0.0 | 0.0 | 0 | 0.0 | 0 | Shreem |  | India |  |  | 0 | 0.0 |  | 0 | 0 |  | 0 | 0 | 0 | 0 |  |  | 0 | 0 | 0 |  | 0 | [5 empty] | 0 |  |  | 0 | [13 empty] | Nos | 1.0 | [10 empty] | Ringlus Electro Controls & Automation PVT LTD | [18 empty] | CGST - RNG | 9.0
[121 empty] | SGST - RNG | 9.0
| 1000/5A 15VA Cl 1 Ordinary Current Transformer ID 90mm Sreeganga | 1000/5A 15VA Cl 1 Ordinary Current Transformer ID 90mm Sreeganga | CSM | Nos |  | 1000/5A 15VA Cl 1 Ordinary Current Transformer ID 90mm Sreeganga |  | 0 | 0 | 1 | 1 | 1 | 0.0 | 0.0 | 0.0 | 0 |  |  | 0.0 | Electrical Components | 1000/5A 15VA Cl 1 Ordinary Current Transformer ID 90mm Sreeganga | 0 | 31-12-2099 | Material Transfer | Moving Average |  | 0.0 |  | 0 | 0 |  | 0 | 0 | 0 | 0 |  | 0 | Item Attribute | 1 | Nos | 0.0 | 0.0 | 0 | 0.0 | 0 | Sree Ganga |  | India |  |  | 0 | 0.0 |  | 0 | 0 |  | 0 | 0 | 0 | 0 |  |  | 0 | 0 | 0 |  | 0 | [5 empty] | 0 |  |  | 0 | [13 empty] | Nos | 1.0 | [10 empty] | Ringlus Electro Controls & Automation PVT LTD | [18 empty] | CGST - RNG | 9.0
[121 empty] | SGST - RNG | 9.0
| 1250/5A 15VA Cl 1 Ordinary Current Transformer ID 115mm Sreeganga | 1250/5A 15VA Cl 1 Ordinary Current Transformer ID 115mm Sreeganga | CSM | Nos |  | 1250/5A 15VA Cl 1 Ordinary Current Transformer ID 115mm Sreeganga |  | 0 | 0 | 1 | 1 | 1 | 0.0 | 0.0 | 0.0 | 0 |  |  | 0.0 | Electrical Components | 1250/5A 15VA Cl 1 Ordinary Current Transformer ID 115mm Sreeganga | 0 | 31-12-2099 | Material Transfer | Moving Average |  | 0.0 |  | 0 | 0 |  | 0 | 0 | 0 | 0 |  | 0 | Item Attribute | 1 | Nos | 0.0 | 0.0 | 0 | 0.0 | 0 | Sree Ganga |  | India |  |  | 0 | 0.0 |  | 0 | 0 |  | 0 | 0 | 0 | 0 |  |  | 0 | 0 | 0 |  | 0 | [5 empty] | 0 |  |  | 0 | [13 empty] | Nos | 1.0 | [10 empty] | Ringlus Electro Controls & Automation PVT LTD | [18 empty] | CGST - RNG | 9.0
[121 empty] | SGST - RNG | 9.0
| 1600/5A 15VA Cl 1 Ordinary Current Transformer ID 140mm Sreeganga | 1600/5A 15VA Cl 1 Ordinary Current Transformer ID 140mm Sreeganga | CSM | Nos |  | 1600/5A 15VA Cl 1 Ordinary Current Transformer ID 140mm Sreeganga |  | 0 | 0 | 1 | 1 | 1 | 0.0 | 0.0 | 0.0 | 0 |  |  | 0.0 | Electrical Components | 1600/5A 15VA Cl 1 Ordinary Current Transformer ID 140mm Sreeganga | 0 | 31-12-2099 | Material Transfer | Moving Average |  | 0.0 |  | 0 | 0 |  | 0 | 0 | 0 | 0 |  | 0 | Item Attribute | 1 | Nos | 0.0 | 0.0 | 0 | 0.0 | 0 | Sree Ganga |  | India |  |  | 0 | 0.0 |  | 0 | 0 |  | 0 | 0 | 0 | 0 |  |  | 0 | 0 | 0 |  | 0 | [5 empty] | 0 |  |  | 0 | [13 empty] | Nos | 1.0 | [10 empty] | Ringlus Electro Controls & Automation PVT LTD | [18 empty] | CGST - RNG | 9.0
[121 empty] | SGST - RNG | 9.0
| 50/5A 15VA Cl 1 Tape Wound Tested Current Transformer ID 30mm Sreeganga | 50/5A 15VA Cl 1 Tape Wound Tested Current Transformer ID 30mm Sreeganga | CSM | Nos |  | 50/5A 15VA Cl 1 Tape Wound Tested Current Transformer ID 30mm Sreeganga |  | 0 | 0 | 1 | 1 | 1 | 0.0 | 0.0 | 0.0 | 0 |  |  | 0.0 | Electrical Components | 50/5A 15VA Cl 1 Tape Wound Tested Current Transformer ID 30mm Sreeganga | 0 | 31-12-2099 | Material Transfer | Moving Average |  | 0.0 |  | 0 | 0 |  | 0 | 0 | 0 | 0 |  | 0 | Item Attribute | 1 | Nos | 0.0 | 0.0 | 0 | 0.0 | 0 | Sree Ganga |  | India |  |  | 0 | 0.0 |  | 0 | 0 |  | 0 | 0 | 0 | 0 |  |  | 0 | 0 | 0 |  | 0 | [5 empty] | 0 |  |  | 0 | [13 empty] | Nos | 1.0 | [10 empty] | Ringlus Electro Controls & Automation PVT LTD | [18 empty] | CGST - RNG | 9.0
[121 empty] | SGST - RNG | 9.0
| 150/5A 15VA Cl 1 Tape Wound Tested Current Transformer ID 30mm Sreeganga | 150/5A 15VA Cl 1 Tape Wound Tested Current Transformer ID 30mm Sreeganga | CSM | Nos |  | 150/5A 15VA Cl 1 Tape Wound Tested Current Transformer ID 30mm Sreeganga |  | 0 | 0 | 1 | 1 | 1 | 0.0 | 0.0 | 0.0 | 0 |  |  | 0.0 | Electrical Components | 150/5A 15VA Cl 1 Tape Wound Tested Current Transformer ID 30mm Sreeganga | 0 | 31-12-2099 | Material Transfer | Moving Average |  | 0.0 |  | 0 | 0 |  | 0 | 0 | 0 | 0 |  | 0 | Item Attribute | 1 | Nos | 0.0 | 0.0 | 0 | 0.0 | 0 | Sree Ganga |  | India |  |  | 0 | 0.0 |  | 0 | 0 |  | 0 | 0 | 0 | 0 |  |  | 0 | 0 | 0 |  | 0 | [5 empty] | 0 |  |  | 0 | [13 empty] | Nos | 1.0 | [10 empty] | Ringlus Electro Controls & Automation PVT LTD | [18 empty] | CGST - RNG | 9.0
[121 empty] | SGST - RNG | 9.0
| 300/5A 15VA Cl 1 Tape Wound Tested Current Transformer ID 50mm Sreeganga | 300/5A 15VA Cl 1 Tape Wound Tested Current Transformer ID 50mm Sreeganga | CSM | Nos |  | 300/5A 15VA Cl 1 Tape Wound Tested Current Transformer ID 50mm Sreeganga |  | 0 | 0 | 1 | 1 | 1 | 0.0 | 0.0 | 0.0 | 0 |  |  | 0.0 | Electrical Components | 300/5A 15VA Cl 1 Tape Wound Tested Current Transformer ID 50mm Sreeganga | 0 | 31-12-2099 | Material Transfer | Moving Average |  | 0.0 |  | 0 | 0 |  | 0 | 0 | 0 | 0 |  | 0 | Item Attribute | 1 | Nos | 0.0 | 0.0 | 0 | 0.0 | 0 | Sree Ganga |  | India |  |  | 0 | 0.0 |  | 0 | 0 |  | 0 | 0 | 0 | 0 |  |  | 0 | 0 | 0 |  | 0 | [5 empty] | 0 |  |  | 0 | [13 empty] | Nos | 1.0 | [10 empty] | Ringlus Electro Controls & Automation PVT LTD | [18 empty] | CGST - RNG | 9.0
[121 empty] | SGST - RNG | 9.0
| 350/5A 15VA Cl 1 Tape Wound Tested Current Transformer ID 50mm Sreeganga | 350/5A 15VA Cl 1 Tape Wound Tested Current Transformer ID 50mm Sreeganga | CSM | Nos |  | 350/5A 15VA Cl 1 Tape Wound Tested Current Transformer ID 50mm Sreeganga |  | 0 | 0 | 1 | 1 | 1 | 0.0 | 0.0 | 0.0 | 0 |  |  | 0.0 | Electrical Components | 350/5A 15VA Cl 1 Tape Wound Tested Current Transformer ID 50mm Sreeganga | 0 | 31-12-2099 | Material Transfer | Moving Average |  | 0.0 |  | 0 | 0 |  | 0 | 0 | 0 | 0 |  | 0 | Item Attribute | 1 | Nos | 0.0 | 0.0 | 0 | 0.0 | 0 | Sree Ganga |  | India |  |  | 0 | 0.0 |  | 0 | 0 |  | 0 | 0 | 0 | 0 |  |  | 0 | 0 | 0 |  | 0 | [5 empty] | 0 |  |  | 0 | [13 empty] | Nos | 1.0 | [10 empty] | Ringlus Electro Controls & Automation PVT LTD | [18 empty] | CGST - RNG | 9.0
[121 empty] | SGST - RNG | 9.0
| 500/5A 15VA Cl 1 Tape Wound Tested Current Transformer ID 70mm Sreeganga | 500/5A 15VA Cl 1 Tape Wound Tested Current Transformer ID 70mm Sreeganga | CSM | Nos |  | 500/5A 15VA Cl 1 Tape Wound Tested Current Transformer ID 70mm Sreeganga |  | 0 | 0 | 1 | 1 | 1 | 0.0 | 0.0 | 0.0 | 0 |  |  | 0.0 | Electrical Components | 500/5A 15VA Cl 1 Tape Wound Tested Current Transformer ID 70mm Sreeganga | 0 | 31-12-2099 | Material Transfer | Moving Average |  | 0.0 |  | 0 | 0 |  | 0 | 0 | 0 | 0 |  | 0 | Item Attribute | 1 | Nos | 0.0 | 0.0 | 0 | 0.0 | 0 | Sree Ganga |  | India |  |  | 0 | 0.0 |  | 0 | 0 |  | 0 | 0 | 0 | 0 |  |  | 0 | 0 | 0 |  | 0 | [5 empty] | 0 |  |  | 0 | [13 empty] | Nos | 1.0 | [10 empty] | Ringlus Electro Controls & Automation PVT LTD | [18 empty] | CGST - RNG | 9.0
[121 empty] | SGST - RNG | 9.0
| 600/5A 15VA Cl 1 Tape Wound Tested Current Transformer ID 60mm Sreeganga | 600/5A 15VA Cl 1 Tape Wound Tested Current Transformer ID 60mm Sreeganga | CSM | Nos |  | 600/5A 15VA Cl 1 Tape Wound Tested Current Transformer ID 60mm Sreeganga |  | 0 | 0 | 1 | 1 | 1 | 0.0 | 0.0 | 0.0 | 0 |  |  | 0.0 | Electrical Components | 600/5A 15VA Cl 1 Tape Wound Tested Current Transformer ID 60mm Sreeganga | 0 | 31-12-2099 | Material Transfer | Moving Average |  | 0.0 |  | 0 | 0 |  | 0 | 0 | 0 | 0 |  | 0 | Item Attribute | 1 | Nos | 0.0 | 0.0 | 0 | 0.0 | 0 | Sree Ganga |  | India |  |  | 0 | 0.0 |  | 0 | 0 |  | 0 | 0 | 0 | 0 |  |  | 0 | 0 | 0 |  | 0 | [5 empty] | 0 |  |  | 0 | [13 empty] | Nos | 1.0 | [10 empty] | Ringlus Electro Controls & Automation PVT LTD | [18 empty] | CGST - RNG | 9.0
[121 empty] | SGST - RNG | 9.0
| 1000/5A 15VA Cl 1 Tape Wound Tested Current Transformer ID 90mm Sreeganga | 1000/5A 15VA Cl 1 Tape Wound Tested Current Transformer ID 90mm Sreeganga | CSM | Nos |  | 1000/5A 15VA Cl 1 Tape Wound Tested Current Transformer ID 90mm Sreeganga |  | 0 | 0 | 1 | 1 | 1 | 0.0 | 0.0 | 0.0 | 0 |  |  | 0.0 | Electrical Components | 1000/5A 15VA Cl 1 Tape Wound Tested Current Transformer ID 90mm Sreeganga | 0 | 31-12-2099 | Material Transfer | Moving Average |  | 0.0 |  | 0 | 0 |  | 0 | 0 | 0 | 0 |  | 0 | Item Attribute | 1 | Nos | 0.0 | 0.0 | 0 | 0.0 | 0 | Sree Ganga |  | India |  |  | 0 | 0.0 |  | 0 | 0 |  | 0 | 0 | 0 | 0 |  |  | 0 | 0 | 0 |  | 0 | [5 empty] | 0 |  |  | 0 | [13 empty] | Nos | 1.0 | [10 empty] | Ringlus Electro Controls & Automation PVT LTD | [18 empty] | CGST - RNG | 9.0
[121 empty] | SGST - RNG | 9.0
| 1250/5A 15VA Cl 1 Tape Wound Tested Current Transformer ID 115mm Sreeganga | 1250/5A 15VA Cl 1 Tape Wound Tested Current Transformer ID 115mm Sreeganga | CSM | Nos |  | 1250/5A 15VA Cl 1 Tape Wound Tested Current Transformer ID 115mm Sreeganga |  | 0 | 0 | 1 | 1 | 1 | 0.0 | 0.0 | 0.0 | 0 |  |  | 0.0 | Electrical Components | 1250/5A 15VA Cl 1 Tape Wound Tested Current Transformer ID 115mm Sreeganga | 0 | 31-12-2099 | Material Transfer | Moving Average |  | 0.0 |  | 0 | 0 |  | 0 | 0 | 0 | 0 |  | 0 | Item Attribute | 1 | Nos | 0.0 | 0.0 | 0 | 0.0 | 0 | Sree Ganga |  | India |  |  | 0 | 0.0 |  | 0 | 0 |  | 0 | 0 | 0 | 0 |  |  | 0 | 0 | 0 |  | 0 | [5 empty] | 0 |  |  | 0 | [13 empty] | Nos | 1.0 | [10 empty] | Ringlus Electro Controls & Automation PVT LTD | [18 empty] | CGST - RNG | 9.0
[121 empty] | SGST - RNG | 9.0
| 1600/5A 15VA Cl 1 Tape Wound Tested Current Transformer ID 140mm Sreeganga | 1600/5A 15VA Cl 1 Tape Wound Tested Current Transformer ID 140mm Sreeganga | CSM | Nos |  | 1600/5A 15VA Cl 1 Tape Wound Tested Current Transformer ID 140mm Sreeganga |  | 0 | 0 | 1 | 1 | 1 | 0.0 | 0.0 | 0.0 | 0 |  |  | 0.0 | Electrical Components | 1600/5A 15VA Cl 1 Tape Wound Tested Current Transformer ID 140mm Sreeganga | 0 | 31-12-2099 | Material Transfer | Moving Average |  | 0.0 |  | 0 | 0 |  | 0 | 0 | 0 | 0 |  | 0 | Item Attribute | 1 | Nos | 0.0 | 0.0 | 0 | 0.0 | 0 | Sree Ganga |  | India |  |  | 0 | 0.0 |  | 0 | 0 |  | 0 | 0 | 0 | 0 |  |  | 0 | 0 | 0 |  | 0 | [5 empty] | 0 |  |  | 0 | [13 empty] | Nos | 1.0 | [10 empty] | Ringlus Electro Controls & Automation PVT LTD | [18 empty] | CGST - RNG | 9.0
[121 empty] | SGST - RNG | 9.0
| 50/5A 5VA Cl 5P10 Resin Cast Current Transformer ID 30mm Sreeganga | 50/5A 5VA Cl 5P10 Resin Cast Current Transformer ID 30mm Sreeganga | CSM | Nos |  | 50/5A 5VA Cl 5P10 Resin Cast Current Transformer ID 30mm Sreeganga |  | 0 | 0 | 1 | 1 | 1 | 0.0 | 0.0 | 0.0 | 0 |  |  | 0.0 | Electrical Components | 50/5A 5VA Cl 5P10 Resin Cast Current Transformer ID 30mm Sreeganga | 0 | 31-12-2099 | Material Transfer | Moving Average |  | 0.0 |  | 0 | 0 |  | 0 | 0 | 0 | 0 |  | 0 | Item Attribute | 1 | Nos | 0.0 | 0.0 | 0 | 0.0 | 0 | Sree Ganga |  | India |  |  | 0 | 0.0 |  | 0 | 0 |  | 0 | 0 | 0 | 0 |  |  | 0 | 0 | 0 |  | 0 | [5 empty] | 0 |  |  | 0 | [13 empty] | Nos | 1.0 | [10 empty] | Ringlus Electro Controls & Automation PVT LTD | [18 empty] | CGST - RNG | 9.0
[121 empty] | SGST - RNG | 9.0
| 65/5A 5VA Cl 5P10 Resin Cast Current Transformer ID 30mm Sreeganga | 65/5A 5VA Cl 5P10 Resin Cast Current Transformer ID 30mm Sreeganga | CSM | Nos |  | 65/5A 5VA Cl 5P10 Resin Cast Current Transformer ID 30mm Sreeganga |  | 0 | 0 | 1 | 1 | 1 | 0.0 | 0.0 | 0.0 | 0 |  |  | 0.0 | Electrical Components | 65/5A 5VA Cl 5P10 Resin Cast Current Transformer ID 30mm Sreeganga | 0 | 31-12-2099 | Material Transfer | Moving Average |  | 0.0 |  | 0 | 0 |  | 0 | 0 | 0 | 0 |  | 0 | Item Attribute | 1 | Nos | 0.0 | 0.0 | 0 | 0.0 | 0 | Sree Ganga |  | India |  |  | 0 | 0.0 |  | 0 | 0 |  | 0 | 0 | 0 | 0 |  |  | 0 | 0 | 0 |  | 0 | [5 empty] | 0 |  |  | 0 | [13 empty] | Nos | 1.0 | [10 empty] | Ringlus Electro Controls & Automation PVT LTD | [18 empty] | CGST - RNG | 9.0
[121 empty] | SGST - RNG | 9.0
| 100/5A 5VA Cl 5P10 Resin Cast Current Transformer ID 30mm Sreeganga | 100/5A 5VA Cl 5P10 Resin Cast Current Transformer ID 30mm Sreeganga | CSM | Nos |  | 100/5A 5VA Cl 5P10 Resin Cast Current Transformer ID 30mm Sreeganga |  | 0 | 0 | 1 | 1 | 1 | 0.0 | 0.0 | 0.0 | 0 |  |  | 0.0 | Electrical Components | 100/5A 5VA Cl 5P10 Resin Cast Current Transformer ID 30mm Sreeganga | 0 | 31-12-2099 | Material Transfer | Moving Average |  | 0.0 |  | 0 | 0 |  | 0 | 0 | 0 | 0 |  | 0 | Item Attribute | 1 | Nos | 0.0 | 0.0 | 0 | 0.0 | 0 | Sree Ganga |  | India |  |  | 0 | 0.0 |  | 0 | 0 |  | 0 | 0 | 0 | 0 |  |  | 0 | 0 | 0 |  | 0 | [5 empty] | 0 |  |  | 0 | [13 empty] | Nos | 1.0 | [10 empty] | Ringlus Electro Controls & Automation PVT LTD | [18 empty] | CGST - RNG | 9.0
[121 empty] | SGST - RNG | 9.0
| 125/5A 5VA Cl 5P10 Resin Cast Current Transformer ID 30mm Sreeganga | 125/5A 5VA Cl 5P10 Resin Cast Current Transformer ID 30mm Sreeganga | CSM | Nos |  | 125/5A 5VA Cl 5P10 Resin Cast Current Transformer ID 30mm Sreeganga |  | 0 | 0 | 1 | 1 | 1 | 0.0 | 0.0 | 0.0 | 0 |  |  | 0.0 | Electrical Components | 125/5A 5VA Cl 5P10 Resin Cast Current Transformer ID 30mm Sreeganga | 0 | 31-12-2099 | Material Transfer | Moving Average |  | 0.0 |  | 0 | 0 |  | 0 | 0 | 0 | 0 |  | 0 | Item Attribute | 1 | Nos | 0.0 | 0.0 | 0 | 0.0 | 0 | Sree Ganga |  | India |  |  | 0 | 0.0 |  | 0 | 0 |  | 0 | 0 | 0 | 0 |  |  | 0 | 0 | 0 |  | 0 | [5 empty] | 0 |  |  | 0 | [13 empty] | Nos | 1.0 | [10 empty] | Ringlus Electro Controls & Automation PVT LTD | [18 empty] | CGST - RNG | 9.0
[121 empty] | SGST - RNG | 9.0
| 150/5A 5VA Cl 5P10 Resin Cast Current Transformer ID 30mm Sreeganga | 150/5A 5VA Cl 5P10 Resin Cast Current Transformer ID 30mm Sreeganga | CSM | Nos |  | 150/5A 5VA Cl 5P10 Resin Cast Current Transformer ID 30mm Sreeganga |  | 0 | 0 | 1 | 1 | 1 | 0.0 | 0.0 | 0.0 | 0 |  |  | 0.0 | Electrical Components | 150/5A 5VA Cl 5P10 Resin Cast Current Transformer ID 30mm Sreeganga | 0 | 31-12-2099 | Material Transfer | Moving Average |  | 0.0 |  | 0 | 0 |  | 0 | 0 | 0 | 0 |  | 0 | Item Attribute | 1 | Nos | 0.0 | 0.0 | 0 | 0.0 | 0 | Sree Ganga |  | India |  |  | 0 | 0.0 |  | 0 | 0 |  | 0 | 0 | 0 | 0 |  |  | 0 | 0 | 0 |  | 0 | [5 empty] | 0 |  |  | 0 | [13 empty] | Nos | 1.0 | [10 empty] | Ringlus Electro Controls & Automation PVT LTD | [18 empty] | CGST - RNG | 9.0
[121 empty] | SGST - RNG | 9.0
| 160/5A 5VA Cl 5P10 Resin Cast Current Transformer ID 30mm Sreeganga | 160/5A 5VA Cl 5P10 Resin Cast Current Transformer ID 30mm Sreeganga | CSM | Nos |  | 160/5A 5VA Cl 5P10 Resin Cast Current Transformer ID 30mm Sreeganga |  | 0 | 0 | 1 | 1 | 1 | 0.0 | 0.0 | 0.0 | 0 |  |  | 0.0 | Electrical Components | 160/5A 5VA Cl 5P10 Resin Cast Current Transformer ID 30mm Sreeganga | 0 | 31-12-2099 | Material Transfer | Moving Average |  | 0.0 |  | 0 | 0 |  | 0 | 0 | 0 | 0 |  | 0 | Item Attribute | 1 | Nos | 0.0 | 0.0 | 0 | 0.0 | 0 | Sree Ganga |  | India |  |  | 0 | 0.0 |  | 0 | 0 |  | 0 | 0 | 0 | 0 |  |  | 0 | 0 | 0 |  | 0 | [5 empty] | 0 |  |  | 0 | [13 empty] | Nos | 1.0 | [10 empty] | Ringlus Electro Controls & Automation PVT LTD | [18 empty] | CGST - RNG | 9.0
[121 empty] | SGST - RNG | 9.0
| 200/5A 5VA Cl 5P10 Resin Cast Current Transformer ID 40mm Sreeganga | 200/5A 5VA Cl 5P10 Resin Cast Current Transformer ID 40mm Sreeganga | CSM | Nos |  | 200/5A 5VA Cl 5P10 Resin Cast Current Transformer ID 40mm Sreeganga |  | 0 | 0 | 1 | 1 | 1 | 0.0 | 0.0 | 0.0 | 0 |  |  | 0.0 | Electrical Components | 200/5A 5VA Cl 5P10 Resin Cast Current Transformer ID 40mm Sreeganga | 0 | 31-12-2099 | Material Transfer | Moving Average |  | 0.0 |  | 0 | 0 |  | 0 | 0 | 0 | 0 |  | 0 | Item Attribute | 1 | Nos | 0.0 | 0.0 | 0 | 0.0 | 0 | Sree Ganga |  | India |  |  | 0 | 0.0 |  | 0 | 0 |  | 0 | 0 | 0 | 0 |  |  | 0 | 0 | 0 |  | 0 | [5 empty] | 0 |  |  | 0 | [13 empty] | Nos | 1.0 | [10 empty] | Ringlus Electro Controls & Automation PVT LTD | [18 empty] | CGST - RNG | 9.0
[121 empty] | SGST - RNG | 9.0
| 250/5A 5VA Cl 5P10 Resin Cast Current Transformer ID 45mm Sreeganga | 250/5A 5VA Cl 5P10 Resin Cast Current Transformer ID 45mm Sreeganga | CSM | Nos |  | 250/5A 5VA Cl 5P10 Resin Cast Current Transformer ID 45mm Sreeganga |  | 0 | 0 | 1 | 1 | 1 | 0.0 | 0.0 | 0.0 | 0 |  |  | 0.0 | Electrical Components | 250/5A 5VA Cl 5P10 Resin Cast Current Transformer ID 45mm Sreeganga | 0 | 31-12-2099 | Material Transfer | Moving Average |  | 0.0 |  | 0 | 0 |  | 0 | 0 | 0 | 0 |  | 0 | Item Attribute | 1 | Nos | 0.0 | 0.0 | 0 | 0.0 | 0 | Sree Ganga |  | India |  |  | 0 | 0.0 |  | 0 | 0 |  | 0 | 0 | 0 | 0 |  |  | 0 | 0 | 0 |  | 0 | [5 empty] | 0 |  |  | 0 | [13 empty] | Nos | 1.0 | [10 empty] | Ringlus Electro Controls & Automation PVT LTD | [18 empty] | CGST - RNG | 9.0
[121 empty] | SGST - RNG | 9.0
| 300/5A 5VA Cl 5P10 Resin Cast Current Transformer ID 50mm Sreeganga | 300/5A 5VA Cl 5P10 Resin Cast Current Transformer ID 50mm Sreeganga | CSM | Nos |  | 300/5A 5VA Cl 5P10 Resin Cast Current Transformer ID 50mm Sreeganga |  | 0 | 0 | 1 | 1 | 1 | 0.0 | 0.0 | 0.0 | 0 |  |  | 0.0 | Electrical Components | 300/5A 5VA Cl 5P10 Resin Cast Current Transformer ID 50mm Sreeganga | 0 | 31-12-2099 | Material Transfer | Moving Average |  | 0.0 |  | 0 | 0 |  | 0 | 0 | 0 | 0 |  | 0 | Item Attribute | 1 | Nos | 0.0 | 0.0 | 0 | 0.0 | 0 | Sree Ganga |  | India |  |  | 0 | 0.0 |  | 0 | 0 |  | 0 | 0 | 0 | 0 |  |  | 0 | 0 | 0 |  | 0 | [5 empty] | 0 |  |  | 0 | [13 empty] | Nos | 1.0 | [10 empty] | Ringlus Electro Controls & Automation PVT LTD | [18 empty] | CGST - RNG | 9.0
[121 empty] | SGST - RNG | 9.0
| 350/5A 5VA Cl 5P10 Resin Cast Current Transformer ID 50mm Sreeganga | 350/5A 5VA Cl 5P10 Resin Cast Current Transformer ID 50mm Sreeganga | CSM | Nos |  | 350/5A 5VA Cl 5P10 Resin Cast Current Transformer ID 50mm Sreeganga |  | 0 | 0 | 1 | 1 | 1 | 0.0 | 0.0 | 0.0 | 0 |  |  | 0.0 | Electrical Components | 350/5A 5VA Cl 5P10 Resin Cast Current Transformer ID 50mm Sreeganga | 0 | 31-12-2099 | Material Transfer | Moving Average |  | 0.0 |  | 0 | 0 |  | 0 | 0 | 0 | 0 |  | 0 | Item Attribute | 1 | Nos | 0.0 | 0.0 | 0 | 0.0 | 0 | Sree Ganga |  | India |  |  | 0 | 0.0 |  | 0 | 0 |  | 0 | 0 | 0 | 0 |  |  | 0 | 0 | 0 |  | 0 | [5 empty] | 0 |  |  | 0 | [13 empty] | Nos | 1.0 | [10 empty] | Ringlus Electro Controls & Automation PVT LTD | [18 empty] | CGST - RNG | 9.0
[121 empty] | SGST - RNG | 9.0
| 400/5A 5VA Cl 5P10 Resin Cast Current Transformer ID 50mm Sreeganga | 400/5A 5VA Cl 5P10 Resin Cast Current Transformer ID 50mm Sreeganga | CSM | Nos |  | 400/5A 5VA Cl 5P10 Resin Cast Current Transformer ID 50mm Sreeganga |  | 0 | 0 | 1 | 1 | 1 | 0.0 | 0.0 | 0.0 | 0 |  |  | 0.0 | Electrical Components | 400/5A 5VA Cl 5P10 Resin Cast Current Transformer ID 50mm Sreeganga | 0 | 31-12-2099 | Material Transfer | Moving Average |  | 0.0 |  | 0 | 0 |  | 0 | 0 | 0 | 0 |  | 0 | Item Attribute | 1 | Nos | 0.0 | 0.0 | 0 | 0.0 | 0 | Sree Ganga |  | India |  |  | 0 | 0.0 |  | 0 | 0 |  | 0 | 0 | 0 | 0 |  |  | 0 | 0 | 0 |  | 0 | [5 empty] | 0 |  |  | 0 | [13 empty] | Nos | 1.0 | [10 empty] | Ringlus Electro Controls & Automation PVT LTD | [18 empty] | CGST - RNG | 9.0
[121 empty] | SGST - RNG | 9.0
| 500/5A 5VA Cl 5P10 Resin Cast Current Transformer ID 70mm Sreeganga | 500/5A 5VA Cl 5P10 Resin Cast Current Transformer ID 70mm Sreeganga | CSM | Nos |  | 500/5A 5VA Cl 5P10 Resin Cast Current Transformer ID 70mm Sreeganga |  | 0 | 0 | 1 | 1 | 1 | 0.0 | 0.0 | 0.0 | 0 |  |  | 0.0 | Electrical Components | 500/5A 5VA Cl 5P10 Resin Cast Current Transformer ID 70mm Sreeganga | 0 | 31-12-2099 | Material Transfer | Moving Average |  | 0.0 |  | 0 | 0 |  | 0 | 0 | 0 | 0 |  | 0 | Item Attribute | 1 | Nos | 0.0 | 0.0 | 0 | 0.0 | 0 | Sree Ganga |  | India |  |  | 0 | 0.0 |  | 0 | 0 |  | 0 | 0 | 0 | 0 |  |  | 0 | 0 | 0 |  | 0 | [5 empty] | 0 |  |  | 0 | [13 empty] | Nos | 1.0 | [10 empty] | Ringlus Electro Controls & Automation PVT LTD | [18 empty] | CGST - RNG | 9.0
[121 empty] | SGST - RNG | 9.0
| 800/5A 15VA Cl 1 Rectangle Resin Cast Current Transformer 80X40 Sreeganga | 800/5A 15VA Cl 1 Rectangle Resin Cast Current Transformer 80X40 Sreeganga | CSM | Nos |  | 800/5A 15VA Cl 1 Rectangle Resin Cast Current Transformer 80X40 Sreeganga |  | 0 | 0 | 1 | 1 | 1 | 0.0 | 0.0 | 0.0 | 0 |  |  | 0.0 | Electrical Components | 800/5A 15VA Cl 1 Rectangle Resin Cast Current Transformer 80X40 Sreeganga | 0 | 31-12-2099 | Material Transfer | Moving Average |  | 0.0 |  | 0 | 0 |  | 0 | 0 | 0 | 0 |  | 0 | Item Attribute | 1 | Nos | 0.0 | 0.0 | 0 | 0.0 | 0 | Sree Ganga |  | India |  |  | 0 | 0.0 |  | 0 | 0 |  | 0 | 0 | 0 | 0 |  |  | 0 | 0 | 0 |  | 0 | [5 empty] | 0 |  |  | 0 | [13 empty] | Nos | 1.0 | [10 empty] | Ringlus Electro Controls & Automation PVT LTD | [18 empty] | CGST - RNG | 9.0
[121 empty] | SGST - RNG | 9.0
| 1000/5A 15VA Cl 1 Rectangle Resin Cast Current Transformer 80X40 Sreeganga | 1000/5A 15VA Cl 1 Rectangle Resin Cast Current Transformer 80X40 Sreeganga | CSM | Nos |  | 1000/5A 15VA Cl 1 Rectangle Resin Cast Current Transformer 80X40 Sreeganga |  | 0 | 0 | 1 | 1 | 1 | 0.0 | 0.0 | 0.0 | 0 |  |  | 0.0 | Electrical Components | 1000/5A 15VA Cl 1 Rectangle Resin Cast Current Transformer 80X40 Sreeganga | 0 | 31-12-2099 | Material Transfer | Moving Average |  | 0.0 |  | 0 | 0 |  | 0 | 0 | 0 | 0 |  | 0 | Item Attribute | 1 | Nos | 0.0 | 0.0 | 0 | 0.0 | 0 | Sree Ganga |  | India |  |  | 0 | 0.0 |  | 0 | 0 |  | 0 | 0 | 0 | 0 |  |  | 0 | 0 | 0 |  | 0 | [5 empty] | 0 |  |  | 0 | [13 empty] | Nos | 1.0 | [10 empty] | Ringlus Electro Controls & Automation PVT LTD | [18 empty] | CGST - RNG | 9.0
[121 empty] | SGST - RNG | 9.0
| 50/5A 5VA Cl 5P10 Tape Wound Current Transformer ID 30mm Sreeganga | 50/5A 5VA Cl 5P10 Tape Wound Current Transformer ID 30mm Sreeganga | CSM | Nos |  | 50/5A 5VA Cl 5P10 Tape Wound Current Transformer ID 30mm Sreeganga |  | 0 | 0 | 1 | 1 | 1 | 0.0 | 0.0 | 0.0 | 0 |  |  | 0.0 | Electrical Components | 50/5A 5VA Cl 5P10 Tape Wound Current Transformer ID 30mm Sreeganga | 0 | 31-12-2099 | Material Transfer | Moving Average |  | 0.0 |  | 0 | 0 |  | 0 | 0 | 0 | 0 |  | 0 | Item Attribute | 1 | Nos | 0.0 | 0.0 | 0 | 0.0 | 0 | Sree Ganga |  | India |  |  | 0 | 0.0 |  | 0 | 0 |  | 0 | 0 | 0 | 0 |  |  | 0 | 0 | 0 |  | 0 | [5 empty] | 0 |  |  | 0 | [13 empty] | Nos | 1.0 | [10 empty] | Ringlus Electro Controls & Automation PVT LTD | [18 empty] | CGST - RNG | 9.0
[121 empty] | SGST - RNG | 9.0
| 65/5A 5VA Cl 5P10 Tape Wound Current Transformer ID 30mm Sreeganga | 65/5A 5VA Cl 5P10 Tape Wound Current Transformer ID 30mm Sreeganga | CSM | Nos |  | 65/5A 5VA Cl 5P10 Tape Wound Current Transformer ID 30mm Sreeganga |  | 0 | 0 | 1 | 1 | 1 | 0.0 | 0.0 | 0.0 | 0 |  |  | 0.0 | Electrical Components | 65/5A 5VA Cl 5P10 Tape Wound Current Transformer ID 30mm Sreeganga | 0 | 31-12-2099 | Material Transfer | Moving Average |  | 0.0 |  | 0 | 0 |  | 0 | 0 | 0 | 0 |  | 0 | Item Attribute | 1 | Nos | 0.0 | 0.0 | 0 | 0.0 | 0 | Sree Ganga |  | India |  |  | 0 | 0.0 |  | 0 | 0 |  | 0 | 0 | 0 | 0 |  |  | 0 | 0 | 0 |  | 0 | [5 empty] | 0 |  |  | 0 | [13 empty] | Nos | 1.0 | [10 empty] | Ringlus Electro Controls & Automation PVT LTD | [18 empty] | CGST - RNG | 9.0
[121 empty] | SGST - RNG | 9.0
| 100/5A 5VA Cl 5P10 Tape Wound Current Transformer ID 30mm Sreeganga | 100/5A 5VA Cl 5P10 Tape Wound Current Transformer ID 30mm Sreeganga | CSM | Nos |  | 100/5A 5VA Cl 5P10 Tape Wound Current Transformer ID 30mm Sreeganga |  | 0 | 0 | 1 | 1 | 1 | 0.0 | 0.0 | 0.0 | 0 |  |  | 0.0 | Electrical Components | 100/5A 5VA Cl 5P10 Tape Wound Current Transformer ID 30mm Sreeganga | 0 | 31-12-2099 | Material Transfer | Moving Average |  | 0.0 |  | 0 | 0 |  | 0 | 0 | 0 | 0 |  | 0 | Item Attribute | 1 | Nos | 0.0 | 0.0 | 0 | 0.0 | 0 | Sree Ganga |  | India |  |  | 0 | 0.0 |  | 0 | 0 |  | 0 | 0 | 0 | 0 |  |  | 0 | 0 | 0 |  | 0 | [5 empty] | 0 |  |  | 0 | [13 empty] | Nos | 1.0 | [10 empty] | Ringlus Electro Controls & Automation PVT LTD | [18 empty] | CGST - RNG | 9.0
[121 empty] | SGST - RNG | 9.0
| 125/5A 5VA Cl 5P10 Tape Wound Current Transformer ID 30mm Sreeganga | 125/5A 5VA Cl 5P10 Tape Wound Current Transformer ID 30mm Sreeganga | CSM | Nos |  | 125/5A 5VA Cl 5P10 Tape Wound Current Transformer ID 30mm Sreeganga |  | 0 | 0 | 1 | 1 | 1 | 0.0 | 0.0 | 0.0 | 0 |  |  | 0.0 | Electrical Components | 125/5A 5VA Cl 5P10 Tape Wound Current Transformer ID 30mm Sreeganga | 0 | 31-12-2099 | Material Transfer | Moving Average |  | 0.0 |  | 0 | 0 |  | 0 | 0 | 0 | 0 |  | 0 | Item Attribute | 1 | Nos | 0.0 | 0.0 | 0 | 0.0 | 0 | Sree Ganga |  | India |  |  | 0 | 0.0 |  | 0 | 0 |  | 0 | 0 | 0 | 0 |  |  | 0 | 0 | 0 |  | 0 | [5 empty] | 0 |  |  | 0 | [13 empty] | Nos | 1.0 | [10 empty] | Ringlus Electro Controls & Automation PVT LTD | [18 empty] | CGST - RNG | 9.0
[121 empty] | SGST - RNG | 9.0
| 150/5A 5VA Cl 5P10 Tape Wound Current Transformer ID 30mm Sreeganga | 150/5A 5VA Cl 5P10 Tape Wound Current Transformer ID 30mm Sreeganga | CSM | Nos |  | 150/5A 5VA Cl 5P10 Tape Wound Current Transformer ID 30mm Sreeganga |  | 0 | 0 | 1 | 1 | 1 | 0.0 | 0.0 | 0.0 | 0 |  |  | 0.0 | Electrical Components | 150/5A 5VA Cl 5P10 Tape Wound Current Transformer ID 30mm Sreeganga | 0 | 31-12-2099 | Material Transfer | Moving Average |  | 0.0 |  | 0 | 0 |  | 0 | 0 | 0 | 0 |  | 0 | Item Attribute | 1 | Nos | 0.0 | 0.0 | 0 | 0.0 | 0 | Sree Ganga |  | India |  |  | 0 | 0.0 |  | 0 | 0 |  | 0 | 0 | 0 | 0 |  |  | 0 | 0 | 0 |  | 0 | [5 empty] | 0 |  |  | 0 | [13 empty] | Nos | 1.0 | [10 empty] | Ringlus Electro Controls & Automation PVT LTD | [18 empty] | CGST - RNG | 9.0
[121 empty] | SGST - RNG | 9.0
| 160/5A 5VA Cl 5P10 Tape Wound Current Transformer ID 30mm Sreeganga | 160/5A 5VA Cl 5P10 Tape Wound Current Transformer ID 30mm Sreeganga | CSM | Nos |  | 160/5A 5VA Cl 5P10 Tape Wound Current Transformer ID 30mm Sreeganga |  | 0 | 0 | 1 | 1 | 1 | 0.0 | 0.0 | 0.0 | 0 |  |  | 0.0 | Electrical Components | 160/5A 5VA Cl 5P10 Tape Wound Current Transformer ID 30mm Sreeganga | 0 | 31-12-2099 | Material Transfer | Moving Average |  | 0.0 |  | 0 | 0 |  | 0 | 0 | 0 | 0 |  | 0 | Item Attribute | 1 | Nos | 0.0 | 0.0 | 0 | 0.0 | 0 | Sree Ganga |  | India |  |  | 0 | 0.0 |  | 0 | 0 |  | 0 | 0 | 0 | 0 |  |  | 0 | 0 | 0 |  | 0 | [5 empty] | 0 |  |  | 0 | [13 empty] | Nos | 1.0 | [10 empty] | Ringlus Electro Controls & Automation PVT LTD | [18 empty] | CGST - RNG | 9.0
[121 empty] | SGST - RNG | 9.0
| 200/5A 5VA Cl 5P10 Tape Wound Current Transformer ID 40mm Sreeganga | 200/5A 5VA Cl 5P10 Tape Wound Current Transformer ID 40mm Sreeganga | CSM | Nos |  | 200/5A 5VA Cl 5P10 Tape Wound Current Transformer ID 40mm Sreeganga |  | 0 | 0 | 1 | 1 | 1 | 0.0 | 0.0 | 0.0 | 0 |  |  | 0.0 | Electrical Components | 200/5A 5VA Cl 5P10 Tape Wound Current Transformer ID 40mm Sreeganga | 0 | 31-12-2099 | Material Transfer | Moving Average |  | 0.0 |  | 0 | 0 |  | 0 | 0 | 0 | 0 |  | 0 | Item Attribute | 1 | Nos | 0.0 | 0.0 | 0 | 0.0 | 0 | Sree Ganga |  | India |  |  | 0 | 0.0 |  | 0 | 0 |  | 0 | 0 | 0 | 0 |  |  | 0 | 0 | 0 |  | 0 | [5 empty] | 0 |  |  | 0 | [13 empty] | Nos | 1.0 | [10 empty] | Ringlus Electro Controls & Automation PVT LTD | [18 empty] | CGST - RNG | 9.0
[121 empty] | SGST - RNG | 9.0
| 250/5A 5VA Cl 5P10 Tape Wound Current Transformer ID 40mm Sreeganga | 250/5A 5VA Cl 5P10 Tape Wound Current Transformer ID 40mm Sreeganga | CSM | Nos |  | 250/5A 5VA Cl 5P10 Tape Wound Current Transformer ID 40mm Sreeganga |  | 0 | 0 | 1 | 1 | 1 | 0.0 | 0.0 | 0.0 | 0 |  |  | 0.0 | Electrical Components | 250/5A 5VA Cl 5P10 Tape Wound Current Transformer ID 40mm Sreeganga | 0 | 31-12-2099 | Material Transfer | Moving Average |  | 0.0 |  | 0 | 0 |  | 0 | 0 | 0 | 0 |  | 0 | Item Attribute | 1 | Nos | 0.0 | 0.0 | 0 | 0.0 | 0 | Sree Ganga |  | India |  |  | 0 | 0.0 |  | 0 | 0 |  | 0 | 0 | 0 | 0 |  |  | 0 | 0 | 0 |  | 0 | [5 empty] | 0 |  |  | 0 | [13 empty] | Nos | 1.0 | [10 empty] | Ringlus Electro Controls & Automation PVT LTD | [18 empty] | CGST - RNG | 9.0
[121 empty] | SGST - RNG | 9.0
| 300/5A 5VA Cl 5P10 Tape Wound Current Transformer ID 50mm Sreeganga | 300/5A 5VA Cl 5P10 Tape Wound Current Transformer ID 50mm Sreeganga | CSM | Nos |  | 300/5A 5VA Cl 5P10 Tape Wound Current Transformer ID 50mm Sreeganga |  | 0 | 0 | 1 | 1 | 1 | 0.0 | 0.0 | 0.0 | 0 |  |  | 0.0 | Electrical Components | 300/5A 5VA Cl 5P10 Tape Wound Current Transformer ID 50mm Sreeganga | 0 | 31-12-2099 | Material Transfer | Moving Average |  | 0.0 |  | 0 | 0 |  | 0 | 0 | 0 | 0 |  | 0 | Item Attribute | 1 | Nos | 0.0 | 0.0 | 0 | 0.0 | 0 | Sree Ganga |  | India |  |  | 0 | 0.0 |  | 0 | 0 |  | 0 | 0 | 0 | 0 |  |  | 0 | 0 | 0 |  | 0 | [5 empty] | 0 |  |  | 0 | [13 empty] | Nos | 1.0 | [10 empty] | Ringlus Electro Controls & Automation PVT LTD | [18 empty] | CGST - RNG | 9.0
[121 empty] | SGST - RNG | 9.0
| 350/5A 5VA Cl 5P10 Tape Wound Current Transformer ID 50mm Sreeganga | 350/5A 5VA Cl 5P10 Tape Wound Current Transformer ID 50mm Sreeganga | CSM | Nos |  | 350/5A 5VA Cl 5P10 Tape Wound Current Transformer ID 50mm Sreeganga |  | 0 | 0 | 1 | 1 | 1 | 0.0 | 0.0 | 0.0 | 0 |  |  | 0.0 | Electrical Components | 350/5A 5VA Cl 5P10 Tape Wound Current Transformer ID 50mm Sreeganga | 0 | 31-12-2099 | Material Transfer | Moving Average |  | 0.0 |  | 0 | 0 |  | 0 | 0 | 0 | 0 |  | 0 | Item Attribute | 1 | Nos | 0.0 | 0.0 | 0 | 0.0 | 0 | Sree Ganga |  | India |  |  | 0 | 0.0 |  | 0 | 0 |  | 0 | 0 | 0 | 0 |  |  | 0 | 0 | 0 |  | 0 | [5 empty] | 0 |  |  | 0 | [13 empty] | Nos | 1.0 | [10 empty] | Ringlus Electro Controls & Automation PVT LTD | [18 empty] | CGST - RNG | 9.0
[121 empty] | SGST - RNG | 9.0
| 400/5A 5VA Cl 5P10 Tape Wound Current Transformer ID 60mm Sreeganga | 400/5A 5VA Cl 5P10 Tape Wound Current Transformer ID 60mm Sreeganga | CSM | Nos |  | 400/5A 5VA Cl 5P10 Tape Wound Current Transformer ID 60mm Sreeganga |  | 0 | 0 | 1 | 1 | 1 | 0.0 | 0.0 | 0.0 | 0 |  |  | 0.0 | Electrical Components | 400/5A 5VA Cl 5P10 Tape Wound Current Transformer ID 60mm Sreeganga | 0 | 31-12-2099 | Material Transfer | Moving Average |  | 0.0 |  | 0 | 0 |  | 0 | 0 | 0 | 0 |  | 0 | Item Attribute | 1 | Nos | 0.0 | 0.0 | 0 | 0.0 | 0 | Sree Ganga |  | India |  |  | 0 | 0.0 |  | 0 | 0 |  | 0 | 0 | 0 | 0 |  |  | 0 | 0 | 0 |  | 0 | [5 empty] | 0 |  |  | 0 | [13 empty] | Nos | 1.0 | [10 empty] | Ringlus Electro Controls & Automation PVT LTD | [18 empty] | CGST - RNG | 9.0
[121 empty] | SGST - RNG | 9.0
| 500/5A 5VA Cl 5P10 Tape Wound Current Transformer ID 70mm Sreeganga | 500/5A 5VA Cl 5P10 Tape Wound Current Transformer ID 70mm Sreeganga | CSM | Nos |  | 500/5A 5VA Cl 5P10 Tape Wound Current Transformer ID 70mm Sreeganga |  | 0 | 0 | 1 | 1 | 1 | 0.0 | 0.0 | 0.0 | 0 |  |  | 0.0 | Electrical Components | 500/5A 5VA Cl 5P10 Tape Wound Current Transformer ID 70mm Sreeganga | 0 | 31-12-2099 | Material Transfer | Moving Average |  | 0.0 |  | 0 | 0 |  | 0 | 0 | 0 | 0 |  | 0 | Item Attribute | 1 | Nos | 0.0 | 0.0 | 0 | 0.0 | 0 | Sree Ganga |  | India |  |  | 0 | 0.0 |  | 0 | 0 |  | 0 | 0 | 0 | 0 |  |  | 0 | 0 | 0 |  | 0 | [5 empty] | 0 |  |  | 0 | [13 empty] | Nos | 1.0 | [10 empty] | Ringlus Electro Controls & Automation PVT LTD | [18 empty] | CGST - RNG | 9.0
[121 empty] | SGST - RNG | 9.0
| Thermostat 0-60 Degree Celcuis with NO | Thermostat 0-60 Degree Celcuis with NO | CWA | Nos |  | Thermostat 0-60 Degree Celcuis with NO |  | 0 | 0 | 1 | 1 | 1 | 0.0 | 0.0 | 0.0 | 0 |  |  | 0.0 | Electrical Components | Thermostat 0-60 Degree Celcuis with NO | 0 | 31-12-2099 | Material Transfer | Moving Average |  | 0.0 |  | 0 | 0 |  | 0 | 0 | 0 | 0 |  | 0 | Item Attribute | 1 | Nos | 0.0 | 0.0 | 0 | 0.0 | 0 | Kamptec |  | India |  |  | 0 | 0.0 |  | 0 | 0 |  | 0 | 0 | 0 | 0 |  |  | 0 | 0 | 0 |  | 0 | [5 empty] | 0 |  |  | 0 | [13 empty] | Nos | 1.0 | [10 empty] | Ringlus Electro Controls & Automation PVT LTD | [18 empty] | CGST - RNG | 9.0
[121 empty] | SGST - RNG | 9.0
| Cooling fan 4 Inch Axial fan with Airvent | Cooling fan 4 Inch Axial fan with Airvent | CWA | Nos |  | Cooling fan 4 Inch Axial fan with Airvent |  | 0 | 0 | 1 | 1 | 1 | 0.0 | 0.0 | 0.0 | 0 |  |  | 0.0 | Electrical Components | Cooling fan 4 Inch Axial fan with Airvent | 0 | 31-12-2099 | Material Transfer | Moving Average |  | 0.0 |  | 0 | 0 |  | 0 | 0 | 0 | 0 |  | 0 | Item Attribute | 1 | Nos | 0.0 | 0.0 | 0 | 0.0 | 0 | Rexnord |  | India |  |  | 0 | 0.0 |  | 0 | 0 |  | 0 | 0 | 0 | 0 |  |  | 0 | 0 | 0 |  | 0 | [5 empty] | 0 |  |  | 0 | [13 empty] | Nos | 1.0 | [10 empty] | Ringlus Electro Controls & Automation PVT LTD | [18 empty] | CGST - RNG | 9.0
[121 empty] | SGST - RNG | 9.0
| 16A DP DC MCB L&T | 16A DP DC MCB L&T | CWA | Nos |  | 16A DP DC MCB L&T |  | 0 | 0 | 1 | 1 | 1 | 0.0 | 0.0 | 0.0 | 0 |  |  | 0.0 | Electrical Components | 16A DP DC MCB L&T | 0 | 31-12-2099 | Material Transfer | Moving Average |  | 0.0 |  | 0 | 0 |  | 0 | 0 | 0 | 0 |  | 0 | Item Attribute | 1 | Nos | 0.0 | 0.0 | 0 | 0.0 | 0 | L&T |  | India |  |  | 0 | 0.0 |  | 0 | 0 |  | 0 | 0 | 0 | 0 |  |  | 0 | 0 | 0 |  | 0 | [5 empty] | 0 |  |  | 0 | [13 empty] | Nos | 1.0 | [10 empty] | Ringlus Electro Controls & Automation PVT LTD | [18 empty] | CGST - RNG | 9.0
[121 empty] | SGST - RNG | 9.0
| Relay Interface Module 230V, AC 2 Common 4 Channel Elmex | Relay Interface Module 230V, AC 2 Common 4 Channel Elmex | CWA | Nos |  | Relay Interface Module 230V, AC 2 Common 4 Channel Elmex |  | 0 | 0 | 1 | 1 | 1 | 0.0 | 0.0 | 0.0 | 0 |  |  | 0.0 | Electrical Components | Relay Interface Module 230V, AC 2 Common 4 Channel Elmex | 0 | 31-12-2099 | Material Transfer | Moving Average |  | 0.0 |  | 0 | 0 |  | 0 | 0 | 0 | 0 |  | 0 | Item Attribute | 1 | Nos | 0.0 | 0.0 | 0 | 0.0 | 0 | Elmex |  | India |  |  | 0 | 0.0 |  | 0 | 0 |  | 0 | 0 | 0 | 0 |  |  | 0 | 0 | 0 |  | 0 | [5 empty] | 0 |  |  | 0 | [13 empty] | Nos | 1.0 | [10 empty] | Ringlus Electro Controls & Automation PVT LTD | [18 empty] | CGST - RNG | 9.0
[121 empty] | SGST - RNG | 9.0
| Relay Interface Module 24V, DC 2 Common 4 Channel Elmex | Relay Interface Module 24V, DC 2 Common 4 Channel Elmex | CWA | Nos |  | Relay Interface Module 24V, DC 2 Common 4 Channel Elmex |  | 0 | 0 | 1 | 1 | 1 | 0.0 | 0.0 | 0.0 | 0 |  |  | 0.0 | Electrical Components | Relay Interface Module 24V, DC 2 Common 4 Channel Elmex | 0 | 31-12-2099 | Material Transfer | Moving Average |  | 0.0 |  | 0 | 0 |  | 0 | 0 | 0 | 0 |  | 0 | Item Attribute | 1 | Nos | 0.0 | 0.0 | 0 | 0.0 | 0 | Elmex |  | India |  |  | 0 | 0.0 |  | 0 | 0 |  | 0 | 0 | 0 | 0 |  |  | 0 | 0 | 0 |  | 0 | [5 empty] | 0 |  |  | 0 | [13 empty] | Nos | 1.0 | [10 empty] | Ringlus Electro Controls & Automation PVT LTD | [18 empty] | CGST - RNG | 9.0
[121 empty] | SGST - RNG | 9.0
| Relay Interface Module12V, DC 2 Common 4 Channel Elmex | Relay Interface Module12V, DC 2 Common 4 Channel Elmex | CWA | Nos |  | Relay Interface Module12V, DC 2 Common 4 Channel Elmex |  | 0 | 0 | 1 | 1 | 1 | 0.0 | 0.0 | 0.0 | 0 |  |  | 0.0 | Electrical Components | Relay Interface Module12V, DC 2 Common 4 Channel Elmex | 0 | 31-12-2099 | Material Transfer | Moving Average |  | 0.0 |  | 0 | 0 |  | 0 | 0 | 0 | 0 |  | 0 | Item Attribute | 1 | Nos | 0.0 | 0.0 | 0 | 0.0 | 0 | Elmex |  | India |  |  | 0 | 0.0 |  | 0 | 0 |  | 0 | 0 | 0 | 0 |  |  | 0 | 0 | 0 |  | 0 | [5 empty] | 0 |  |  | 0 | [13 empty] | Nos | 1.0 | [10 empty] | Ringlus Electro Controls & Automation PVT LTD | [18 empty] | CGST - RNG | 9.0
[121 empty] | SGST - RNG | 9.0
| Relay Interface Module 24V, DC 2 Common 8 Channel Elmex | Relay Interface Module 24V, DC 2 Common 8 Channel Elmex | CWA | Nos |  | Relay Interface Module 24V, DC 2 Common 8 Channel Elmex |  | 0 | 0 | 1 | 1 | 1 | 0.0 | 0.0 | 0.0 | 0 |  |  | 0.0 | Electrical Components | Relay Interface Module 24V, DC 2 Common 8 Channel Elmex | 0 | 31-12-2099 | Material Transfer | Moving Average |  | 0.0 |  | 0 | 0 |  | 0 | 0 | 0 | 0 |  | 0 | Item Attribute | 1 | Nos | 0.0 | 0.0 | 0 | 0.0 | 0 | Elmex |  | India |  |  | 0 | 0.0 |  | 0 | 0 |  | 0 | 0 | 0 | 0 |  |  | 0 | 0 | 0 |  | 0 | [5 empty] | 0 |  |  | 0 | [13 empty] | Nos | 1.0 | [10 empty] | Ringlus Electro Controls & Automation PVT LTD | [18 empty] | CGST - RNG | 9.0
[121 empty] | SGST - RNG | 9.0
| Four Pole two way Centre Off Rotary switch 16A Salzer | Four Pole two way Centre Off Rotary switch 16A Salzer | CWA | Nos |  | Four Pole two way Centre Off Rotary switch 16A Salzer |  | 0 | 0 | 1 | 1 | 1 | 0.0 | 0.0 | 0.0 | 0 |  |  | 0.0 | Electrical Components | Four Pole two way Centre Off Rotary switch 16A Salzer | 0 | 31-12-2099 | Material Transfer | Moving Average |  | 0.0 |  | 0 | 0 |  | 0 | 0 | 0 | 0 |  | 0 | Item Attribute | 1 | Nos | 0.0 | 0.0 | 0 | 0.0 | 0 | Salzer |  | India |  |  | 0 | 0.0 |  | 0 | 0 |  | 0 | 0 | 0 | 0 |  |  | 0 | 0 | 0 |  | 0 | [5 empty] | 0 |  |  | 0 | [13 empty] | Nos | 1.0 | [10 empty] | Ringlus Electro Controls & Automation PVT LTD | [18 empty] | CGST - RNG | 9.0
[121 empty] | SGST - RNG | 9.0
| 230V AC Hooter 96 x 96mm Minilac | 230V AC Hooter 96 x 96mm Minilac | CWA | Nos |  | 230V AC Hooter 96 x 96mm Minilac |  | 0 | 0 | 1 | 1 | 1 | 0.0 | 0.0 | 0.0 | 0 |  |  | 0.0 | Electrical Components | 230V AC Hooter 96 x 96mm Minilac | 0 | 31-12-2099 | Material Transfer | Moving Average |  | 0.0 |  | 0 | 0 |  | 0 | 0 | 0 | 0 |  | 0 | Item Attribute | 1 | Nos | 0.0 | 0.0 | 0 | 0.0 | 0 | Minilac |  | India |  |  | 0 | 0.0 |  | 0 | 0 |  | 0 | 0 | 0 | 0 |  |  | 0 | 0 | 0 |  | 0 | [5 empty] | 0 |  |  | 0 | [13 empty] | Nos | 1.0 | [10 empty] | Ringlus Electro Controls & Automation PVT LTD | [18 empty] | CGST - RNG | 9.0
[121 empty] | SGST - RNG | 9.0
| Annunciation Window 7 stage + Reset Button,24V DC Minilac | Annunciation Window 7 stage + Reset Button,24V DC Minilac | CWA | Nos |  | Annunciation Window 7 stage + Reset Button,24V DC Minilac |  | 0 | 0 | 1 | 1 | 1 | 0.0 | 0.0 | 0.0 | 0 |  |  | 0.0 | Electrical Components | Annunciation Window 7 stage + Reset Button,24V DC Minilac | 0 | 31-12-2099 | Material Transfer | Moving Average |  | 0.0 |  | 0 | 0 |  | 0 | 0 | 0 | 0 |  | 0 | Item Attribute | 1 | Nos | 0.0 | 0.0 | 0 | 0.0 | 0 | Minilac |  | India |  |  | 0 | 0.0 |  | 0 | 0 |  | 0 | 0 | 0 | 0 |  |  | 0 | 0 | 0 |  | 0 | [5 empty] | 0 |  |  | 0 | [13 empty] | Nos | 1.0 | [10 empty] | Ringlus Electro Controls & Automation PVT LTD | [18 empty] | CGST - RNG | 9.0
[121 empty] | SGST - RNG | 9.0
| Sym Head 3P NSR Selector Actuator With 2 Nos of Modular Contact Block Green NO Esbee | Sym Head 3P NSR Selector Actuator With 2 Nos of Modular Contact Block Green NO Esbee | CWA | Nos |  | Sym Head 3P NSR Selector Actuator With 2 Nos of Modular Contact Block Green NO Esbee |  | 0 | 0 | 1 | 1 | 1 | 0.0 | 0.0 | 0.0 | 0 |  |  | 0.0 | Electrical Components | Sym Head 3P NSR Selector Actuator With 2 Nos of Modular Contact Block Green NO Esbee | 0 | 31-12-2099 | Material Transfer | Moving Average |  | 0.0 |  | 0 | 0 |  | 0 | 0 | 0 | 0 |  | 0 | Item Attribute | 1 | Nos | 0.0 | 0.0 | 0 | 0.0 | 0 | Esbee |  | India |  |  | 0 | 0.0 |  | 0 | 0 |  | 0 | 0 | 0 | 0 |  |  | 0 | 0 | 0 |  | 0 | [5 empty] | 0 |  |  | 0 | [13 empty] | Nos | 1.0 | [10 empty] | Ringlus Electro Controls & Automation PVT LTD | [18 empty] | CGST - RNG | 9.0
[121 empty] | SGST - RNG | 9.0
| Sym Head 2P NSR Selector Actuator With 2 Nos of Modular Contact Block Green NO Esbee | Sym Head 2P NSR Selector Actuator With 2 Nos of Modular Contact Block Green NO Esbee | CWA | Nos |  | Sym Head 2P NSR Selector Actuator With 2 Nos of Modular Contact Block Green NO Esbee |  | 0 | 0 | 1 | 1 | 1 | 0.0 | 0.0 | 0.0 | 0 |  |  | 0.0 | Electrical Components | Sym Head 2P NSR Selector Actuator With 2 Nos of Modular Contact Block Green NO Esbee | 0 | 31-12-2099 | Material Transfer | Moving Average |  | 0.0 |  | 0 | 0 |  | 0 | 0 | 0 | 0 |  | 0 | Item Attribute | 1 | Nos | 0.0 | 0.0 | 0 | 0.0 | 0 | Esbee |  | India |  |  | 0 | 0.0 |  | 0 | 0 |  | 0 | 0 | 0 | 0 |  |  | 0 | 0 | 0 |  | 0 | [5 empty] | 0 |  |  | 0 | [13 empty] | Nos | 1.0 | [10 empty] | Ringlus Electro Controls & Automation PVT LTD | [18 empty] | CGST - RNG | 9.0
[121 empty] | SGST - RNG | 9.0
| 10A DP MCB 230V,AC L&T | 10A DP MCB 230V,AC L&T | CWA | Nos |  | 10A DP MCB 230V,AC L&T |  | 0 | 0 | 1 | 1 | 1 | 0.0 | 0.0 | 0.0 | 0 |  |  | 0.0 | Electrical Components | 10A DP MCB 230V,AC L&T | 0 | 31-12-2099 | Material Transfer | Moving Average |  | 0.0 |  | 0 | 0 |  | 0 | 0 | 0 | 0 |  | 0 | Item Attribute | 1 | Nos | 0.0 | 0.0 | 0 | 0.0 | 0 | L&T |  | India |  |  | 0 | 0.0 |  | 0 | 0 |  | 0 | 0 | 0 | 0 |  |  | 0 | 0 | 0 |  | 0 | [5 empty] | 0 |  |  | 0 | [13 empty] | Nos | 1.0 | [10 empty] | Ringlus Electro Controls & Automation PVT LTD | [18 empty] | CGST - RNG | 9.0
[121 empty] | SGST - RNG | 9.0
| 20A DC DP MCB L&T | 20A DC DP MCB L&T | CWA | Nos |  | 20A DC DP MCB L&T |  | 0 | 0 | 1 | 1 | 1 | 0.0 | 0.0 | 0.0 | 0 |  |  | 0.0 | Electrical Components | 20A DC DP MCB L&T | 0 | 31-12-2099 | Material Transfer | Moving Average |  | 0.0 |  | 0 | 0 |  | 0 | 0 | 0 | 0 |  | 0 | Item Attribute | 1 | Nos | 0.0 | 0.0 | 0 | 0.0 | 0 | L&T |  | India |  |  | 0 | 0.0 |  | 0 | 0 |  | 0 | 0 | 0 | 0 |  |  | 0 | 0 | 0 |  | 0 | [5 empty] | 0 |  |  | 0 | [13 empty] | Nos | 1.0 | [10 empty] | Ringlus Electro Controls & Automation PVT LTD | [18 empty] | CGST - RNG | 9.0
[121 empty] | SGST - RNG | 9.0
| LED Indication Lamp 230V AC Green fitted on ON Push button Esbee | LED Indication Lamp 230V AC Green fitted on ON Push button Esbee | CWA | Nos |  | LED Indication Lamp 230V AC Green fitted on ON Push button Esbee |  | 0 | 0 | 1 | 1 | 1 | 0.0 | 0.0 | 0.0 | 0 |  |  | 0.0 | Electrical Components | LED Indication Lamp 230V AC Green fitted on ON Push button Esbee | 0 | 31-12-2099 | Material Transfer | Moving Average |  | 0.0 |  | 0 | 0 |  | 0 | 0 | 0 | 0 |  | 0 | Item Attribute | 1 | Nos | 0.0 | 0.0 | 0 | 0.0 | 0 | Esbee |  | India |  |  | 0 | 0.0 |  | 0 | 0 |  | 0 | 0 | 0 | 0 |  |  | 0 | 0 | 0 |  | 0 | [5 empty] | 0 |  |  | 0 | [13 empty] | Nos | 1.0 | [10 empty] | Ringlus Electro Controls & Automation PVT LTD | [18 empty] | CGST - RNG | 9.0
[121 empty] | SGST - RNG | 9.0
| LED Indication Lamp 12V DC Red fitted on OFF Push button Esbee | LED Indication Lamp 12V DC Red fitted on OFF Push button Esbee | CWA | Nos |  | LED Indication Lamp 12V DC Red fitted on OFF Push button Esbee |  | 0 | 0 | 1 | 1 | 1 | 0.0 | 0.0 | 0.0 | 0 |  |  | 0.0 | Electrical Components | LED Indication Lamp 12V DC Red fitted on OFF Push button Esbee | 0 | 31-12-2099 | Material Transfer | Moving Average |  | 0.0 |  | 0 | 0 |  | 0 | 0 | 0 | 0 |  | 0 | Item Attribute | 1 | Nos | 0.0 | 0.0 | 0 | 0.0 | 0 | Esbee |  | India |  |  | 0 | 0.0 |  | 0 | 0 |  | 0 | 0 | 0 | 0 |  |  | 0 | 0 | 0 |  | 0 | [5 empty] | 0 |  |  | 0 | [13 empty] | Nos | 1.0 | [10 empty] | Ringlus Electro Controls & Automation PVT LTD | [18 empty] | CGST - RNG | 9.0
[121 empty] | SGST - RNG | 9.0
| LED Indication Lamp 24V,DC Green Esbee | LED Indication Lamp 24V,DC Green Esbee | CWA | Nos |  | LED Indication Lamp 24V,DC Green Esbee |  | 0 | 0 | 1 | 1 | 1 | 0.0 | 0.0 | 0.0 | 0 |  |  | 0.0 | Electrical Components | LED Indication Lamp 24V,DC Green Esbee | 0 | 31-12-2099 | Material Transfer | Moving Average |  | 0.0 |  | 0 | 0 |  | 0 | 0 | 0 | 0 |  | 0 | Item Attribute | 1 | Nos | 0.0 | 0.0 | 0 | 0.0 | 0 | Esbee |  | India |  |  | 0 | 0.0 |  | 0 | 0 |  | 0 | 0 | 0 | 0 |  |  | 0 | 0 | 0 |  | 0 | [5 empty] | 0 |  |  | 0 | [13 empty] | Nos | 1.0 | [10 empty] | Ringlus Electro Controls & Automation PVT LTD | [18 empty] | CGST - RNG | 9.0
[121 empty] | SGST - RNG | 9.0
| LED Indication Lamp 24V,DC Red Esbee | LED Indication Lamp 24V,DC Red Esbee | CWA | Nos |  | LED Indication Lamp 24V,DC Red Esbee |  | 0 | 0 | 1 | 1 | 1 | 0.0 | 0.0 | 0.0 | 0 |  |  | 0.0 | Electrical Components | LED Indication Lamp 24V,DC Red Esbee | 0 | 31-12-2099 | Material Transfer | Moving Average |  | 0.0 |  | 0 | 0 |  | 0 | 0 | 0 | 0 |  | 0 | Item Attribute | 1 | Nos | 0.0 | 0.0 | 0 | 0.0 | 0 | Esbee |  | India |  |  | 0 | 0.0 |  | 0 | 0 |  | 0 | 0 | 0 | 0 |  |  | 0 | 0 | 0 |  | 0 | [5 empty] | 0 |  |  | 0 | [13 empty] | Nos | 1.0 | [10 empty] | Ringlus Electro Controls & Automation PVT LTD | [18 empty] | CGST - RNG | 9.0
[121 empty] | SGST - RNG | 9.0
| Mashroom Head Type Stop Push Button with Turn Lock Red with I NO Esbee | Mashroom Head Type Stop Push Button with Turn Lock Red with I NO Esbee | CWA | Nos |  | Mashroom Head Type Stop Push Button with Turn Lock Red with I NO Esbee |  | 0 | 0 | 1 | 1 | 1 | 0.0 | 0.0 | 0.0 | 0 |  |  | 0.0 | Electrical Components | Mashroom Head Type Stop Push Button with Turn Lock Red with I NO Esbee | 0 | 31-12-2099 | Material Transfer | Moving Average |  | 0.0 |  | 0 | 0 |  | 0 | 0 | 0 | 0 |  | 0 | Item Attribute | 1 | Nos | 0.0 | 0.0 | 0 | 0.0 | 0 | Esbee |  | India |  |  | 0 | 0.0 |  | 0 | 0 |  | 0 | 0 | 0 | 0 |  |  | 0 | 0 | 0 |  | 0 | [5 empty] | 0 |  |  | 0 | [13 empty] | Nos | 1.0 | [10 empty] | Ringlus Electro Controls & Automation PVT LTD | [18 empty] | CGST - RNG | 9.0
[121 empty] | SGST - RNG | 9.0
| Push Button with 1 NC Element, Black Esbee | Push Button with 1 NC Element, Black Esbee | CWA | Nos |  | Push Button with 1 NC Element, Black Esbee |  | 0 | 0 | 1 | 1 | 1 | 0.0 | 0.0 | 0.0 | 0 |  |  | 0.0 | Electrical Components | Push Button with 1 NC Element, Black Esbee | 0 | 31-12-2099 | Material Transfer | Moving Average |  | 0.0 |  | 0 | 0 |  | 0 | 0 | 0 | 0 |  | 0 | Item Attribute | 1 | Nos | 0.0 | 0.0 | 0 | 0.0 | 0 | Esbee |  | India |  |  | 0 | 0.0 |  | 0 | 0 |  | 0 | 0 | 0 | 0 |  |  | 0 | 0 | 0 |  | 0 | [5 empty] | 0 |  |  | 0 | [13 empty] | Nos | 1.0 | [10 empty] | Ringlus Electro Controls & Automation PVT LTD | [18 empty] | CGST - RNG | 9.0
[121 empty] | SGST - RNG | 9.0
| Illuminated ON Push Button with 1 No Element Esbee | Illuminated ON Push Button with 1 No Element Esbee | CWA | Nos |  | Illuminated ON Push Button with 1 No Element Esbee |  | 0 | 0 | 1 | 1 | 1 | 0.0 | 0.0 | 0.0 | 0 |  |  | 0.0 | Electrical Components | Illuminated ON Push Button with 1 No Element Esbee | 0 | 31-12-2099 | Material Transfer | Moving Average |  | 0.0 |  | 0 | 0 |  | 0 | 0 | 0 | 0 |  | 0 | Item Attribute | 1 | Nos | 0.0 | 0.0 | 0 | 0.0 | 0 | Esbee |  | India |  |  | 0 | 0.0 |  | 0 | 0 |  | 0 | 0 | 0 | 0 |  |  | 0 | 0 | 0 |  | 0 | [5 empty] | 0 |  |  | 0 | [13 empty] | Nos | 1.0 | [10 empty] | Ringlus Electro Controls & Automation PVT LTD | [18 empty] | CGST - RNG | 9.0
[121 empty] | SGST - RNG | 9.0
| Illuminated OFF Push Button with 1 NO & 1 NC Element Esbee | Illuminated OFF Push Button with 1 NO & 1 NC Element Esbee | CWA | Nos |  | Illuminated OFF Push Button with 1 NO & 1 NC Element Esbee |  | 0 | 0 | 1 | 1 | 1 | 0.0 | 0.0 | 0.0 | 0 |  |  | 0.0 | Electrical Components | Illuminated OFF Push Button with 1 NO & 1 NC Element Esbee | 0 | 31-12-2099 | Material Transfer | Moving Average |  | 0.0 |  | 0 | 0 |  | 0 | 0 | 0 | 0 |  | 0 | Item Attribute | 1 | Nos | 0.0 | 0.0 | 0 | 0.0 | 0 | Esbee |  | India |  |  | 0 | 0.0 |  | 0 | 0 |  | 0 | 0 | 0 | 0 |  |  | 0 | 0 | 0 |  | 0 | [5 empty] | 0 |  |  | 0 | [13 empty] | Nos | 1.0 | [10 empty] | Ringlus Electro Controls & Automation PVT LTD | [18 empty] | CGST - RNG | 9.0
[121 empty] | SGST - RNG | 9.0
| SMPS NHP | SMPS NHP | CWA | Nos |  | SMPS NHP |  | 0 | 0 | 1 | 1 | 1 | 0.0 | 0.0 | 0.0 | 0 |  |  | 0.0 | Electrical Components | SMPS NHP | 0 | 31-12-2099 | Material Transfer | Moving Average |  | 0.0 |  | 0 | 0 |  | 0 | 0 | 0 | 0 |  | 0 | Item Attribute | 1 | Nos | 0.0 | 0.0 | 0 | 0.0 | 0 | NHP |  | India |  |  | 0 | 0.0 |  | 0 | 0 |  | 0 | 0 | 0 | 0 |  |  | 0 | 0 | 0 |  | 0 | [5 empty] | 0 |  |  | 0 | [13 empty] | Nos | 1.0 | [10 empty] | Ringlus Electro Controls & Automation PVT LTD | [18 empty] | CGST - RNG | 9.0
[121 empty] | SGST - RNG | 9.0
| 40A/40A TPN/TPN ACCL Havells DHACOTT4040 | 40A/40A TPN/TPN ACCL Havells DHACOTT4040 | ACCL | Nos |  | 40A/40A TPN/TPN ACCL Havells DHACOTT4040 |  | 0 | 0 | 1 | 1 | 1 | 0.0 | 0.0 | 0.0 | 0 |  |  | 0.0 | Electrical Components | 40A/40A TPN/TPN ACCL Havells DHACOTT4040 | 0 | 31-12-2099 | Material Transfer | Moving Average |  | 0.0 |  | 0 | 0 |  | 0 | 0 | 0 | 0 |  | 0 | Item Attribute | 1 | Nos | 0.0 | 0.0 | 0 | 0.0 | 0 | Havells | DHACOTT4040 | India |  |  | 0 | 0.0 |  | 0 | 0 |  | 0 | 0 | 0 | 0 |  |  | 0 | 0 | 0 |  | 0 | [5 empty] | 0 |  |  | 0 | [13 empty] | Nos | 1.0 | [10 empty] | Ringlus Electro Controls & Automation PVT LTD | [18 empty] | CGST - RNG | 9.0
[121 empty] | SGST - RNG | 9.0
| 30A/1.5A TPN/SPN ACCL Havells DHDOSN301X | 30A/1.5A TPN/SPN ACCL Havells DHDOSN301X | ACCL | Nos |  | 30A/1.5A TPN/SPN ACCL Havells DHDOSN301X |  | 0 | 0 | 1 | 1 | 1 | 0.0 | 0.0 | 0.0 | 0 |  |  | 0.0 | Electrical Components | 30A/1.5A TPN/SPN ACCL Havells DHDOSN301X | 0 | 31-12-2099 | Material Transfer | Moving Average |  | 0.0 |  | 0 | 0 |  | 0 | 0 | 0 | 0 |  | 0 | Item Attribute | 1 | Nos | 0.0 | 0.0 | 0 | 0.0 | 0 | Havells | DHDOSN301X | India |  |  | 0 | 0.0 |  | 0 | 0 |  | 0 | 0 | 0 | 0 |  |  | 0 | 0 | 0 |  | 0 | [5 empty] | 0 |  |  | 0 | [13 empty] | Nos | 1.0 | [10 empty] | Ringlus Electro Controls & Automation PVT LTD | [18 empty] | CGST - RNG | 9.0
[121 empty] | SGST - RNG | 9.0
| Illuminated flush head push button 230V AC Green Esbee | Illuminated flush head push button 230V AC Green Esbee | CWA | Nos |  | Illuminated flush head push button 230V AC Green Esbee |  | 0 | 0 | 1 | 1 | 1 | 0.0 | 0.0 | 0.0 | 0 |  |  | 0.0 | Electrical Components | Illuminated flush head push button 230V AC Green Esbee | 0 | 31-12-2099 | Material Transfer | Moving Average |  | 0.0 |  | 0 | 0 |  | 0 | 0 | 0 | 0 |  | 0 | Item Attribute | 1 | Nos | 0.0 | 0.0 | 0 | 0.0 | 0 | Esbee |  | India |  |  | 0 | 0.0 |  | 0 | 0 |  | 0 | 0 | 0 | 0 |  |  | 0 | 0 | 0 |  | 0 | [5 empty] | 0 |  |  | 0 | [13 empty] | Nos | 1.0 | [10 empty] | Ringlus Electro Controls & Automation PVT LTD | [18 empty] | CGST - RNG | 9.0
[121 empty] | SGST - RNG | 9.0
| Illuminated flush head push button 24V DC Red Esbee | Illuminated flush head push button 24V DC Red Esbee | CWA | Nos |  | Illuminated flush head push button 24V DC Red Esbee |  | 0 | 0 | 1 | 1 | 1 | 0.0 | 0.0 | 0.0 | 0 |  |  | 0.0 | Electrical Components | Illuminated flush head push button 24V DC Red Esbee | 0 | 31-12-2099 | Material Transfer | Moving Average |  | 0.0 |  | 0 | 0 |  | 0 | 0 | 0 | 0 |  | 0 | Item Attribute | 1 | Nos | 0.0 | 0.0 | 0 | 0.0 | 0 | Esbee |  | India |  |  | 0 | 0.0 |  | 0 | 0 |  | 0 | 0 | 0 | 0 |  |  | 0 | 0 | 0 |  | 0 | [5 empty] | 0 |  |  | 0 | [13 empty] | Nos | 1.0 | [10 empty] | Ringlus Electro Controls & Automation PVT LTD | [18 empty] | CGST - RNG | 9.0
[121 empty] | SGST - RNG | 9.0
| LED Indication Lamp 12V,DC Green Esbee | LED Indication Lamp 12V,DC Green Esbee | CWA | Nos |  | LED Indication Lamp 12V,DC Green Esbee |  | 0 | 0 | 1 | 1 | 1 | 0.0 | 0.0 | 0.0 | 0 |  |  | 0.0 | Electrical Components | LED Indication Lamp 12V,DC Green Esbee | 0 | 31-12-2099 | Material Transfer | Moving Average |  | 0.0 |  | 0 | 0 |  | 0 | 0 | 0 | 0 |  | 0 | Item Attribute | 1 | Nos | 0.0 | 0.0 | 0 | 0.0 | 0 | Esbee |  | India |  |  | 0 | 0.0 |  | 0 | 0 |  | 0 | 0 | 0 | 0 |  |  | 0 | 0 | 0 |  | 0 | [5 empty] | 0 |  |  | 0 | [13 empty] | Nos | 1.0 | [10 empty] | Ringlus Electro Controls & Automation PVT LTD | [18 empty] | CGST - RNG | 9.0
[121 empty] | SGST - RNG | 9.0
| 2A 000 DIN-type HRC fuse links Gg 500V 80kA ABB 1SCA107747R1001 | 2A 000 DIN-type HRC fuse links Gg 500V 80kA ABB 1SCA107747R1001 | ABBSFU | Nos |  | 2A 000 DIN-type HRC fuse links Gg 500V 80kA ABB 1SCA107747R1001 |  | 0 | 0 | 1 | 1 | 1 | 0.0 | 0.0 | 0.0 | 0 |  |  | 0.0 | Electrical Components | 2A 000 DIN-type HRC fuse links Gg 500V 80kA ABB 1SCA107747R1001 | 0 | 31-12-2099 | Material Transfer | Moving Average |  | 0.0 |  | 0 | 0 |  | 0 | 0 | 0 | 0 |  | 0 | Item Attribute | 1 | Nos | 0.0 | 0.0 | 0 | 0.0 | 0 | ABB | 1SCA107747R1001 | India |  |  | 0 | 0.0 |  | 0 | 0 |  | 0 | 0 | 0 | 0 |  |  | 0 | 0 | 0 |  | 0 | [5 empty] | 0 |  |  | 0 | [13 empty] | Nos | 1.0 | [10 empty] | Ringlus Electro Controls & Automation PVT LTD | [18 empty] | CGST - RNG | 9.0
[121 empty] | SGST - RNG | 9.0
| 6A 000 DIN-type HRC fuse links Gg 500V 80kA ABB 1SCA107748R1001 | 6A 000 DIN-type HRC fuse links Gg 500V 80kA ABB 1SCA107748R1001 | ABBSFU | Nos |  | 6A 000 DIN-type HRC fuse links Gg 500V 80kA ABB 1SCA107748R1001 |  | 0 | 0 | 1 | 1 | 1 | 0.0 | 0.0 | 0.0 | 0 |  |  | 0.0 | Electrical Components | 6A 000 DIN-type HRC fuse links Gg 500V 80kA ABB 1SCA107748R1001 | 0 | 31-12-2099 | Material Transfer | Moving Average |  | 0.0 |  | 0 | 0 |  | 0 | 0 | 0 | 0 |  | 0 | Item Attribute | 1 | Nos | 0.0 | 0.0 | 0 | 0.0 | 0 | ABB | 1SCA107748R1001 | India |  |  | 0 | 0.0 |  | 0 | 0 |  | 0 | 0 | 0 | 0 |  |  | 0 | 0 | 0 |  | 0 | [5 empty] | 0 |  |  | 0 | [13 empty] | Nos | 1.0 | [10 empty] | Ringlus Electro Controls & Automation PVT LTD | [18 empty] | CGST - RNG | 9.0
[121 empty] | SGST - RNG | 9.0
| 10A 000 DIN-type HRC fuse links Gg 500V 80kA ABB 1SCA107749R1001 | 10A 000 DIN-type HRC fuse links Gg 500V 80kA ABB 1SCA107749R1001 | ABBSFU | Nos |  | 10A 000 DIN-type HRC fuse links Gg 500V 80kA ABB 1SCA107749R1001 |  | 0 | 0 | 1 | 1 | 1 | 0.0 | 0.0 | 0.0 | 0 |  |  | 0.0 | Electrical Components | 10A 000 DIN-type HRC fuse links Gg 500V 80kA ABB 1SCA107749R1001 | 0 | 31-12-2099 | Material Transfer | Moving Average |  | 0.0 |  | 0 | 0 |  | 0 | 0 | 0 | 0 |  | 0 | Item Attribute | 1 | Nos | 0.0 | 0.0 | 0 | 0.0 | 0 | ABB | 1SCA107749R1001 | India |  |  | 0 | 0.0 |  | 0 | 0 |  | 0 | 0 | 0 | 0 |  |  | 0 | 0 | 0 |  | 0 | [5 empty] | 0 |  |  | 0 | [13 empty] | Nos | 1.0 | [10 empty] | Ringlus Electro Controls & Automation PVT LTD | [18 empty] | CGST - RNG | 9.0
[121 empty] | SGST - RNG | 9.0
| 16A 000 DIN-type HRC fuse links Gg 500V 80kA ABB 1SCA107750R1001 | 16A 000 DIN-type HRC fuse links Gg 500V 80kA ABB 1SCA107750R1001 | ABBSFU | Nos |  | 16A 000 DIN-type HRC fuse links Gg 500V 80kA ABB 1SCA107750R1001 |  | 0 | 0 | 1 | 1 | 1 | 0.0 | 0.0 | 0.0 | 0 |  |  | 0.0 | Electrical Components | 16A 000 DIN-type HRC fuse links Gg 500V 80kA ABB 1SCA107750R1001 | 0 | 31-12-2099 | Material Transfer | Moving Average |  | 0.0 |  | 0 | 0 |  | 0 | 0 | 0 | 0 |  | 0 | Item Attribute | 1 | Nos | 0.0 | 0.0 | 0 | 0.0 | 0 | ABB | 1SCA107750R1001 | India |  |  | 0 | 0.0 |  | 0 | 0 |  | 0 | 0 | 0 | 0 |  |  | 0 | 0 | 0 |  | 0 | [5 empty] | 0 |  |  | 0 | [13 empty] | Nos | 1.0 | [10 empty] | Ringlus Electro Controls & Automation PVT LTD | [18 empty] | CGST - RNG | 9.0
[121 empty] | SGST - RNG | 9.0
| 20A 000 DIN-type HRC fuse links Gg 500V 80kA ABB 1SCA107751R1001 | 20A 000 DIN-type HRC fuse links Gg 500V 80kA ABB 1SCA107751R1001 | ABBSFU | Nos |  | 20A 000 DIN-type HRC fuse links Gg 500V 80kA ABB 1SCA107751R1001 |  | 0 | 0 | 1 | 1 | 1 | 0.0 | 0.0 | 0.0 | 0 |  |  | 0.0 | Electrical Components | 20A 000 DIN-type HRC fuse links Gg 500V 80kA ABB 1SCA107751R1001 | 0 | 31-12-2099 | Material Transfer | Moving Average |  | 0.0 |  | 0 | 0 |  | 0 | 0 | 0 | 0 |  | 0 | Item Attribute | 1 | Nos | 0.0 | 0.0 | 0 | 0.0 | 0 | ABB | 1SCA107751R1001 | India |  |  | 0 | 0.0 |  | 0 | 0 |  | 0 | 0 | 0 | 0 |  |  | 0 | 0 | 0 |  | 0 | [5 empty] | 0 |  |  | 0 | [13 empty] | Nos | 1.0 | [10 empty] | Ringlus Electro Controls & Automation PVT LTD | [18 empty] | CGST - RNG | 9.0
[121 empty] | SGST - RNG | 9.0
| 25A 000 DIN-type HRC fuse links Gg 500V 80kA ABB 1SCA107751R1002 | 25A 000 DIN-type HRC fuse links Gg 500V 80kA ABB 1SCA107751R1002 | ABBSFU | Nos |  | 25A 000 DIN-type HRC fuse links Gg 500V 80kA ABB 1SCA107751R1002 |  | 0 | 0 | 1 | 1 | 1 | 0.0 | 0.0 | 0.0 | 0 |  |  | 0.0 | Electrical Components | 25A 000 DIN-type HRC fuse links Gg 500V 80kA ABB 1SCA107751R1002 | 0 | 31-12-2099 | Material Transfer | Moving Average |  | 0.0 |  | 0 | 0 |  | 0 | 0 | 0 | 0 |  | 0 | Item Attribute | 1 | Nos | 0.0 | 0.0 | 0 | 0.0 | 0 | ABB | 1SCA107751R1002 | India |  |  | 0 | 0.0 |  | 0 | 0 |  | 0 | 0 | 0 | 0 |  |  | 0 | 0 | 0 |  | 0 | [5 empty] | 0 |  |  | 0 | [13 empty] | Nos | 1.0 | [10 empty] | Ringlus Electro Controls & Automation PVT LTD | [18 empty] | CGST - RNG | 9.0
[121 empty] | SGST - RNG | 9.0
| 32A 000 DIN-type HRC fuse links Gg 500V 80kA ABB 1SCA107752R1001 | 32A 000 DIN-type HRC fuse links Gg 500V 80kA ABB 1SCA107752R1001 | ABBSFU | Nos |  | 32A 000 DIN-type HRC fuse links Gg 500V 80kA ABB 1SCA107752R1001 |  | 0 | 0 | 1 | 1 | 1 | 0.0 | 0.0 | 0.0 | 0 |  |  | 0.0 | Electrical Components | 32A 000 DIN-type HRC fuse links Gg 500V 80kA ABB 1SCA107752R1001 | 0 | 31-12-2099 | Material Transfer | Moving Average |  | 0.0 |  | 0 | 0 |  | 0 | 0 | 0 | 0 |  | 0 | Item Attribute | 1 | Nos | 0.0 | 0.0 | 0 | 0.0 | 0 | ABB | 1SCA107752R1001 | India |  |  | 0 | 0.0 |  | 0 | 0 |  | 0 | 0 | 0 | 0 |  |  | 0 | 0 | 0 |  | 0 | [5 empty] | 0 |  |  | 0 | [13 empty] | Nos | 1.0 | [10 empty] | Ringlus Electro Controls & Automation PVT LTD | [18 empty] | CGST - RNG | 9.0
[121 empty] | SGST - RNG | 9.0
| 63A 000 DIN-type HRC fuse links Gg 500V 80kA ABB 1SCA107753R1001 | 63A 000 DIN-type HRC fuse links Gg 500V 80kA ABB 1SCA107753R1001 | ABBSFU | Nos |  | 63A 000 DIN-type HRC fuse links Gg 500V 80kA ABB 1SCA107753R1001 |  | 0 | 0 | 1 | 1 | 1 | 0.0 | 0.0 | 0.0 | 0 |  |  | 0.0 | Electrical Components | 63A 000 DIN-type HRC fuse links Gg 500V 80kA ABB 1SCA107753R1001 | 0 | 31-12-2099 | Material Transfer | Moving Average |  | 0.0 |  | 0 | 0 |  | 0 | 0 | 0 | 0 |  | 0 | Item Attribute | 1 | Nos | 0.0 | 0.0 | 0 | 0.0 | 0 | ABB | 1SCA107753R1001 | India |  |  | 0 | 0.0 |  | 0 | 0 |  | 0 | 0 | 0 | 0 |  |  | 0 | 0 | 0 |  | 0 | [5 empty] | 0 |  |  | 0 | [13 empty] | Nos | 1.0 | [10 empty] | Ringlus Electro Controls & Automation PVT LTD | [18 empty] | CGST - RNG | 9.0
[121 empty] | SGST - RNG | 9.0
| 6A 00 DIN-type HRC fuse links Gg 500V 80kA ABB 1SCA107754R1001 | 6A 00 DIN-type HRC fuse links Gg 500V 80kA ABB 1SCA107754R1001 | ABBSFU | Nos |  | 6A 00 DIN-type HRC fuse links Gg 500V 80kA ABB 1SCA107754R1001 |  | 0 | 0 | 1 | 1 | 1 | 0.0 | 0.0 | 0.0 | 0 |  |  | 0.0 | Electrical Components | 6A 00 DIN-type HRC fuse links Gg 500V 80kA ABB 1SCA107754R1001 | 0 | 31-12-2099 | Material Transfer | Moving Average |  | 0.0 |  | 0 | 0 |  | 0 | 0 | 0 | 0 |  | 0 | Item Attribute | 1 | Nos | 0.0 | 0.0 | 0 | 0.0 | 0 | ABB | 1SCA107754R1001 | India |  |  | 0 | 0.0 |  | 0 | 0 |  | 0 | 0 | 0 | 0 |  |  | 0 | 0 | 0 |  | 0 | [5 empty] | 0 |  |  | 0 | [13 empty] | Nos | 1.0 | [10 empty] | Ringlus Electro Controls & Automation PVT LTD | [18 empty] | CGST - RNG | 9.0
[121 empty] | SGST - RNG | 9.0
| 10A 00 DIN-type HRC fuse links Gg 500V 80kA ABB 1SCA107755R1001 | 10A 00 DIN-type HRC fuse links Gg 500V 80kA ABB 1SCA107755R1001 | ABBSFU | Nos |  | 10A 00 DIN-type HRC fuse links Gg 500V 80kA ABB 1SCA107755R1001 |  | 0 | 0 | 1 | 1 | 1 | 0.0 | 0.0 | 0.0 | 0 |  |  | 0.0 | Electrical Components | 10A 00 DIN-type HRC fuse links Gg 500V 80kA ABB 1SCA107755R1001 | 0 | 31-12-2099 | Material Transfer | Moving Average |  | 0.0 |  | 0 | 0 |  | 0 | 0 | 0 | 0 |  | 0 | Item Attribute | 1 | Nos | 0.0 | 0.0 | 0 | 0.0 | 0 | ABB | 1SCA107755R1001 | India |  |  | 0 | 0.0 |  | 0 | 0 |  | 0 | 0 | 0 | 0 |  |  | 0 | 0 | 0 |  | 0 | [5 empty] | 0 |  |  | 0 | [13 empty] | Nos | 1.0 | [10 empty] | Ringlus Electro Controls & Automation PVT LTD | [18 empty] | CGST - RNG | 9.0
[121 empty] | SGST - RNG | 9.0
| 16A 00 DIN-type HRC fuse links Gg 500V 80kA ABB 1SCA107756R1001 | 16A 00 DIN-type HRC fuse links Gg 500V 80kA ABB 1SCA107756R1001 | ABBSFU | Nos |  | 16A 00 DIN-type HRC fuse links Gg 500V 80kA ABB 1SCA107756R1001 |  | 0 | 0 | 1 | 1 | 1 | 0.0 | 0.0 | 0.0 | 0 |  |  | 0.0 | Electrical Components | 16A 00 DIN-type HRC fuse links Gg 500V 80kA ABB 1SCA107756R1001 | 0 | 31-12-2099 | Material Transfer | Moving Average |  | 0.0 |  | 0 | 0 |  | 0 | 0 | 0 | 0 |  | 0 | Item Attribute | 1 | Nos | 0.0 | 0.0 | 0 | 0.0 | 0 | ABB | 1SCA107756R1001 | India |  |  | 0 | 0.0 |  | 0 | 0 |  | 0 | 0 | 0 | 0 |  |  | 0 | 0 | 0 |  | 0 | [5 empty] | 0 |  |  | 0 | [13 empty] | Nos | 1.0 | [10 empty] | Ringlus Electro Controls & Automation PVT LTD | [18 empty] | CGST - RNG | 9.0
[121 empty] | SGST - RNG | 9.0
| 20A 00 DIN-type HRC fuse links Gg 500V 80kA ABB 1SCA107757R1001 | 20A 00 DIN-type HRC fuse links Gg 500V 80kA ABB 1SCA107757R1001 | ABBSFU | Nos |  | 20A 00 DIN-type HRC fuse links Gg 500V 80kA ABB 1SCA107757R1001 |  | 0 | 0 | 1 | 1 | 1 | 0.0 | 0.0 | 0.0 | 0 |  |  | 0.0 | Electrical Components | 20A 00 DIN-type HRC fuse links Gg 500V 80kA ABB 1SCA107757R1001 | 0 | 31-12-2099 | Material Transfer | Moving Average |  | 0.0 |  | 0 | 0 |  | 0 | 0 | 0 | 0 |  | 0 | Item Attribute | 1 | Nos | 0.0 | 0.0 | 0 | 0.0 | 0 | ABB | 1SCA107757R1001 | India |  |  | 0 | 0.0 |  | 0 | 0 |  | 0 | 0 | 0 | 0 |  |  | 0 | 0 | 0 |  | 0 | [5 empty] | 0 |  |  | 0 | [13 empty] | Nos | 1.0 | [10 empty] | Ringlus Electro Controls & Automation PVT LTD | [18 empty] | CGST - RNG | 9.0
[121 empty] | SGST - RNG | 9.0
| 25A 00 DIN-type HRC fuse links Gg 500V 80kA ABB 1SCA107758R1001 | 25A 00 DIN-type HRC fuse links Gg 500V 80kA ABB 1SCA107758R1001 | ABBSFU | Nos |  | 25A 00 DIN-type HRC fuse links Gg 500V 80kA ABB 1SCA107758R1001 |  | 0 | 0 | 1 | 1 | 1 | 0.0 | 0.0 | 0.0 | 0 |  |  | 0.0 | Electrical Components | 25A 00 DIN-type HRC fuse links Gg 500V 80kA ABB 1SCA107758R1001 | 0 | 31-12-2099 | Material Transfer | Moving Average |  | 0.0 |  | 0 | 0 |  | 0 | 0 | 0 | 0 |  | 0 | Item Attribute | 1 | Nos | 0.0 | 0.0 | 0 | 0.0 | 0 | ABB | 1SCA107758R1001 | India |  |  | 0 | 0.0 |  | 0 | 0 |  | 0 | 0 | 0 | 0 |  |  | 0 | 0 | 0 |  | 0 | [5 empty] | 0 |  |  | 0 | [13 empty] | Nos | 1.0 | [10 empty] | Ringlus Electro Controls & Automation PVT LTD | [18 empty] | CGST - RNG | 9.0
[121 empty] | SGST - RNG | 9.0
| 32A 00 DIN-type HRC fuse links Gg 500V 80kA ABB 1SCA107759R1001 | 32A 00 DIN-type HRC fuse links Gg 500V 80kA ABB 1SCA107759R1001 | ABBSFU | Nos |  | 32A 00 DIN-type HRC fuse links Gg 500V 80kA ABB 1SCA107759R1001 |  | 0 | 0 | 1 | 1 | 1 | 0.0 | 0.0 | 0.0 | 0 |  |  | 0.0 | Electrical Components | 32A 00 DIN-type HRC fuse links Gg 500V 80kA ABB 1SCA107759R1001 | 0 | 31-12-2099 | Material Transfer | Moving Average |  | 0.0 |  | 0 | 0 |  | 0 | 0 | 0 | 0 |  | 0 | Item Attribute | 1 | Nos | 0.0 | 0.0 | 0 | 0.0 | 0 | ABB | 1SCA107759R1001 | India |  |  | 0 | 0.0 |  | 0 | 0 |  | 0 | 0 | 0 | 0 |  |  | 0 | 0 | 0 |  | 0 | [5 empty] | 0 |  |  | 0 | [13 empty] | Nos | 1.0 | [10 empty] | Ringlus Electro Controls & Automation PVT LTD | [18 empty] | CGST - RNG | 9.0
[121 empty] | SGST - RNG | 9.0
| 50A 00 DIN-type HRC fuse links Gg 500V 80kA ABB 1SCA107760R1001 | 50A 00 DIN-type HRC fuse links Gg 500V 80kA ABB 1SCA107760R1001 | ABBSFU | Nos |  | 50A 00 DIN-type HRC fuse links Gg 500V 80kA ABB 1SCA107760R1001 |  | 0 | 0 | 1 | 1 | 1 | 0.0 | 0.0 | 0.0 | 0 |  |  | 0.0 | Electrical Components | 50A 00 DIN-type HRC fuse links Gg 500V 80kA ABB 1SCA107760R1001 | 0 | 31-12-2099 | Material Transfer | Moving Average |  | 0.0 |  | 0 | 0 |  | 0 | 0 | 0 | 0 |  | 0 | Item Attribute | 1 | Nos | 0.0 | 0.0 | 0 | 0.0 | 0 | ABB | 1SCA107760R1001 | India |  |  | 0 | 0.0 |  | 0 | 0 |  | 0 | 0 | 0 | 0 |  |  | 0 | 0 | 0 |  | 0 | [5 empty] | 0 |  |  | 0 | [13 empty] | Nos | 1.0 | [10 empty] | Ringlus Electro Controls & Automation PVT LTD | [18 empty] | CGST - RNG | 9.0
[121 empty] | SGST - RNG | 9.0
| 63A 00 DIN-type HRC fuse links Gg 500V 80kA ABB 1SCA107761R1001 | 63A 00 DIN-type HRC fuse links Gg 500V 80kA ABB 1SCA107761R1001 | ABBSFU | Nos |  | 63A 00 DIN-type HRC fuse links Gg 500V 80kA ABB 1SCA107761R1001 |  | 0 | 0 | 1 | 1 | 1 | 0.0 | 0.0 | 0.0 | 0 |  |  | 0.0 | Electrical Components | 63A 00 DIN-type HRC fuse links Gg 500V 80kA ABB 1SCA107761R1001 | 0 | 31-12-2099 | Material Transfer | Moving Average |  | 0.0 |  | 0 | 0 |  | 0 | 0 | 0 | 0 |  | 0 | Item Attribute | 1 | Nos | 0.0 | 0.0 | 0 | 0.0 | 0 | ABB | 1SCA107761R1001 | India |  |  | 0 | 0.0 |  | 0 | 0 |  | 0 | 0 | 0 | 0 |  |  | 0 | 0 | 0 |  | 0 | [5 empty] | 0 |  |  | 0 | [13 empty] | Nos | 1.0 | [10 empty] | Ringlus Electro Controls & Automation PVT LTD | [18 empty] | CGST - RNG | 9.0
[121 empty] | SGST - RNG | 9.0
| 80A 00 DIN-type HRC fuse links Gg 500V 80kA ABB 1SCA107762R1001 | 80A 00 DIN-type HRC fuse links Gg 500V 80kA ABB 1SCA107762R1001 | ABBSFU | Nos |  | 80A 00 DIN-type HRC fuse links Gg 500V 80kA ABB 1SCA107762R1001 |  | 0 | 0 | 1 | 1 | 1 | 0.0 | 0.0 | 0.0 | 0 |  |  | 0.0 | Electrical Components | 80A 00 DIN-type HRC fuse links Gg 500V 80kA ABB 1SCA107762R1001 | 0 | 31-12-2099 | Material Transfer | Moving Average |  | 0.0 |  | 0 | 0 |  | 0 | 0 | 0 | 0 |  | 0 | Item Attribute | 1 | Nos | 0.0 | 0.0 | 0 | 0.0 | 0 | ABB | 1SCA107762R1001 | India |  |  | 0 | 0.0 |  | 0 | 0 |  | 0 | 0 | 0 | 0 |  |  | 0 | 0 | 0 |  | 0 | [5 empty] | 0 |  |  | 0 | [13 empty] | Nos | 1.0 | [10 empty] | Ringlus Electro Controls & Automation PVT LTD | [18 empty] | CGST - RNG | 9.0
[121 empty] | SGST - RNG | 9.0
| 100A 00 DIN-type HRC fuse links Gg 500V 80kA ABB 1SCA107763R1001 | 100A 00 DIN-type HRC fuse links Gg 500V 80kA ABB 1SCA107763R1001 | ABBSFU | Nos |  | 100A 00 DIN-type HRC fuse links Gg 500V 80kA ABB 1SCA107763R1001 |  | 0 | 0 | 1 | 1 | 1 | 0.0 | 0.0 | 0.0 | 0 |  |  | 0.0 | Electrical Components | 100A 00 DIN-type HRC fuse links Gg 500V 80kA ABB 1SCA107763R1001 | 0 | 31-12-2099 | Material Transfer | Moving Average |  | 0.0 |  | 0 | 0 |  | 0 | 0 | 0 | 0 |  | 0 | Item Attribute | 1 | Nos | 0.0 | 0.0 | 0 | 0.0 | 0 | ABB | 1SCA107763R1001 | India |  |  | 0 | 0.0 |  | 0 | 0 |  | 0 | 0 | 0 | 0 |  |  | 0 | 0 | 0 |  | 0 | [5 empty] | 0 |  |  | 0 | [13 empty] | Nos | 1.0 | [10 empty] | Ringlus Electro Controls & Automation PVT LTD | [18 empty] | CGST - RNG | 9.0
[121 empty] | SGST - RNG | 9.0
| 125A 00 DIN-type HRC fuse links Gg 500V 80kA ABB 1SCA107764R1001 | 125A 00 DIN-type HRC fuse links Gg 500V 80kA ABB 1SCA107764R1001 | ABBSFU | Nos |  | 125A 00 DIN-type HRC fuse links Gg 500V 80kA ABB 1SCA107764R1001 |  | 0 | 0 | 1 | 1 | 1 | 0.0 | 0.0 | 0.0 | 0 |  |  | 0.0 | Electrical Components | 125A 00 DIN-type HRC fuse links Gg 500V 80kA ABB 1SCA107764R1001 | 0 | 31-12-2099 | Material Transfer | Moving Average |  | 0.0 |  | 0 | 0 |  | 0 | 0 | 0 | 0 |  | 0 | Item Attribute | 1 | Nos | 0.0 | 0.0 | 0 | 0.0 | 0 | ABB | 1SCA107764R1001 | India |  |  | 0 | 0.0 |  | 0 | 0 |  | 0 | 0 | 0 | 0 |  |  | 0 | 0 | 0 |  | 0 | [5 empty] | 0 |  |  | 0 | [13 empty] | Nos | 1.0 | [10 empty] | Ringlus Electro Controls & Automation PVT LTD | [18 empty] | CGST - RNG | 9.0
[121 empty] | SGST - RNG | 9.0
| 160A 00 DIN-type HRC fuse links Gg 500V 80kA ABB 1SCA107765R1001 | 160A 00 DIN-type HRC fuse links Gg 500V 80kA ABB 1SCA107765R1001 | ABBSFU | Nos |  | 160A 00 DIN-type HRC fuse links Gg 500V 80kA ABB 1SCA107765R1001 |  | 0 | 0 | 1 | 1 | 1 | 0.0 | 0.0 | 0.0 | 0 |  |  | 0.0 | Electrical Components | 160A 00 DIN-type HRC fuse links Gg 500V 80kA ABB 1SCA107765R1001 | 0 | 31-12-2099 | Material Transfer | Moving Average |  | 0.0 |  | 0 | 0 |  | 0 | 0 | 0 | 0 |  | 0 | Item Attribute | 1 | Nos | 0.0 | 0.0 | 0 | 0.0 | 0 | ABB | 1SCA107765R1001 | India |  |  | 0 | 0.0 |  | 0 | 0 |  | 0 | 0 | 0 | 0 |  |  | 0 | 0 | 0 |  | 0 | [5 empty] | 0 |  |  | 0 | [13 empty] | Nos | 1.0 | [10 empty] | Ringlus Electro Controls & Automation PVT LTD | [18 empty] | CGST - RNG | 9.0
[121 empty] | SGST - RNG | 9.0
| 160A 0 DIN-type HRC fuse links Gg 500V 80kA ABB 1SCA022627R3170 | 160A 0 DIN-type HRC fuse links Gg 500V 80kA ABB 1SCA022627R3170 | ABBSFU | Nos |  | 160A 0 DIN-type HRC fuse links Gg 500V 80kA ABB 1SCA022627R3170 |  | 0 | 0 | 1 | 1 | 1 | 0.0 | 0.0 | 0.0 | 0 |  |  | 0.0 | Electrical Components | 160A 0 DIN-type HRC fuse links Gg 500V 80kA ABB 1SCA022627R3170 | 0 | 31-12-2099 | Material Transfer | Moving Average |  | 0.0 |  | 0 | 0 |  | 0 | 0 | 0 | 0 |  | 0 | Item Attribute | 1 | Nos | 0.0 | 0.0 | 0 | 0.0 | 0 | ABB | 1SCA022627R3170 | India |  |  | 0 | 0.0 |  | 0 | 0 |  | 0 | 0 | 0 | 0 |  |  | 0 | 0 | 0 |  | 0 | [5 empty] | 0 |  |  | 0 | [13 empty] | Nos | 1.0 | [10 empty] | Ringlus Electro Controls & Automation PVT LTD | [18 empty] | CGST - RNG | 9.0
[121 empty] | SGST - RNG | 9.0
| 200A 0 DIN-type HRC fuse links Gg 500V 80kA ABB 1SCA022629R5140 | 200A 0 DIN-type HRC fuse links Gg 500V 80kA ABB 1SCA022629R5140 | ABBSFU | Nos |  | 200A 0 DIN-type HRC fuse links Gg 500V 80kA ABB 1SCA022629R5140 |  | 0 | 0 | 1 | 1 | 1 | 0.0 | 0.0 | 0.0 | 0 |  |  | 0.0 | Electrical Components | 200A 0 DIN-type HRC fuse links Gg 500V 80kA ABB 1SCA022629R5140 | 0 | 31-12-2099 | Material Transfer | Moving Average |  | 0.0 |  | 0 | 0 |  | 0 | 0 | 0 | 0 |  | 0 | Item Attribute | 1 | Nos | 0.0 | 0.0 | 0 | 0.0 | 0 | ABB | 1SCA022629R5140 | India |  |  | 0 | 0.0 |  | 0 | 0 |  | 0 | 0 | 0 | 0 |  |  | 0 | 0 | 0 |  | 0 | [5 empty] | 0 |  |  | 0 | [13 empty] | Nos | 1.0 | [10 empty] | Ringlus Electro Controls & Automation PVT LTD | [18 empty] | CGST - RNG | 9.0
[121 empty] | SGST - RNG | 9.0
| 32A 1 DIN-type HRC fuse links Gg 500V 80kA ABB 1SCA107766R1001 | 32A 1 DIN-type HRC fuse links Gg 500V 80kA ABB 1SCA107766R1001 | ABBSFU | Nos |  | 32A 1 DIN-type HRC fuse links Gg 500V 80kA ABB 1SCA107766R1001 |  | 0 | 0 | 1 | 1 | 1 | 0.0 | 0.0 | 0.0 | 0 |  |  | 0.0 | Electrical Components | 32A 1 DIN-type HRC fuse links Gg 500V 80kA ABB 1SCA107766R1001 | 0 | 31-12-2099 | Material Transfer | Moving Average |  | 0.0 |  | 0 | 0 |  | 0 | 0 | 0 | 0 |  | 0 | Item Attribute | 1 | Nos | 0.0 | 0.0 | 0 | 0.0 | 0 | ABB | 1SCA107766R1001 | India |  |  | 0 | 0.0 |  | 0 | 0 |  | 0 | 0 | 0 | 0 |  |  | 0 | 0 | 0 |  | 0 | [5 empty] | 0 |  |  | 0 | [13 empty] | Nos | 1.0 | [10 empty] | Ringlus Electro Controls & Automation PVT LTD | [18 empty] | CGST - RNG | 9.0
[121 empty] | SGST - RNG | 9.0
| 50A 1 DIN-type HRC fuse links Gg 500V 80kA ABB 1SCA107767R1001 | 50A 1 DIN-type HRC fuse links Gg 500V 80kA ABB 1SCA107767R1001 | ABBSFU | Nos |  | 50A 1 DIN-type HRC fuse links Gg 500V 80kA ABB 1SCA107767R1001 |  | 0 | 0 | 1 | 1 | 1 | 0.0 | 0.0 | 0.0 | 0 |  |  | 0.0 | Electrical Components | 50A 1 DIN-type HRC fuse links Gg 500V 80kA ABB 1SCA107767R1001 | 0 | 31-12-2099 | Material Transfer | Moving Average |  | 0.0 |  | 0 | 0 |  | 0 | 0 | 0 | 0 |  | 0 | Item Attribute | 1 | Nos | 0.0 | 0.0 | 0 | 0.0 | 0 | ABB | 1SCA107767R1001 | India |  |  | 0 | 0.0 |  | 0 | 0 |  | 0 | 0 | 0 | 0 |  |  | 0 | 0 | 0 |  | 0 | [5 empty] | 0 |  |  | 0 | [13 empty] | Nos | 1.0 | [10 empty] | Ringlus Electro Controls & Automation PVT LTD | [18 empty] | CGST - RNG | 9.0
[121 empty] | SGST - RNG | 9.0
| 63A 1 DIN-type HRC fuse links Gg 500V 80kA ABB 1SCA107768R1001 | 63A 1 DIN-type HRC fuse links Gg 500V 80kA ABB 1SCA107768R1001 | ABBSFU | Nos |  | 63A 1 DIN-type HRC fuse links Gg 500V 80kA ABB 1SCA107768R1001 |  | 0 | 0 | 1 | 1 | 1 | 0.0 | 0.0 | 0.0 | 0 |  |  | 0.0 | Electrical Components | 63A 1 DIN-type HRC fuse links Gg 500V 80kA ABB 1SCA107768R1001 | 0 | 31-12-2099 | Material Transfer | Moving Average |  | 0.0 |  | 0 | 0 |  | 0 | 0 | 0 | 0 |  | 0 | Item Attribute | 1 | Nos | 0.0 | 0.0 | 0 | 0.0 | 0 | ABB | 1SCA107768R1001 | India |  |  | 0 | 0.0 |  | 0 | 0 |  | 0 | 0 | 0 | 0 |  |  | 0 | 0 | 0 |  | 0 | [5 empty] | 0 |  |  | 0 | [13 empty] | Nos | 1.0 | [10 empty] | Ringlus Electro Controls & Automation PVT LTD | [18 empty] | CGST - RNG | 9.0
[121 empty] | SGST - RNG | 9.0
| 80A 1 DIN-type HRC fuse links Gg 500V 80kA ABB 1SCA107769R1001 | 80A 1 DIN-type HRC fuse links Gg 500V 80kA ABB 1SCA107769R1001 | ABBSFU | Nos |  | 80A 1 DIN-type HRC fuse links Gg 500V 80kA ABB 1SCA107769R1001 |  | 0 | 0 | 1 | 1 | 1 | 0.0 | 0.0 | 0.0 | 0 |  |  | 0.0 | Electrical Components | 80A 1 DIN-type HRC fuse links Gg 500V 80kA ABB 1SCA107769R1001 | 0 | 31-12-2099 | Material Transfer | Moving Average |  | 0.0 |  | 0 | 0 |  | 0 | 0 | 0 | 0 |  | 0 | Item Attribute | 1 | Nos | 0.0 | 0.0 | 0 | 0.0 | 0 | ABB | 1SCA107769R1001 | India |  |  | 0 | 0.0 |  | 0 | 0 |  | 0 | 0 | 0 | 0 |  |  | 0 | 0 | 0 |  | 0 | [5 empty] | 0 |  |  | 0 | [13 empty] | Nos | 1.0 | [10 empty] | Ringlus Electro Controls & Automation PVT LTD | [18 empty] | CGST - RNG | 9.0
[121 empty] | SGST - RNG | 9.0
| 100A 1 DIN-type HRC fuse links Gg 500V 80kA ABB 1SCA107770R1001 | 100A 1 DIN-type HRC fuse links Gg 500V 80kA ABB 1SCA107770R1001 | ABBSFU | Nos |  | 100A 1 DIN-type HRC fuse links Gg 500V 80kA ABB 1SCA107770R1001 |  | 0 | 0 | 1 | 1 | 1 | 0.0 | 0.0 | 0.0 | 0 |  |  | 0.0 | Electrical Components | 100A 1 DIN-type HRC fuse links Gg 500V 80kA ABB 1SCA107770R1001 | 0 | 31-12-2099 | Material Transfer | Moving Average |  | 0.0 |  | 0 | 0 |  | 0 | 0 | 0 | 0 |  | 0 | Item Attribute | 1 | Nos | 0.0 | 0.0 | 0 | 0.0 | 0 | ABB | 1SCA107770R1001 | India |  |  | 0 | 0.0 |  | 0 | 0 |  | 0 | 0 | 0 | 0 |  |  | 0 | 0 | 0 |  | 0 | [5 empty] | 0 |  |  | 0 | [13 empty] | Nos | 1.0 | [10 empty] | Ringlus Electro Controls & Automation PVT LTD | [18 empty] | CGST - RNG | 9.0
[121 empty] | SGST - RNG | 9.0
| 125A 1 DIN-type HRC fuse links Gg 500V 80kA ABB 1SCA107771R1001 | 125A 1 DIN-type HRC fuse links Gg 500V 80kA ABB 1SCA107771R1001 | ABBSFU | Nos |  | 125A 1 DIN-type HRC fuse links Gg 500V 80kA ABB 1SCA107771R1001 |  | 0 | 0 | 1 | 1 | 1 | 0.0 | 0.0 | 0.0 | 0 |  |  | 0.0 | Electrical Components | 125A 1 DIN-type HRC fuse links Gg 500V 80kA ABB 1SCA107771R1001 | 0 | 31-12-2099 | Material Transfer | Moving Average |  | 0.0 |  | 0 | 0 |  | 0 | 0 | 0 | 0 |  | 0 | Item Attribute | 1 | Nos | 0.0 | 0.0 | 0 | 0.0 | 0 | ABB | 1SCA107771R1001 | India |  |  | 0 | 0.0 |  | 0 | 0 |  | 0 | 0 | 0 | 0 |  |  | 0 | 0 | 0 |  | 0 | [5 empty] | 0 |  |  | 0 | [13 empty] | Nos | 1.0 | [10 empty] | Ringlus Electro Controls & Automation PVT LTD | [18 empty] | CGST - RNG | 9.0
[121 empty] | SGST - RNG | 9.0
| 160A 1 DIN-type HRC fuse links Gg 500V 80kA ABB 1SCA107772R1001 | 160A 1 DIN-type HRC fuse links Gg 500V 80kA ABB 1SCA107772R1001 | ABBSFU | Nos |  | 160A 1 DIN-type HRC fuse links Gg 500V 80kA ABB 1SCA107772R1001 |  | 0 | 0 | 1 | 1 | 1 | 0.0 | 0.0 | 0.0 | 0 |  |  | 0.0 | Electrical Components | 160A 1 DIN-type HRC fuse links Gg 500V 80kA ABB 1SCA107772R1001 | 0 | 31-12-2099 | Material Transfer | Moving Average |  | 0.0 |  | 0 | 0 |  | 0 | 0 | 0 | 0 |  | 0 | Item Attribute | 1 | Nos | 0.0 | 0.0 | 0 | 0.0 | 0 | ABB | 1SCA107772R1001 | India |  |  | 0 | 0.0 |  | 0 | 0 |  | 0 | 0 | 0 | 0 |  |  | 0 | 0 | 0 |  | 0 | [5 empty] | 0 |  |  | 0 | [13 empty] | Nos | 1.0 | [10 empty] | Ringlus Electro Controls & Automation PVT LTD | [18 empty] | CGST - RNG | 9.0
[121 empty] | SGST - RNG | 9.0
| 200A 1 DIN-type HRC fuse links Gg 500V 80kA ABB 1SCA107773R1001 | 200A 1 DIN-type HRC fuse links Gg 500V 80kA ABB 1SCA107773R1001 | ABBSFU | Nos |  | 200A 1 DIN-type HRC fuse links Gg 500V 80kA ABB 1SCA107773R1001 |  | 0 | 0 | 1 | 1 | 1 | 0.0 | 0.0 | 0.0 | 0 |  |  | 0.0 | Electrical Components | 200A 1 DIN-type HRC fuse links Gg 500V 80kA ABB 1SCA107773R1001 | 0 | 31-12-2099 | Material Transfer | Moving Average |  | 0.0 |  | 0 | 0 |  | 0 | 0 | 0 | 0 |  | 0 | Item Attribute | 1 | Nos | 0.0 | 0.0 | 0 | 0.0 | 0 | ABB | 1SCA107773R1001 | India |  |  | 0 | 0.0 |  | 0 | 0 |  | 0 | 0 | 0 | 0 |  |  | 0 | 0 | 0 |  | 0 | [5 empty] | 0 |  |  | 0 | [13 empty] | Nos | 1.0 | [10 empty] | Ringlus Electro Controls & Automation PVT LTD | [18 empty] | CGST - RNG | 9.0
[121 empty] | SGST - RNG | 9.0
| 250A 1 DIN-type HRC fuse links Gg 500V 80kA ABB 1SCA107774R1001 | 250A 1 DIN-type HRC fuse links Gg 500V 80kA ABB 1SCA107774R1001 | ABBSFU | Nos |  | 250A 1 DIN-type HRC fuse links Gg 500V 80kA ABB 1SCA107774R1001 |  | 0 | 0 | 1 | 1 | 1 | 0.0 | 0.0 | 0.0 | 0 |  |  | 0.0 | Electrical Components | 250A 1 DIN-type HRC fuse links Gg 500V 80kA ABB 1SCA107774R1001 | 0 | 31-12-2099 | Material Transfer | Moving Average |  | 0.0 |  | 0 | 0 |  | 0 | 0 | 0 | 0 |  | 0 | Item Attribute | 1 | Nos | 0.0 | 0.0 | 0 | 0.0 | 0 | ABB | 1SCA107774R1001 | India |  |  | 0 | 0.0 |  | 0 | 0 |  | 0 | 0 | 0 | 0 |  |  | 0 | 0 | 0 |  | 0 | [5 empty] | 0 |  |  | 0 | [13 empty] | Nos | 1.0 | [10 empty] | Ringlus Electro Controls & Automation PVT LTD | [18 empty] | CGST - RNG | 9.0
[121 empty] | SGST - RNG | 9.0
| 100A 2 DIN-type HRC fuse links Gg 500V 80kA ABB 1SCA107775R1001 | 100A 2 DIN-type HRC fuse links Gg 500V 80kA ABB 1SCA107775R1001 | ABBSFU | Nos |  | 100A 2 DIN-type HRC fuse links Gg 500V 80kA ABB 1SCA107775R1001 |  | 0 | 0 | 1 | 1 | 1 | 0.0 | 0.0 | 0.0 | 0 |  |  | 0.0 | Electrical Components | 100A 2 DIN-type HRC fuse links Gg 500V 80kA ABB 1SCA107775R1001 | 0 | 31-12-2099 | Material Transfer | Moving Average |  | 0.0 |  | 0 | 0 |  | 0 | 0 | 0 | 0 |  | 0 | Item Attribute | 1 | Nos | 0.0 | 0.0 | 0 | 0.0 | 0 | ABB | 1SCA107775R1001 | India |  |  | 0 | 0.0 |  | 0 | 0 |  | 0 | 0 | 0 | 0 |  |  | 0 | 0 | 0 |  | 0 | [5 empty] | 0 |  |  | 0 | [13 empty] | Nos | 1.0 | [10 empty] | Ringlus Electro Controls & Automation PVT LTD | [18 empty] | CGST - RNG | 9.0
[121 empty] | SGST - RNG | 9.0
| 125A 2 DIN-type HRC fuse links Gg 500V 80kA ABB 1SCA107776R1001 | 125A 2 DIN-type HRC fuse links Gg 500V 80kA ABB 1SCA107776R1001 | ABBSFU | Nos |  | 125A 2 DIN-type HRC fuse links Gg 500V 80kA ABB 1SCA107776R1001 |  | 0 | 0 | 1 | 1 | 1 | 0.0 | 0.0 | 0.0 | 0 |  |  | 0.0 | Electrical Components | 125A 2 DIN-type HRC fuse links Gg 500V 80kA ABB 1SCA107776R1001 | 0 | 31-12-2099 | Material Transfer | Moving Average |  | 0.0 |  | 0 | 0 |  | 0 | 0 | 0 | 0 |  | 0 | Item Attribute | 1 | Nos | 0.0 | 0.0 | 0 | 0.0 | 0 | ABB | 1SCA107776R1001 | India |  |  | 0 | 0.0 |  | 0 | 0 |  | 0 | 0 | 0 | 0 |  |  | 0 | 0 | 0 |  | 0 | [5 empty] | 0 |  |  | 0 | [13 empty] | Nos | 1.0 | [10 empty] | Ringlus Electro Controls & Automation PVT LTD | [18 empty] | CGST - RNG | 9.0
[121 empty] | SGST - RNG | 9.0
| 250A 2 DIN-type HRC fuse links Gg 500V 80kA ABB 1SCA107778R1001 | 250A 2 DIN-type HRC fuse links Gg 500V 80kA ABB 1SCA107778R1001 | ABBSFU | Nos |  | 250A 2 DIN-type HRC fuse links Gg 500V 80kA ABB 1SCA107778R1001 |  | 0 | 0 | 1 | 1 | 1 | 0.0 | 0.0 | 0.0 | 0 |  |  | 0.0 | Electrical Components | 250A 2 DIN-type HRC fuse links Gg 500V 80kA ABB 1SCA107778R1001 | 0 | 31-12-2099 | Material Transfer | Moving Average |  | 0.0 |  | 0 | 0 |  | 0 | 0 | 0 | 0 |  | 0 | Item Attribute | 1 | Nos | 0.0 | 0.0 | 0 | 0.0 | 0 | ABB | 1SCA107778R1001 | India |  |  | 0 | 0.0 |  | 0 | 0 |  | 0 | 0 | 0 | 0 |  |  | 0 | 0 | 0 |  | 0 | [5 empty] | 0 |  |  | 0 | [13 empty] | Nos | 1.0 | [10 empty] | Ringlus Electro Controls & Automation PVT LTD | [18 empty] | CGST - RNG | 9.0
[121 empty] | SGST - RNG | 9.0
| 315A 2 DIN-type HRC fuse links Gg 500V 80kA ABB 1SCA107779R1001 | 315A 2 DIN-type HRC fuse links Gg 500V 80kA ABB 1SCA107779R1001 | ABBSFU | Nos |  | 315A 2 DIN-type HRC fuse links Gg 500V 80kA ABB 1SCA107779R1001 |  | 0 | 0 | 1 | 1 | 1 | 0.0 | 0.0 | 0.0 | 0 |  |  | 0.0 | Electrical Components | 315A 2 DIN-type HRC fuse links Gg 500V 80kA ABB 1SCA107779R1001 | 0 | 31-12-2099 | Material Transfer | Moving Average |  | 0.0 |  | 0 | 0 |  | 0 | 0 | 0 | 0 |  | 0 | Item Attribute | 1 | Nos | 0.0 | 0.0 | 0 | 0.0 | 0 | ABB | 1SCA107779R1001 | India |  |  | 0 | 0.0 |  | 0 | 0 |  | 0 | 0 | 0 | 0 |  |  | 0 | 0 | 0 |  | 0 | [5 empty] | 0 |  |  | 0 | [13 empty] | Nos | 1.0 | [10 empty] | Ringlus Electro Controls & Automation PVT LTD | [18 empty] | CGST - RNG | 9.0
[121 empty] | SGST - RNG | 9.0
| 400A 2 DIN-type HRC fuse links Gg 500V 80kA ABB 1SCA107780R1001 | 400A 2 DIN-type HRC fuse links Gg 500V 80kA ABB 1SCA107780R1001 | ABBSFU | Nos |  | 400A 2 DIN-type HRC fuse links Gg 500V 80kA ABB 1SCA107780R1001 |  | 0 | 0 | 1 | 1 | 1 | 0.0 | 0.0 | 0.0 | 0 |  |  | 0.0 | Electrical Components | 400A 2 DIN-type HRC fuse links Gg 500V 80kA ABB 1SCA107780R1001 | 0 | 31-12-2099 | Material Transfer | Moving Average |  | 0.0 |  | 0 | 0 |  | 0 | 0 | 0 | 0 |  | 0 | Item Attribute | 1 | Nos | 0.0 | 0.0 | 0 | 0.0 | 0 | ABB | 1SCA107780R1001 | India |  |  | 0 | 0.0 |  | 0 | 0 |  | 0 | 0 | 0 | 0 |  |  | 0 | 0 | 0 |  | 0 | [5 empty] | 0 |  |  | 0 | [13 empty] | Nos | 1.0 | [10 empty] | Ringlus Electro Controls & Automation PVT LTD | [18 empty] | CGST - RNG | 9.0
[121 empty] | SGST - RNG | 9.0
| 315A 3 DIN-type HRC fuse links Gg 500V 80kA ABB 1SCA107781R1001 | 315A 3 DIN-type HRC fuse links Gg 500V 80kA ABB 1SCA107781R1001 | ABBSFU | Nos |  | 315A 3 DIN-type HRC fuse links Gg 500V 80kA ABB 1SCA107781R1001 |  | 0 | 0 | 1 | 1 | 1 | 0.0 | 0.0 | 0.0 | 0 |  |  | 0.0 | Electrical Components | 315A 3 DIN-type HRC fuse links Gg 500V 80kA ABB 1SCA107781R1001 | 0 | 31-12-2099 | Material Transfer | Moving Average |  | 0.0 |  | 0 | 0 |  | 0 | 0 | 0 | 0 |  | 0 | Item Attribute | 1 | Nos | 0.0 | 0.0 | 0 | 0.0 | 0 | ABB | 1SCA107781R1001 | India |  |  | 0 | 0.0 |  | 0 | 0 |  | 0 | 0 | 0 | 0 |  |  | 0 | 0 | 0 |  | 0 | [5 empty] | 0 |  |  | 0 | [13 empty] | Nos | 1.0 | [10 empty] | Ringlus Electro Controls & Automation PVT LTD | [18 empty] | CGST - RNG | 9.0
[121 empty] | SGST - RNG | 9.0
| 500A 3 DIN-type HRC fuse links Gg 500V 80kA ABB 1SCA107783R1001 | 500A 3 DIN-type HRC fuse links Gg 500V 80kA ABB 1SCA107783R1001 | ABBSFU | Nos |  | 500A 3 DIN-type HRC fuse links Gg 500V 80kA ABB 1SCA107783R1001 |  | 0 | 0 | 1 | 1 | 1 | 0.0 | 0.0 | 0.0 | 0 |  |  | 0.0 | Electrical Components | 500A 3 DIN-type HRC fuse links Gg 500V 80kA ABB 1SCA107783R1001 | 0 | 31-12-2099 | Material Transfer | Moving Average |  | 0.0 |  | 0 | 0 |  | 0 | 0 | 0 | 0 |  | 0 | Item Attribute | 1 | Nos | 0.0 | 0.0 | 0 | 0.0 | 0 | ABB | 1SCA107783R1001 | India |  |  | 0 | 0.0 |  | 0 | 0 |  | 0 | 0 | 0 | 0 |  |  | 0 | 0 | 0 |  | 0 | [5 empty] | 0 |  |  | 0 | [13 empty] | Nos | 1.0 | [10 empty] | Ringlus Electro Controls & Automation PVT LTD | [18 empty] | CGST - RNG | 9.0
[121 empty] | SGST - RNG | 9.0
| 630A 3 DIN-type HRC fuse links Gg 500V 80kA ABB 1SCA107784R1001 | 630A 3 DIN-type HRC fuse links Gg 500V 80kA ABB 1SCA107784R1001 | ABBSFU | Nos |  | 630A 3 DIN-type HRC fuse links Gg 500V 80kA ABB 1SCA107784R1001 |  | 0 | 0 | 1 | 1 | 1 | 0.0 | 0.0 | 0.0 | 0 |  |  | 0.0 | Electrical Components | 630A 3 DIN-type HRC fuse links Gg 500V 80kA ABB 1SCA107784R1001 | 0 | 31-12-2099 | Material Transfer | Moving Average |  | 0.0 |  | 0 | 0 |  | 0 | 0 | 0 | 0 |  | 0 | Item Attribute | 1 | Nos | 0.0 | 0.0 | 0 | 0.0 | 0 | ABB | 1SCA107784R1001 | India |  |  | 0 | 0.0 |  | 0 | 0 |  | 0 | 0 | 0 | 0 |  |  | 0 | 0 | 0 |  | 0 | [5 empty] | 0 |  |  | 0 | [13 empty] | Nos | 1.0 | [10 empty] | Ringlus Electro Controls & Automation PVT LTD | [18 empty] | CGST - RNG | 9.0
[121 empty] | SGST - RNG | 9.0
| 800A 3 DIN-type HRC fuse links Gg 500V 80kA ABB 1SCA107785R1001 | 800A 3 DIN-type HRC fuse links Gg 500V 80kA ABB 1SCA107785R1001 | ABBSFU | Nos |  | 800A 3 DIN-type HRC fuse links Gg 500V 80kA ABB 1SCA107785R1001 |  | 0 | 0 | 1 | 1 | 1 | 0.0 | 0.0 | 0.0 | 0 |  |  | 0.0 | Electrical Components | 800A 3 DIN-type HRC fuse links Gg 500V 80kA ABB 1SCA107785R1001 | 0 | 31-12-2099 | Material Transfer | Moving Average |  | 0.0 |  | 0 | 0 |  | 0 | 0 | 0 | 0 |  | 0 | Item Attribute | 1 | Nos | 0.0 | 0.0 | 0 | 0.0 | 0 | ABB | 1SCA107785R1001 | India |  |  | 0 | 0.0 |  | 0 | 0 |  | 0 | 0 | 0 | 0 |  |  | 0 | 0 | 0 |  | 0 | [5 empty] | 0 |  |  | 0 | [13 empty] | Nos | 1.0 | [10 empty] | Ringlus Electro Controls & Automation PVT LTD | [18 empty] | CGST - RNG | 9.0
[121 empty] | SGST - RNG | 9.0
| 160A 00 DIN-type HRC fuse base ABB 1SCA833001R2001 | 160A 00 DIN-type HRC fuse base ABB 1SCA833001R2001 | ABBSFU | Nos |  | 160A 00 DIN-type HRC fuse base ABB 1SCA833001R2001 |  | 0 | 0 | 1 | 1 | 1 | 0.0 | 0.0 | 0.0 | 0 |  |  | 0.0 | Electrical Components | 160A 00 DIN-type HRC fuse base ABB 1SCA833001R2001 | 0 | 31-12-2099 | Material Transfer | Moving Average |  | 0.0 |  | 0 | 0 |  | 0 | 0 | 0 | 0 |  | 0 | Item Attribute | 1 | Nos | 0.0 | 0.0 | 0 | 0.0 | 0 | ABB | 1SCA833001R2001 | India |  |  | 0 | 0.0 |  | 0 | 0 |  | 0 | 0 | 0 | 0 |  |  | 0 | 0 | 0 |  | 0 | [5 empty] | 0 |  |  | 0 | [13 empty] | Nos | 1.0 | [10 empty] | Ringlus Electro Controls & Automation PVT LTD | [18 empty] | CGST - RNG | 9.0
[121 empty] | SGST - RNG | 9.0
| 250A 1 DIN-type HRC fuse base ABB 1SCA833001R2002 | 250A 1 DIN-type HRC fuse base ABB 1SCA833001R2002 | ABBSFU | Nos |  | 250A 1 DIN-type HRC fuse base ABB 1SCA833001R2002 |  | 0 | 0 | 1 | 1 | 1 | 0.0 | 0.0 | 0.0 | 0 |  |  | 0.0 | Electrical Components | 250A 1 DIN-type HRC fuse base ABB 1SCA833001R2002 | 0 | 31-12-2099 | Material Transfer | Moving Average |  | 0.0 |  | 0 | 0 |  | 0 | 0 | 0 | 0 |  | 0 | Item Attribute | 1 | Nos | 0.0 | 0.0 | 0 | 0.0 | 0 | ABB | 1SCA833001R2002 | India |  |  | 0 | 0.0 |  | 0 | 0 |  | 0 | 0 | 0 | 0 |  |  | 0 | 0 | 0 |  | 0 | [5 empty] | 0 |  |  | 0 | [13 empty] | Nos | 1.0 | [10 empty] | Ringlus Electro Controls & Automation PVT LTD | [18 empty] | CGST - RNG | 9.0
[121 empty] | SGST - RNG | 9.0
| 400A 2 DIN-type HRC fuse base ABB 1SCA833001R2003 | 400A 2 DIN-type HRC fuse base ABB 1SCA833001R2003 | ABBSFU | Nos |  | 400A 2 DIN-type HRC fuse base ABB 1SCA833001R2003 |  | 0 | 0 | 1 | 1 | 1 | 0.0 | 0.0 | 0.0 | 0 |  |  | 0.0 | Electrical Components | 400A 2 DIN-type HRC fuse base ABB 1SCA833001R2003 | 0 | 31-12-2099 | Material Transfer | Moving Average |  | 0.0 |  | 0 | 0 |  | 0 | 0 | 0 | 0 |  | 0 | Item Attribute | 1 | Nos | 0.0 | 0.0 | 0 | 0.0 | 0 | ABB | 1SCA833001R2003 | India |  |  | 0 | 0.0 |  | 0 | 0 |  | 0 | 0 | 0 | 0 |  |  | 0 | 0 | 0 |  | 0 | [5 empty] | 0 |  |  | 0 | [13 empty] | Nos | 1.0 | [10 empty] | Ringlus Electro Controls & Automation PVT LTD | [18 empty] | CGST - RNG | 9.0
[121 empty] | SGST - RNG | 9.0
| 630A 3 DIN-type HRC fuse base ABB 1SCA833001R2004 | 630A 3 DIN-type HRC fuse base ABB 1SCA833001R2004 | ABBSFU | Nos |  | 630A 3 DIN-type HRC fuse base ABB 1SCA833001R2004 |  | 0 | 0 | 1 | 1 | 1 | 0.0 | 0.0 | 0.0 | 0 |  |  | 0.0 | Electrical Components | 630A 3 DIN-type HRC fuse base ABB 1SCA833001R2004 | 0 | 31-12-2099 | Material Transfer | Moving Average |  | 0.0 |  | 0 | 0 |  | 0 | 0 | 0 | 0 |  | 0 | Item Attribute | 1 | Nos | 0.0 | 0.0 | 0 | 0.0 | 0 | ABB | 1SCA833001R2004 | India |  |  | 0 | 0.0 |  | 0 | 0 |  | 0 | 0 | 0 | 0 |  |  | 0 | 0 | 0 |  | 0 | [5 empty] | 0 |  |  | 0 | [13 empty] | Nos | 1.0 | [10 empty] | Ringlus Electro Controls & Automation PVT LTD | [18 empty] | CGST - RNG | 9.0
[121 empty] | SGST - RNG | 9.0
| 2A F1 BS-type HRC fuse links Gg 415V 80kA ABB 1SCA107786R1001 | 2A F1 BS-type HRC fuse links Gg 415V 80kA ABB 1SCA107786R1001 | ABBSFU | Nos |  | 2A F1 BS-type HRC fuse links Gg 415V 80kA ABB 1SCA107786R1001 |  | 0 | 0 | 1 | 1 | 1 | 0.0 | 0.0 | 0.0 | 0 |  |  | 0.0 | Electrical Components | 2A F1 BS-type HRC fuse links Gg 415V 80kA ABB 1SCA107786R1001 | 0 | 31-12-2099 | Material Transfer | Moving Average |  | 0.0 |  | 0 | 0 |  | 0 | 0 | 0 | 0 |  | 0 | Item Attribute | 1 | Nos | 0.0 | 0.0 | 0 | 0.0 | 0 | ABB | 1SCA107786R1001 | India |  |  | 0 | 0.0 |  | 0 | 0 |  | 0 | 0 | 0 | 0 |  |  | 0 | 0 | 0 |  | 0 | [5 empty] | 0 |  |  | 0 | [13 empty] | Nos | 1.0 | [10 empty] | Ringlus Electro Controls & Automation PVT LTD | [18 empty] | CGST - RNG | 9.0
[121 empty] | SGST - RNG | 9.0
| 4A F1 BS-type HRC fuse links Gg 415V 80kA ABB 1SCA107787R1001 | 4A F1 BS-type HRC fuse links Gg 415V 80kA ABB 1SCA107787R1001 | ABBSFU | Nos |  | 4A F1 BS-type HRC fuse links Gg 415V 80kA ABB 1SCA107787R1001 |  | 0 | 0 | 1 | 1 | 1 | 0.0 | 0.0 | 0.0 | 0 |  |  | 0.0 | Electrical Components | 4A F1 BS-type HRC fuse links Gg 415V 80kA ABB 1SCA107787R1001 | 0 | 31-12-2099 | Material Transfer | Moving Average |  | 0.0 |  | 0 | 0 |  | 0 | 0 | 0 | 0 |  | 0 | Item Attribute | 1 | Nos | 0.0 | 0.0 | 0 | 0.0 | 0 | ABB | 1SCA107787R1001 | India |  |  | 0 | 0.0 |  | 0 | 0 |  | 0 | 0 | 0 | 0 |  |  | 0 | 0 | 0 |  | 0 | [5 empty] | 0 |  |  | 0 | [13 empty] | Nos | 1.0 | [10 empty] | Ringlus Electro Controls & Automation PVT LTD | [18 empty] | CGST - RNG | 9.0
[121 empty] | SGST - RNG | 9.0
| 6A F1 BS-type HRC fuse links Gg 415V 80kA ABB 1SCA107788R1001 | 6A F1 BS-type HRC fuse links Gg 415V 80kA ABB 1SCA107788R1001 | ABBSFU | Nos |  | 6A F1 BS-type HRC fuse links Gg 415V 80kA ABB 1SCA107788R1001 |  | 0 | 0 | 1 | 1 | 1 | 0.0 | 0.0 | 0.0 | 0 |  |  | 0.0 | Electrical Components | 6A F1 BS-type HRC fuse links Gg 415V 80kA ABB 1SCA107788R1001 | 0 | 31-12-2099 | Material Transfer | Moving Average |  | 0.0 |  | 0 | 0 |  | 0 | 0 | 0 | 0 |  | 0 | Item Attribute | 1 | Nos | 0.0 | 0.0 | 0 | 0.0 | 0 | ABB | 1SCA107788R1001 | India |  |  | 0 | 0.0 |  | 0 | 0 |  | 0 | 0 | 0 | 0 |  |  | 0 | 0 | 0 |  | 0 | [5 empty] | 0 |  |  | 0 | [13 empty] | Nos | 1.0 | [10 empty] | Ringlus Electro Controls & Automation PVT LTD | [18 empty] | CGST - RNG | 9.0
[121 empty] | SGST - RNG | 9.0
| 10A F1 BS-type HRC fuse links Gg 415V 80kA ABB 1SCA107789R1001 | 10A F1 BS-type HRC fuse links Gg 415V 80kA ABB 1SCA107789R1001 | ABBSFU | Nos |  | 10A F1 BS-type HRC fuse links Gg 415V 80kA ABB 1SCA107789R1001 |  | 0 | 0 | 1 | 1 | 1 | 0.0 | 0.0 | 0.0 | 0 |  |  | 0.0 | Electrical Components | 10A F1 BS-type HRC fuse links Gg 415V 80kA ABB 1SCA107789R1001 | 0 | 31-12-2099 | Material Transfer | Moving Average |  | 0.0 |  | 0 | 0 |  | 0 | 0 | 0 | 0 |  | 0 | Item Attribute | 1 | Nos | 0.0 | 0.0 | 0 | 0.0 | 0 | ABB | 1SCA107789R1001 | India |  |  | 0 | 0.0 |  | 0 | 0 |  | 0 | 0 | 0 | 0 |  |  | 0 | 0 | 0 |  | 0 | [5 empty] | 0 |  |  | 0 | [13 empty] | Nos | 1.0 | [10 empty] | Ringlus Electro Controls & Automation PVT LTD | [18 empty] | CGST - RNG | 9.0
[121 empty] | SGST - RNG | 9.0
| 16A F1 BS-type HRC fuse links Gg 415V 80kA ABB 1SCA107790R1001 | 16A F1 BS-type HRC fuse links Gg 415V 80kA ABB 1SCA107790R1001 | ABBSFU | Nos |  | 16A F1 BS-type HRC fuse links Gg 415V 80kA ABB 1SCA107790R1001 |  | 0 | 0 | 1 | 1 | 1 | 0.0 | 0.0 | 0.0 | 0 |  |  | 0.0 | Electrical Components | 16A F1 BS-type HRC fuse links Gg 415V 80kA ABB 1SCA107790R1001 | 0 | 31-12-2099 | Material Transfer | Moving Average |  | 0.0 |  | 0 | 0 |  | 0 | 0 | 0 | 0 |  | 0 | Item Attribute | 1 | Nos | 0.0 | 0.0 | 0 | 0.0 | 0 | ABB | 1SCA107790R1001 | India |  |  | 0 | 0.0 |  | 0 | 0 |  | 0 | 0 | 0 | 0 |  |  | 0 | 0 | 0 |  | 0 | [5 empty] | 0 |  |  | 0 | [13 empty] | Nos | 1.0 | [10 empty] | Ringlus Electro Controls & Automation PVT LTD | [18 empty] | CGST - RNG | 9.0
[121 empty] | SGST - RNG | 9.0
| 20A F1 BS-type HRC fuse links Gg 415V 80kA ABB 1SCA107791R1001 | 20A F1 BS-type HRC fuse links Gg 415V 80kA ABB 1SCA107791R1001 | ABBSFU | Nos |  | 20A F1 BS-type HRC fuse links Gg 415V 80kA ABB 1SCA107791R1001 |  | 0 | 0 | 1 | 1 | 1 | 0.0 | 0.0 | 0.0 | 0 |  |  | 0.0 | Electrical Components | 20A F1 BS-type HRC fuse links Gg 415V 80kA ABB 1SCA107791R1001 | 0 | 31-12-2099 | Material Transfer | Moving Average |  | 0.0 |  | 0 | 0 |  | 0 | 0 | 0 | 0 |  | 0 | Item Attribute | 1 | Nos | 0.0 | 0.0 | 0 | 0.0 | 0 | ABB | 1SCA107791R1001 | India |  |  | 0 | 0.0 |  | 0 | 0 |  | 0 | 0 | 0 | 0 |  |  | 0 | 0 | 0 |  | 0 | [5 empty] | 0 |  |  | 0 | [13 empty] | Nos | 1.0 | [10 empty] | Ringlus Electro Controls & Automation PVT LTD | [18 empty] | CGST - RNG | 9.0
[121 empty] | SGST - RNG | 9.0
| 25A F1 BS-type HRC fuse links Gg 415V 80kA ABB 1SCA107792R1001 | 25A F1 BS-type HRC fuse links Gg 415V 80kA ABB 1SCA107792R1001 | ABBSFU | Nos |  | 25A F1 BS-type HRC fuse links Gg 415V 80kA ABB 1SCA107792R1001 |  | 0 | 0 | 1 | 1 | 1 | 0.0 | 0.0 | 0.0 | 0 |  |  | 0.0 | Electrical Components | 25A F1 BS-type HRC fuse links Gg 415V 80kA ABB 1SCA107792R1001 | 0 | 31-12-2099 | Material Transfer | Moving Average |  | 0.0 |  | 0 | 0 |  | 0 | 0 | 0 | 0 |  | 0 | Item Attribute | 1 | Nos | 0.0 | 0.0 | 0 | 0.0 | 0 | ABB | 1SCA107792R1001 | India |  |  | 0 | 0.0 |  | 0 | 0 |  | 0 | 0 | 0 | 0 |  |  | 0 | 0 | 0 |  | 0 | [5 empty] | 0 |  |  | 0 | [13 empty] | Nos | 1.0 | [10 empty] | Ringlus Electro Controls & Automation PVT LTD | [18 empty] | CGST - RNG | 9.0
[121 empty] | SGST - RNG | 9.0
| 32A F1 BS-type HRC fuse links Gg 415V 80kA ABB 1SCA107793R1001 | 32A F1 BS-type HRC fuse links Gg 415V 80kA ABB 1SCA107793R1001 | ABBSFU | Nos |  | 32A F1 BS-type HRC fuse links Gg 415V 80kA ABB 1SCA107793R1001 |  | 0 | 0 | 1 | 1 | 1 | 0.0 | 0.0 | 0.0 | 0 |  |  | 0.0 | Electrical Components | 32A F1 BS-type HRC fuse links Gg 415V 80kA ABB 1SCA107793R1001 | 0 | 31-12-2099 | Material Transfer | Moving Average |  | 0.0 |  | 0 | 0 |  | 0 | 0 | 0 | 0 |  | 0 | Item Attribute | 1 | Nos | 0.0 | 0.0 | 0 | 0.0 | 0 | ABB | 1SCA107793R1001 | India |  |  | 0 | 0.0 |  | 0 | 0 |  | 0 | 0 | 0 | 0 |  |  | 0 | 0 | 0 |  | 0 | [5 empty] | 0 |  |  | 0 | [13 empty] | Nos | 1.0 | [10 empty] | Ringlus Electro Controls & Automation PVT LTD | [18 empty] | CGST - RNG | 9.0
[121 empty] | SGST - RNG | 9.0
| 6A A2 BS-type HRC fuse links Gg 415V 80kA ABB 1SCA107795R1001 | 6A A2 BS-type HRC fuse links Gg 415V 80kA ABB 1SCA107795R1001 | ABBSFU | Nos |  | 6A A2 BS-type HRC fuse links Gg 415V 80kA ABB 1SCA107795R1001 |  | 0 | 0 | 1 | 1 | 1 | 0.0 | 0.0 | 0.0 | 0 |  |  | 0.0 | Electrical Components | 6A A2 BS-type HRC fuse links Gg 415V 80kA ABB 1SCA107795R1001 | 0 | 31-12-2099 | Material Transfer | Moving Average |  | 0.0 |  | 0 | 0 |  | 0 | 0 | 0 | 0 |  | 0 | Item Attribute | 1 | Nos | 0.0 | 0.0 | 0 | 0.0 | 0 | ABB | 1SCA107795R1001 | India |  |  | 0 | 0.0 |  | 0 | 0 |  | 0 | 0 | 0 | 0 |  |  | 0 | 0 | 0 |  | 0 | [5 empty] | 0 |  |  | 0 | [13 empty] | Nos | 1.0 | [10 empty] | Ringlus Electro Controls & Automation PVT LTD | [18 empty] | CGST - RNG | 9.0
[121 empty] | SGST - RNG | 9.0
| 10A A2 BS-type HRC fuse links Gg 415V 80kA ABB 1SCA107796R1001 | 10A A2 BS-type HRC fuse links Gg 415V 80kA ABB 1SCA107796R1001 | ABBSFU | Nos |  | 10A A2 BS-type HRC fuse links Gg 415V 80kA ABB 1SCA107796R1001 |  | 0 | 0 | 1 | 1 | 1 | 0.0 | 0.0 | 0.0 | 0 |  |  | 0.0 | Electrical Components | 10A A2 BS-type HRC fuse links Gg 415V 80kA ABB 1SCA107796R1001 | 0 | 31-12-2099 | Material Transfer | Moving Average |  | 0.0 |  | 0 | 0 |  | 0 | 0 | 0 | 0 |  | 0 | Item Attribute | 1 | Nos | 0.0 | 0.0 | 0 | 0.0 | 0 | ABB | 1SCA107796R1001 | India |  |  | 0 | 0.0 |  | 0 | 0 |  | 0 | 0 | 0 | 0 |  |  | 0 | 0 | 0 |  | 0 | [5 empty] | 0 |  |  | 0 | [13 empty] | Nos | 1.0 | [10 empty] | Ringlus Electro Controls & Automation PVT LTD | [18 empty] | CGST - RNG | 9.0
[121 empty] | SGST - RNG | 9.0
| 16A A2 BS-type HRC fuse links Gg 415V 80kA ABB 1SCA107798R1001 | 16A A2 BS-type HRC fuse links Gg 415V 80kA ABB 1SCA107798R1001 | ABBSFU | Nos |  | 16A A2 BS-type HRC fuse links Gg 415V 80kA ABB 1SCA107798R1001 |  | 0 | 0 | 1 | 1 | 1 | 0.0 | 0.0 | 0.0 | 0 |  |  | 0.0 | Electrical Components | 16A A2 BS-type HRC fuse links Gg 415V 80kA ABB 1SCA107798R1001 | 0 | 31-12-2099 | Material Transfer | Moving Average |  | 0.0 |  | 0 | 0 |  | 0 | 0 | 0 | 0 |  | 0 | Item Attribute | 1 | Nos | 0.0 | 0.0 | 0 | 0.0 | 0 | ABB | 1SCA107798R1001 | India |  |  | 0 | 0.0 |  | 0 | 0 |  | 0 | 0 | 0 | 0 |  |  | 0 | 0 | 0 |  | 0 | [5 empty] | 0 |  |  | 0 | [13 empty] | Nos | 1.0 | [10 empty] | Ringlus Electro Controls & Automation PVT LTD | [18 empty] | CGST - RNG | 9.0
[121 empty] | SGST - RNG | 9.0
| 20A A2 BS-type HRC fuse links Gg 415V 80kA ABB 1SCA107827R1001 | 20A A2 BS-type HRC fuse links Gg 415V 80kA ABB 1SCA107827R1001 | ABBSFU | Nos |  | 20A A2 BS-type HRC fuse links Gg 415V 80kA ABB 1SCA107827R1001 |  | 0 | 0 | 1 | 1 | 1 | 0.0 | 0.0 | 0.0 | 0 |  |  | 0.0 | Electrical Components | 20A A2 BS-type HRC fuse links Gg 415V 80kA ABB 1SCA107827R1001 | 0 | 31-12-2099 | Material Transfer | Moving Average |  | 0.0 |  | 0 | 0 |  | 0 | 0 | 0 | 0 |  | 0 | Item Attribute | 1 | Nos | 0.0 | 0.0 | 0 | 0.0 | 0 | ABB | 1SCA107827R1001 | India |  |  | 0 | 0.0 |  | 0 | 0 |  | 0 | 0 | 0 | 0 |  |  | 0 | 0 | 0 |  | 0 | [5 empty] | 0 |  |  | 0 | [13 empty] | Nos | 1.0 | [10 empty] | Ringlus Electro Controls & Automation PVT LTD | [18 empty] | CGST - RNG | 9.0
[121 empty] | SGST - RNG | 9.0
| 25A A2 BS-type HRC fuse links Gg 415V 80kA ABB 1SCA107800R1001 | 25A A2 BS-type HRC fuse links Gg 415V 80kA ABB 1SCA107800R1001 | ABBSFU | Nos |  | 25A A2 BS-type HRC fuse links Gg 415V 80kA ABB 1SCA107800R1001 |  | 0 | 0 | 1 | 1 | 1 | 0.0 | 0.0 | 0.0 | 0 |  |  | 0.0 | Electrical Components | 25A A2 BS-type HRC fuse links Gg 415V 80kA ABB 1SCA107800R1001 | 0 | 31-12-2099 | Material Transfer | Moving Average |  | 0.0 |  | 0 | 0 |  | 0 | 0 | 0 | 0 |  | 0 | Item Attribute | 1 | Nos | 0.0 | 0.0 | 0 | 0.0 | 0 | ABB | 1SCA107800R1001 | India |  |  | 0 | 0.0 |  | 0 | 0 |  | 0 | 0 | 0 | 0 |  |  | 0 | 0 | 0 |  | 0 | [5 empty] | 0 |  |  | 0 | [13 empty] | Nos | 1.0 | [10 empty] | Ringlus Electro Controls & Automation PVT LTD | [18 empty] | CGST - RNG | 9.0
[121 empty] | SGST - RNG | 9.0
| 32A A2 BS-type HRC fuse links Gg 415V 80kA ABB 1SCA107801R1001 | 32A A2 BS-type HRC fuse links Gg 415V 80kA ABB 1SCA107801R1001 | ABBSFU | Nos |  | 32A A2 BS-type HRC fuse links Gg 415V 80kA ABB 1SCA107801R1001 |  | 0 | 0 | 1 | 1 | 1 | 0.0 | 0.0 | 0.0 | 0 |  |  | 0.0 | Electrical Components | 32A A2 BS-type HRC fuse links Gg 415V 80kA ABB 1SCA107801R1001 | 0 | 31-12-2099 | Material Transfer | Moving Average |  | 0.0 |  | 0 | 0 |  | 0 | 0 | 0 | 0 |  | 0 | Item Attribute | 1 | Nos | 0.0 | 0.0 | 0 | 0.0 | 0 | ABB | 1SCA107801R1001 | India |  |  | 0 | 0.0 |  | 0 | 0 |  | 0 | 0 | 0 | 0 |  |  | 0 | 0 | 0 |  | 0 | [5 empty] | 0 |  |  | 0 | [13 empty] | Nos | 1.0 | [10 empty] | Ringlus Electro Controls & Automation PVT LTD | [18 empty] | CGST - RNG | 9.0
[121 empty] | SGST - RNG | 9.0
| 40A A3 BS-type HRC fuse links Gg 415V 80kA ABB 1SCA107803R1001 | 40A A3 BS-type HRC fuse links Gg 415V 80kA ABB 1SCA107803R1001 | ABBSFU | Nos |  | 40A A3 BS-type HRC fuse links Gg 415V 80kA ABB 1SCA107803R1001 |  | 0 | 0 | 1 | 1 | 1 | 0.0 | 0.0 | 0.0 | 0 |  |  | 0.0 | Electrical Components | 40A A3 BS-type HRC fuse links Gg 415V 80kA ABB 1SCA107803R1001 | 0 | 31-12-2099 | Material Transfer | Moving Average |  | 0.0 |  | 0 | 0 |  | 0 | 0 | 0 | 0 |  | 0 | Item Attribute | 1 | Nos | 0.0 | 0.0 | 0 | 0.0 | 0 | ABB | 1SCA107803R1001 | India |  |  | 0 | 0.0 |  | 0 | 0 |  | 0 | 0 | 0 | 0 |  |  | 0 | 0 | 0 |  | 0 | [5 empty] | 0 |  |  | 0 | [13 empty] | Nos | 1.0 | [10 empty] | Ringlus Electro Controls & Automation PVT LTD | [18 empty] | CGST - RNG | 9.0
[121 empty] | SGST - RNG | 9.0
| 50A A3 BS-type HRC fuse links Gg 415V 80kA ABB 1SCA107804R1001 | 50A A3 BS-type HRC fuse links Gg 415V 80kA ABB 1SCA107804R1001 | ABBSFU | Nos |  | 50A A3 BS-type HRC fuse links Gg 415V 80kA ABB 1SCA107804R1001 |  | 0 | 0 | 1 | 1 | 1 | 0.0 | 0.0 | 0.0 | 0 |  |  | 0.0 | Electrical Components | 50A A3 BS-type HRC fuse links Gg 415V 80kA ABB 1SCA107804R1001 | 0 | 31-12-2099 | Material Transfer | Moving Average |  | 0.0 |  | 0 | 0 |  | 0 | 0 | 0 | 0 |  | 0 | Item Attribute | 1 | Nos | 0.0 | 0.0 | 0 | 0.0 | 0 | ABB | 1SCA107804R1001 | India |  |  | 0 | 0.0 |  | 0 | 0 |  | 0 | 0 | 0 | 0 |  |  | 0 | 0 | 0 |  | 0 | [5 empty] | 0 |  |  | 0 | [13 empty] | Nos | 1.0 | [10 empty] | Ringlus Electro Controls & Automation PVT LTD | [18 empty] | CGST - RNG | 9.0
[121 empty] | SGST - RNG | 9.0
| 63A A3 BS-type HRC fuse links Gg 415V 80kA ABB 1SCA107805R1001 | 63A A3 BS-type HRC fuse links Gg 415V 80kA ABB 1SCA107805R1001 | ABBSFU | Nos |  | 63A A3 BS-type HRC fuse links Gg 415V 80kA ABB 1SCA107805R1001 |  | 0 | 0 | 1 | 1 | 1 | 0.0 | 0.0 | 0.0 | 0 |  |  | 0.0 | Electrical Components | 63A A3 BS-type HRC fuse links Gg 415V 80kA ABB 1SCA107805R1001 | 0 | 31-12-2099 | Material Transfer | Moving Average |  | 0.0 |  | 0 | 0 |  | 0 | 0 | 0 | 0 |  | 0 | Item Attribute | 1 | Nos | 0.0 | 0.0 | 0 | 0.0 | 0 | ABB | 1SCA107805R1001 | India |  |  | 0 | 0.0 |  | 0 | 0 |  | 0 | 0 | 0 | 0 |  |  | 0 | 0 | 0 |  | 0 | [5 empty] | 0 |  |  | 0 | [13 empty] | Nos | 1.0 | [10 empty] | Ringlus Electro Controls & Automation PVT LTD | [18 empty] | CGST - RNG | 9.0
[121 empty] | SGST - RNG | 9.0
| 50A A4 BS-type HRC fuse links Gg 415V 80kA ABB 1SCA107806R1001 | 50A A4 BS-type HRC fuse links Gg 415V 80kA ABB 1SCA107806R1001 | ABBSFU | Nos |  | 50A A4 BS-type HRC fuse links Gg 415V 80kA ABB 1SCA107806R1001 |  | 0 | 0 | 1 | 1 | 1 | 0.0 | 0.0 | 0.0 | 0 |  |  | 0.0 | Electrical Components | 50A A4 BS-type HRC fuse links Gg 415V 80kA ABB 1SCA107806R1001 | 0 | 31-12-2099 | Material Transfer | Moving Average |  | 0.0 |  | 0 | 0 |  | 0 | 0 | 0 | 0 |  | 0 | Item Attribute | 1 | Nos | 0.0 | 0.0 | 0 | 0.0 | 0 | ABB | 1SCA107806R1001 | India |  |  | 0 | 0.0 |  | 0 | 0 |  | 0 | 0 | 0 | 0 |  |  | 0 | 0 | 0 |  | 0 | [5 empty] | 0 |  |  | 0 | [13 empty] | Nos | 1.0 | [10 empty] | Ringlus Electro Controls & Automation PVT LTD | [18 empty] | CGST - RNG | 9.0
[121 empty] | SGST - RNG | 9.0
| 63A A4 BS-type HRC fuse links Gg 415V 80kA ABB 1SCA107807R1001 | 63A A4 BS-type HRC fuse links Gg 415V 80kA ABB 1SCA107807R1001 | ABBSFU | Nos |  | 63A A4 BS-type HRC fuse links Gg 415V 80kA ABB 1SCA107807R1001 |  | 0 | 0 | 1 | 1 | 1 | 0.0 | 0.0 | 0.0 | 0 |  |  | 0.0 | Electrical Components | 63A A4 BS-type HRC fuse links Gg 415V 80kA ABB 1SCA107807R1001 | 0 | 31-12-2099 | Material Transfer | Moving Average |  | 0.0 |  | 0 | 0 |  | 0 | 0 | 0 | 0 |  | 0 | Item Attribute | 1 | Nos | 0.0 | 0.0 | 0 | 0.0 | 0 | ABB | 1SCA107807R1001 | India |  |  | 0 | 0.0 |  | 0 | 0 |  | 0 | 0 | 0 | 0 |  |  | 0 | 0 | 0 |  | 0 | [5 empty] | 0 |  |  | 0 | [13 empty] | Nos | 1.0 | [10 empty] | Ringlus Electro Controls & Automation PVT LTD | [18 empty] | CGST - RNG | 9.0
[121 empty] | SGST - RNG | 9.0
| 80A A4 BS-type HRC fuse links Gg 415V 80kA ABB 1SCA107808R1001 | 80A A4 BS-type HRC fuse links Gg 415V 80kA ABB 1SCA107808R1001 | ABBSFU | Nos |  | 80A A4 BS-type HRC fuse links Gg 415V 80kA ABB 1SCA107808R1001 |  | 0 | 0 | 1 | 1 | 1 | 0.0 | 0.0 | 0.0 | 0 |  |  | 0.0 | Electrical Components | 80A A4 BS-type HRC fuse links Gg 415V 80kA ABB 1SCA107808R1001 | 0 | 31-12-2099 | Material Transfer | Moving Average |  | 0.0 |  | 0 | 0 |  | 0 | 0 | 0 | 0 |  | 0 | Item Attribute | 1 | Nos | 0.0 | 0.0 | 0 | 0.0 | 0 | ABB | 1SCA107808R1001 | India |  |  | 0 | 0.0 |  | 0 | 0 |  | 0 | 0 | 0 | 0 |  |  | 0 | 0 | 0 |  | 0 | [5 empty] | 0 |  |  | 0 | [13 empty] | Nos | 1.0 | [10 empty] | Ringlus Electro Controls & Automation PVT LTD | [18 empty] | CGST - RNG | 9.0
[121 empty] | SGST - RNG | 9.0
| 100A A4 BS-type HRC fuse links Gg 415V 80kA ABB 1SCA107809R1001 | 100A A4 BS-type HRC fuse links Gg 415V 80kA ABB 1SCA107809R1001 | ABBSFU | Nos |  | 100A A4 BS-type HRC fuse links Gg 415V 80kA ABB 1SCA107809R1001 |  | 0 | 0 | 1 | 1 | 1 | 0.0 | 0.0 | 0.0 | 0 |  |  | 0.0 | Electrical Components | 100A A4 BS-type HRC fuse links Gg 415V 80kA ABB 1SCA107809R1001 | 0 | 31-12-2099 | Material Transfer | Moving Average |  | 0.0 |  | 0 | 0 |  | 0 | 0 | 0 | 0 |  | 0 | Item Attribute | 1 | Nos | 0.0 | 0.0 | 0 | 0.0 | 0 | ABB | 1SCA107809R1001 | India |  |  | 0 | 0.0 |  | 0 | 0 |  | 0 | 0 | 0 | 0 |  |  | 0 | 0 | 0 |  | 0 | [5 empty] | 0 |  |  | 0 | [13 empty] | Nos | 1.0 | [10 empty] | Ringlus Electro Controls & Automation PVT LTD | [18 empty] | CGST - RNG | 9.0
[121 empty] | SGST - RNG | 9.0
| 125A A4 BS-type HRC fuse links Gg 415V 80kA ABB 1SCA107810R1001 | 125A A4 BS-type HRC fuse links Gg 415V 80kA ABB 1SCA107810R1001 | ABBSFU | Nos |  | 125A A4 BS-type HRC fuse links Gg 415V 80kA ABB 1SCA107810R1001 |  | 0 | 0 | 1 | 1 | 1 | 0.0 | 0.0 | 0.0 | 0 |  |  | 0.0 | Electrical Components | 125A A4 BS-type HRC fuse links Gg 415V 80kA ABB 1SCA107810R1001 | 0 | 31-12-2099 | Material Transfer | Moving Average |  | 0.0 |  | 0 | 0 |  | 0 | 0 | 0 | 0 |  | 0 | Item Attribute | 1 | Nos | 0.0 | 0.0 | 0 | 0.0 | 0 | ABB | 1SCA107810R1001 | India |  |  | 0 | 0.0 |  | 0 | 0 |  | 0 | 0 | 0 | 0 |  |  | 0 | 0 | 0 |  | 0 | [5 empty] | 0 |  |  | 0 | [13 empty] | Nos | 1.0 | [10 empty] | Ringlus Electro Controls & Automation PVT LTD | [18 empty] | CGST - RNG | 9.0
[121 empty] | SGST - RNG | 9.0
| 50A B1 BS-type HRC fuse links Gg 415V 80kA ABB 1SCA107811R1001 | 50A B1 BS-type HRC fuse links Gg 415V 80kA ABB 1SCA107811R1001 | ABBSFU | Nos |  | 50A B1 BS-type HRC fuse links Gg 415V 80kA ABB 1SCA107811R1001 |  | 0 | 0 | 1 | 1 | 1 | 0.0 | 0.0 | 0.0 | 0 |  |  | 0.0 | Electrical Components | 50A B1 BS-type HRC fuse links Gg 415V 80kA ABB 1SCA107811R1001 | 0 | 31-12-2099 | Material Transfer | Moving Average |  | 0.0 |  | 0 | 0 |  | 0 | 0 | 0 | 0 |  | 0 | Item Attribute | 1 | Nos | 0.0 | 0.0 | 0 | 0.0 | 0 | ABB | 1SCA107811R1001 | India |  |  | 0 | 0.0 |  | 0 | 0 |  | 0 | 0 | 0 | 0 |  |  | 0 | 0 | 0 |  | 0 | [5 empty] | 0 |  |  | 0 | [13 empty] | Nos | 1.0 | [10 empty] | Ringlus Electro Controls & Automation PVT LTD | [18 empty] | CGST - RNG | 9.0
[121 empty] | SGST - RNG | 9.0
| 63A B1 BS-type HRC fuse links Gg 415V 80kA ABB 1SCA107812R1001 | 63A B1 BS-type HRC fuse links Gg 415V 80kA ABB 1SCA107812R1001 | ABBSFU | Nos |  | 63A B1 BS-type HRC fuse links Gg 415V 80kA ABB 1SCA107812R1001 |  | 0 | 0 | 1 | 1 | 1 | 0.0 | 0.0 | 0.0 | 0 |  |  | 0.0 | Electrical Components | 63A B1 BS-type HRC fuse links Gg 415V 80kA ABB 1SCA107812R1001 | 0 | 31-12-2099 | Material Transfer | Moving Average |  | 0.0 |  | 0 | 0 |  | 0 | 0 | 0 | 0 |  | 0 | Item Attribute | 1 | Nos | 0.0 | 0.0 | 0 | 0.0 | 0 | ABB | 1SCA107812R1001 | India |  |  | 0 | 0.0 |  | 0 | 0 |  | 0 | 0 | 0 | 0 |  |  | 0 | 0 | 0 |  | 0 | [5 empty] | 0 |  |  | 0 | [13 empty] | Nos | 1.0 | [10 empty] | Ringlus Electro Controls & Automation PVT LTD | [18 empty] | CGST - RNG | 9.0
[121 empty] | SGST - RNG | 9.0
| 80A B1 BS-type HRC fuse links Gg 415V 80kA ABB 1SCA107813R1001 | 80A B1 BS-type HRC fuse links Gg 415V 80kA ABB 1SCA107813R1001 | ABBSFU | Nos |  | 80A B1 BS-type HRC fuse links Gg 415V 80kA ABB 1SCA107813R1001 |  | 0 | 0 | 1 | 1 | 1 | 0.0 | 0.0 | 0.0 | 0 |  |  | 0.0 | Electrical Components | 80A B1 BS-type HRC fuse links Gg 415V 80kA ABB 1SCA107813R1001 | 0 | 31-12-2099 | Material Transfer | Moving Average |  | 0.0 |  | 0 | 0 |  | 0 | 0 | 0 | 0 |  | 0 | Item Attribute | 1 | Nos | 0.0 | 0.0 | 0 | 0.0 | 0 | ABB | 1SCA107813R1001 | India |  |  | 0 | 0.0 |  | 0 | 0 |  | 0 | 0 | 0 | 0 |  |  | 0 | 0 | 0 |  | 0 | [5 empty] | 0 |  |  | 0 | [13 empty] | Nos | 1.0 | [10 empty] | Ringlus Electro Controls & Automation PVT LTD | [18 empty] | CGST - RNG | 9.0
[121 empty] | SGST - RNG | 9.0
| 100A B1 BS-type HRC fuse links Gg 415V 80kA ABB 1SCA107814R1001 | 100A B1 BS-type HRC fuse links Gg 415V 80kA ABB 1SCA107814R1001 | ABBSFU | Nos |  | 100A B1 BS-type HRC fuse links Gg 415V 80kA ABB 1SCA107814R1001 |  | 0 | 0 | 1 | 1 | 1 | 0.0 | 0.0 | 0.0 | 0 |  |  | 0.0 | Electrical Components | 100A B1 BS-type HRC fuse links Gg 415V 80kA ABB 1SCA107814R1001 | 0 | 31-12-2099 | Material Transfer | Moving Average |  | 0.0 |  | 0 | 0 |  | 0 | 0 | 0 | 0 |  | 0 | Item Attribute | 1 | Nos | 0.0 | 0.0 | 0 | 0.0 | 0 | ABB | 1SCA107814R1001 | India |  |  | 0 | 0.0 |  | 0 | 0 |  | 0 | 0 | 0 | 0 |  |  | 0 | 0 | 0 |  | 0 | [5 empty] | 0 |  |  | 0 | [13 empty] | Nos | 1.0 | [10 empty] | Ringlus Electro Controls & Automation PVT LTD | [18 empty] | CGST - RNG | 9.0
[121 empty] | SGST - RNG | 9.0
| 125A B2 BS-type HRC fuse links Gg 415V 80kA ABB 1SCA107816R1001 | 125A B2 BS-type HRC fuse links Gg 415V 80kA ABB 1SCA107816R1001 | ABBSFU | Nos |  | 125A B2 BS-type HRC fuse links Gg 415V 80kA ABB 1SCA107816R1001 |  | 0 | 0 | 1 | 1 | 1 | 0.0 | 0.0 | 0.0 | 0 |  |  | 0.0 | Electrical Components | 125A B2 BS-type HRC fuse links Gg 415V 80kA ABB 1SCA107816R1001 | 0 | 31-12-2099 | Material Transfer | Moving Average |  | 0.0 |  | 0 | 0 |  | 0 | 0 | 0 | 0 |  | 0 | Item Attribute | 1 | Nos | 0.0 | 0.0 | 0 | 0.0 | 0 | ABB | 1SCA107816R1001 | India |  |  | 0 | 0.0 |  | 0 | 0 |  | 0 | 0 | 0 | 0 |  |  | 0 | 0 | 0 |  | 0 | [5 empty] | 0 |  |  | 0 | [13 empty] | Nos | 1.0 | [10 empty] | Ringlus Electro Controls & Automation PVT LTD | [18 empty] | CGST - RNG | 9.0
[121 empty] | SGST - RNG | 9.0
| 160A B2 BS-type HRC fuse links Gg 415V 80kA ABB 1SCA107817R1001 | 160A B2 BS-type HRC fuse links Gg 415V 80kA ABB 1SCA107817R1001 | ABBSFU | Nos |  | 160A B2 BS-type HRC fuse links Gg 415V 80kA ABB 1SCA107817R1001 |  | 0 | 0 | 1 | 1 | 1 | 0.0 | 0.0 | 0.0 | 0 |  |  | 0.0 | Electrical Components | 160A B2 BS-type HRC fuse links Gg 415V 80kA ABB 1SCA107817R1001 | 0 | 31-12-2099 | Material Transfer | Moving Average |  | 0.0 |  | 0 | 0 |  | 0 | 0 | 0 | 0 |  | 0 | Item Attribute | 1 | Nos | 0.0 | 0.0 | 0 | 0.0 | 0 | ABB | 1SCA107817R1001 | India |  |  | 0 | 0.0 |  | 0 | 0 |  | 0 | 0 | 0 | 0 |  |  | 0 | 0 | 0 |  | 0 | [5 empty] | 0 |  |  | 0 | [13 empty] | Nos | 1.0 | [10 empty] | Ringlus Electro Controls & Automation PVT LTD | [18 empty] | CGST - RNG | 9.0
[121 empty] | SGST - RNG | 9.0
| 200A B2 BS-type HRC fuse links Gg 415V 80kA ABB 1SCA107818R1001 | 200A B2 BS-type HRC fuse links Gg 415V 80kA ABB 1SCA107818R1001 | ABBSFU | Nos |  | 200A B2 BS-type HRC fuse links Gg 415V 80kA ABB 1SCA107818R1001 |  | 0 | 0 | 1 | 1 | 1 | 0.0 | 0.0 | 0.0 | 0 |  |  | 0.0 | Electrical Components | 200A B2 BS-type HRC fuse links Gg 415V 80kA ABB 1SCA107818R1001 | 0 | 31-12-2099 | Material Transfer | Moving Average |  | 0.0 |  | 0 | 0 |  | 0 | 0 | 0 | 0 |  | 0 | Item Attribute | 1 | Nos | 0.0 | 0.0 | 0 | 0.0 | 0 | ABB | 1SCA107818R1001 | India |  |  | 0 | 0.0 |  | 0 | 0 |  | 0 | 0 | 0 | 0 |  |  | 0 | 0 | 0 |  | 0 | [5 empty] | 0 |  |  | 0 | [13 empty] | Nos | 1.0 | [10 empty] | Ringlus Electro Controls & Automation PVT LTD | [18 empty] | CGST - RNG | 9.0
[121 empty] | SGST - RNG | 9.0
| 250A B3 BS-type HRC fuse links Gg 415V 80kA ABB 1SCA107819R1001 | 250A B3 BS-type HRC fuse links Gg 415V 80kA ABB 1SCA107819R1001 | ABBSFU | Nos |  | 250A B3 BS-type HRC fuse links Gg 415V 80kA ABB 1SCA107819R1001 |  | 0 | 0 | 1 | 1 | 1 | 0.0 | 0.0 | 0.0 | 0 |  |  | 0.0 | Electrical Components | 250A B3 BS-type HRC fuse links Gg 415V 80kA ABB 1SCA107819R1001 | 0 | 31-12-2099 | Material Transfer | Moving Average |  | 0.0 |  | 0 | 0 |  | 0 | 0 | 0 | 0 |  | 0 | Item Attribute | 1 | Nos | 0.0 | 0.0 | 0 | 0.0 | 0 | ABB | 1SCA107819R1001 | India |  |  | 0 | 0.0 |  | 0 | 0 |  | 0 | 0 | 0 | 0 |  |  | 0 | 0 | 0 |  | 0 | [5 empty] | 0 |  |  | 0 | [13 empty] | Nos | 1.0 | [10 empty] | Ringlus Electro Controls & Automation PVT LTD | [18 empty] | CGST - RNG | 9.0
[121 empty] | SGST - RNG | 9.0
| 315A B3 BS-type HRC fuse links Gg 415V 80kA ABB 1SCA107820R1001 | 315A B3 BS-type HRC fuse links Gg 415V 80kA ABB 1SCA107820R1001 | ABBSFU | Nos |  | 315A B3 BS-type HRC fuse links Gg 415V 80kA ABB 1SCA107820R1001 |  | 0 | 0 | 1 | 1 | 1 | 0.0 | 0.0 | 0.0 | 0 |  |  | 0.0 | Electrical Components | 315A B3 BS-type HRC fuse links Gg 415V 80kA ABB 1SCA107820R1001 | 0 | 31-12-2099 | Material Transfer | Moving Average |  | 0.0 |  | 0 | 0 |  | 0 | 0 | 0 | 0 |  | 0 | Item Attribute | 1 | Nos | 0.0 | 0.0 | 0 | 0.0 | 0 | ABB | 1SCA107820R1001 | India |  |  | 0 | 0.0 |  | 0 | 0 |  | 0 | 0 | 0 | 0 |  |  | 0 | 0 | 0 |  | 0 | [5 empty] | 0 |  |  | 0 | [13 empty] | Nos | 1.0 | [10 empty] | Ringlus Electro Controls & Automation PVT LTD | [18 empty] | CGST - RNG | 9.0
[121 empty] | SGST - RNG | 9.0
| 400A B4 BS-type HRC fuse links Gg 415V 80kA ABB 1SCA107822R1001 | 400A B4 BS-type HRC fuse links Gg 415V 80kA ABB 1SCA107822R1001 | ABBSFU | Nos |  | 400A B4 BS-type HRC fuse links Gg 415V 80kA ABB 1SCA107822R1001 |  | 0 | 0 | 1 | 1 | 1 | 0.0 | 0.0 | 0.0 | 0 |  |  | 0.0 | Electrical Components | 400A B4 BS-type HRC fuse links Gg 415V 80kA ABB 1SCA107822R1001 | 0 | 31-12-2099 | Material Transfer | Moving Average |  | 0.0 |  | 0 | 0 |  | 0 | 0 | 0 | 0 |  | 0 | Item Attribute | 1 | Nos | 0.0 | 0.0 | 0 | 0.0 | 0 | ABB | 1SCA107822R1001 | India |  |  | 0 | 0.0 |  | 0 | 0 |  | 0 | 0 | 0 | 0 |  |  | 0 | 0 | 0 |  | 0 | [5 empty] | 0 |  |  | 0 | [13 empty] | Nos | 1.0 | [10 empty] | Ringlus Electro Controls & Automation PVT LTD | [18 empty] | CGST - RNG | 9.0
[121 empty] | SGST - RNG | 9.0
| 400A C1 BS-type HRC fuse links Gg 415V 80kA ABB 1SCA107823R1001 | 400A C1 BS-type HRC fuse links Gg 415V 80kA ABB 1SCA107823R1001 | ABBSFU | Nos |  | 400A C1 BS-type HRC fuse links Gg 415V 80kA ABB 1SCA107823R1001 |  | 0 | 0 | 1 | 1 | 1 | 0.0 | 0.0 | 0.0 | 0 |  |  | 0.0 | Electrical Components | 400A C1 BS-type HRC fuse links Gg 415V 80kA ABB 1SCA107823R1001 | 0 | 31-12-2099 | Material Transfer | Moving Average |  | 0.0 |  | 0 | 0 |  | 0 | 0 | 0 | 0 |  | 0 | Item Attribute | 1 | Nos | 0.0 | 0.0 | 0 | 0.0 | 0 | ABB | 1SCA107823R1001 | India |  |  | 0 | 0.0 |  | 0 | 0 |  | 0 | 0 | 0 | 0 |  |  | 0 | 0 | 0 |  | 0 | [5 empty] | 0 |  |  | 0 | [13 empty] | Nos | 1.0 | [10 empty] | Ringlus Electro Controls & Automation PVT LTD | [18 empty] | CGST - RNG | 9.0
[121 empty] | SGST - RNG | 9.0
| 500A C2 BS-type HRC fuse links Gg 415V 80kA ABB 1SCA107824R1001 | 500A C2 BS-type HRC fuse links Gg 415V 80kA ABB 1SCA107824R1001 | ABBSFU | Nos |  | 500A C2 BS-type HRC fuse links Gg 415V 80kA ABB 1SCA107824R1001 |  | 0 | 0 | 1 | 1 | 1 | 0.0 | 0.0 | 0.0 | 0 |  |  | 0.0 | Electrical Components | 500A C2 BS-type HRC fuse links Gg 415V 80kA ABB 1SCA107824R1001 | 0 | 31-12-2099 | Material Transfer | Moving Average |  | 0.0 |  | 0 | 0 |  | 0 | 0 | 0 | 0 |  | 0 | Item Attribute | 1 | Nos | 0.0 | 0.0 | 0 | 0.0 | 0 | ABB | 1SCA107824R1001 | India |  |  | 0 | 0.0 |  | 0 | 0 |  | 0 | 0 | 0 | 0 |  |  | 0 | 0 | 0 |  | 0 | [5 empty] | 0 |  |  | 0 | [13 empty] | Nos | 1.0 | [10 empty] | Ringlus Electro Controls & Automation PVT LTD | [18 empty] | CGST - RNG | 9.0
[121 empty] | SGST - RNG | 9.0
| 630A C2 BS-type HRC fuse links Gg 415V 80kA ABB 1SCA107825R1001 | 630A C2 BS-type HRC fuse links Gg 415V 80kA ABB 1SCA107825R1001 | ABBSFU | Nos |  | 630A C2 BS-type HRC fuse links Gg 415V 80kA ABB 1SCA107825R1001 |  | 0 | 0 | 1 | 1 | 1 | 0.0 | 0.0 | 0.0 | 0 |  |  | 0.0 | Electrical Components | 630A C2 BS-type HRC fuse links Gg 415V 80kA ABB 1SCA107825R1001 | 0 | 31-12-2099 | Material Transfer | Moving Average |  | 0.0 |  | 0 | 0 |  | 0 | 0 | 0 | 0 |  | 0 | Item Attribute | 1 | Nos | 0.0 | 0.0 | 0 | 0.0 | 0 | ABB | 1SCA107825R1001 | India |  |  | 0 | 0.0 |  | 0 | 0 |  | 0 | 0 | 0 | 0 |  |  | 0 | 0 | 0 |  | 0 | [5 empty] | 0 |  |  | 0 | [13 empty] | Nos | 1.0 | [10 empty] | Ringlus Electro Controls & Automation PVT LTD | [18 empty] | CGST - RNG | 9.0
[121 empty] | SGST - RNG | 9.0
| 800A C3 BS-type HRC fuse links Gg 415V 80kA ABB 1SCA107826R1001 | 800A C3 BS-type HRC fuse links Gg 415V 80kA ABB 1SCA107826R1001 | ABBSFU | Nos |  | 800A C3 BS-type HRC fuse links Gg 415V 80kA ABB 1SCA107826R1001 |  | 0 | 0 | 1 | 1 | 1 | 0.0 | 0.0 | 0.0 | 0 |  |  | 0.0 | Electrical Components | 800A C3 BS-type HRC fuse links Gg 415V 80kA ABB 1SCA107826R1001 | 0 | 31-12-2099 | Material Transfer | Moving Average |  | 0.0 |  | 0 | 0 |  | 0 | 0 | 0 | 0 |  | 0 | Item Attribute | 1 | Nos | 0.0 | 0.0 | 0 | 0.0 | 0 | ABB | 1SCA107826R1001 | India |  |  | 0 | 0.0 |  | 0 | 0 |  | 0 | 0 | 0 | 0 |  |  | 0 | 0 | 0 |  | 0 | [5 empty] | 0 |  |  | 0 | [13 empty] | Nos | 1.0 | [10 empty] | Ringlus Electro Controls & Automation PVT LTD | [18 empty] | CGST - RNG | 9.0
[121 empty] | SGST - RNG | 9.0
| 20A F1 control fuse base ABB 1SYN833001R2005 | 20A F1 control fuse base ABB 1SYN833001R2005 | ABBSFU | Nos |  | 20A F1 control fuse base ABB 1SYN833001R2005 |  | 0 | 0 | 1 | 1 | 1 | 0.0 | 0.0 | 0.0 | 0 |  |  | 0.0 | Electrical Components | 20A F1 control fuse base ABB 1SYN833001R2005 | 0 | 31-12-2099 | Material Transfer | Moving Average |  | 0.0 |  | 0 | 0 |  | 0 | 0 | 0 | 0 |  | 0 | Item Attribute | 1 | Nos | 0.0 | 0.0 | 0 | 0.0 | 0 | ABB | 1SYN833001R2005 | India |  |  | 0 | 0.0 |  | 0 | 0 |  | 0 | 0 | 0 | 0 |  |  | 0 | 0 | 0 |  | 0 | [5 empty] | 0 |  |  | 0 | [13 empty] | Nos | 1.0 | [10 empty] | Ringlus Electro Controls & Automation PVT LTD | [18 empty] | CGST - RNG | 9.0
[121 empty] | SGST - RNG | 9.0
| 32A F1 control fuse base ABB 1SYN833001R2009 | 32A F1 control fuse base ABB 1SYN833001R2009 | ABBSFU | Nos |  | 32A F1 control fuse base ABB 1SYN833001R2009 |  | 0 | 0 | 1 | 1 | 1 | 0.0 | 0.0 | 0.0 | 0 |  |  | 0.0 | Electrical Components | 32A F1 control fuse base ABB 1SYN833001R2009 | 0 | 31-12-2099 | Material Transfer | Moving Average |  | 0.0 |  | 0 | 0 |  | 0 | 0 | 0 | 0 |  | 0 | Item Attribute | 1 | Nos | 0.0 | 0.0 | 0 | 0.0 | 0 | ABB | 1SYN833001R2009 | India |  |  | 0 | 0.0 |  | 0 | 0 |  | 0 | 0 | 0 | 0 |  |  | 0 | 0 | 0 |  | 0 | [5 empty] | 0 |  |  | 0 | [13 empty] | Nos | 1.0 | [10 empty] | Ringlus Electro Controls & Automation PVT LTD | [18 empty] | CGST - RNG | 9.0
[121 empty] | SGST - RNG | 9.0
| 32A 2P 000/00 OESA/OS DIN-type switch disconnector fuse ABB 1SCA022108R4330 | 32A 2P 000/00 OESA/OS DIN-type switch disconnector fuse ABB 1SCA022108R4330 | ABBSFU | Nos |  | 32A 2P 000/00 OESA/OS DIN-type switch disconnector fuse ABB 1SCA022108R4330 |  | 0 | 0 | 1 | 1 | 1 | 0.0 | 0.0 | 0.0 | 0 |  |  | 0.0 | Electrical Components | 32A 2P 000/00 OESA/OS DIN-type switch disconnector fuse ABB 1SCA022108R4330 | 0 | 31-12-2099 | Material Transfer | Moving Average |  | 0.0 |  | 0 | 0 |  | 0 | 0 | 0 | 0 |  | 0 | Item Attribute | 1 | Nos | 0.0 | 0.0 | 0 | 0.0 | 0 | ABB | 1SCA022108R4330 | India |  |  | 0 | 0.0 |  | 0 | 0 |  | 0 | 0 | 0 | 0 |  |  | 0 | 0 | 0 |  | 0 | [5 empty] | 0 |  |  | 0 | [13 empty] | Nos | 1.0 | [10 empty] | Ringlus Electro Controls & Automation PVT LTD | [18 empty] | CGST - RNG | 9.0
[121 empty] | SGST - RNG | 9.0
| 63A 2P 000/00 OESA/OS DIN-type switch disconnector fuse ABB 1SCA022080R5470 | 63A 2P 000/00 OESA/OS DIN-type switch disconnector fuse ABB 1SCA022080R5470 | ABBSFU | Nos |  | 63A 2P 000/00 OESA/OS DIN-type switch disconnector fuse ABB 1SCA022080R5470 |  | 0 | 0 | 1 | 1 | 1 | 0.0 | 0.0 | 0.0 | 0 |  |  | 0.0 | Electrical Components | 63A 2P 000/00 OESA/OS DIN-type switch disconnector fuse ABB 1SCA022080R5470 | 0 | 31-12-2099 | Material Transfer | Moving Average |  | 0.0 |  | 0 | 0 |  | 0 | 0 | 0 | 0 |  | 0 | Item Attribute | 1 | Nos | 0.0 | 0.0 | 0 | 0.0 | 0 | ABB | 1SCA022080R5470 | India |  |  | 0 | 0.0 |  | 0 | 0 |  | 0 | 0 | 0 | 0 |  |  | 0 | 0 | 0 |  | 0 | [5 empty] | 0 |  |  | 0 | [13 empty] | Nos | 1.0 | [10 empty] | Ringlus Electro Controls & Automation PVT LTD | [18 empty] | CGST - RNG | 9.0
[121 empty] | SGST - RNG | 9.0
| 100A 2P 00 OESA/OS DIN-type switch disconnector fuse ABB 1SCA022080R5210 | 100A 2P 00 OESA/OS DIN-type switch disconnector fuse ABB 1SCA022080R5210 | ABBSFU | Nos |  | 100A 2P 00 OESA/OS DIN-type switch disconnector fuse ABB 1SCA022080R5210 |  | 0 | 0 | 1 | 1 | 1 | 0.0 | 0.0 | 0.0 | 0 |  |  | 0.0 | Electrical Components | 100A 2P 00 OESA/OS DIN-type switch disconnector fuse ABB 1SCA022080R5210 | 0 | 31-12-2099 | Material Transfer | Moving Average |  | 0.0 |  | 0 | 0 |  | 0 | 0 | 0 | 0 |  | 0 | Item Attribute | 1 | Nos | 0.0 | 0.0 | 0 | 0.0 | 0 | ABB | 1SCA022080R5210 | India |  |  | 0 | 0.0 |  | 0 | 0 |  | 0 | 0 | 0 | 0 |  |  | 0 | 0 | 0 |  | 0 | [5 empty] | 0 |  |  | 0 | [13 empty] | Nos | 1.0 | [10 empty] | Ringlus Electro Controls & Automation PVT LTD | [18 empty] | CGST - RNG | 9.0
[121 empty] | SGST - RNG | 9.0
| 125A 2P 00 OESA/OS DIN-type switch disconnector fuse ABB 1SYN833039R2012 | 125A 2P 00 OESA/OS DIN-type switch disconnector fuse ABB 1SYN833039R2012 | ABBSFU | Nos |  | 125A 2P 00 OESA/OS DIN-type switch disconnector fuse ABB 1SYN833039R2012 |  | 0 | 0 | 1 | 1 | 1 | 0.0 | 0.0 | 0.0 | 0 |  |  | 0.0 | Electrical Components | 125A 2P 00 OESA/OS DIN-type switch disconnector fuse ABB 1SYN833039R2012 | 0 | 31-12-2099 | Material Transfer | Moving Average |  | 0.0 |  | 0 | 0 |  | 0 | 0 | 0 | 0 |  | 0 | Item Attribute | 1 | Nos | 0.0 | 0.0 | 0 | 0.0 | 0 | ABB | 1SYN833039R2012 | India |  |  | 0 | 0.0 |  | 0 | 0 |  | 0 | 0 | 0 | 0 |  |  | 0 | 0 | 0 |  | 0 | [5 empty] | 0 |  |  | 0 | [13 empty] | Nos | 1.0 | [10 empty] | Ringlus Electro Controls & Automation PVT LTD | [18 empty] | CGST - RNG | 9.0
[121 empty] | SGST - RNG | 9.0
| 160A 2P 00 OESA/OS DIN-type switch disconnector fuse ABB 1SCA022108R4500 | 160A 2P 00 OESA/OS DIN-type switch disconnector fuse ABB 1SCA022108R4500 | ABBSFU | Nos |  | 160A 2P 00 OESA/OS DIN-type switch disconnector fuse ABB 1SCA022108R4500 |  | 0 | 0 | 1 | 1 | 1 | 0.0 | 0.0 | 0.0 | 0 |  |  | 0.0 | Electrical Components | 160A 2P 00 OESA/OS DIN-type switch disconnector fuse ABB 1SCA022108R4500 | 0 | 31-12-2099 | Material Transfer | Moving Average |  | 0.0 |  | 0 | 0 |  | 0 | 0 | 0 | 0 |  | 0 | Item Attribute | 1 | Nos | 0.0 | 0.0 | 0 | 0.0 | 0 | ABB | 1SCA022108R4500 | India |  |  | 0 | 0.0 |  | 0 | 0 |  | 0 | 0 | 0 | 0 |  |  | 0 | 0 | 0 |  | 0 | [5 empty] | 0 |  |  | 0 | [13 empty] | Nos | 1.0 | [10 empty] | Ringlus Electro Controls & Automation PVT LTD | [18 empty] | CGST - RNG | 9.0
[121 empty] | SGST - RNG | 9.0
| 200A 2P 0 OESA/OS DIN-type switch disconnector fuse ABB 1SCA022759R9220 | 200A 2P 0 OESA/OS DIN-type switch disconnector fuse ABB 1SCA022759R9220 | ABBSFU | Nos |  | 200A 2P 0 OESA/OS DIN-type switch disconnector fuse ABB 1SCA022759R9220 |  | 0 | 0 | 1 | 1 | 1 | 0.0 | 0.0 | 0.0 | 0 |  |  | 0.0 | Electrical Components | 200A 2P 0 OESA/OS DIN-type switch disconnector fuse ABB 1SCA022759R9220 | 0 | 31-12-2099 | Material Transfer | Moving Average |  | 0.0 |  | 0 | 0 |  | 0 | 0 | 0 | 0 |  | 0 | Item Attribute | 1 | Nos | 0.0 | 0.0 | 0 | 0.0 | 0 | ABB | 1SCA022759R9220 | India |  |  | 0 | 0.0 |  | 0 | 0 |  | 0 | 0 | 0 | 0 |  |  | 0 | 0 | 0 |  | 0 | [5 empty] | 0 |  |  | 0 | [13 empty] | Nos | 1.0 | [10 empty] | Ringlus Electro Controls & Automation PVT LTD | [18 empty] | CGST - RNG | 9.0
[121 empty] | SGST - RNG | 9.0
| 250A 2P 0-1 OESA/OS DIN-type switch disconnector fuse ABB 1SCA022760R0170 | 250A 2P 0-1 OESA/OS DIN-type switch disconnector fuse ABB 1SCA022760R0170 | ABBSFU | Nos |  | 250A 2P 0-1 OESA/OS DIN-type switch disconnector fuse ABB 1SCA022760R0170 |  | 0 | 0 | 1 | 1 | 1 | 0.0 | 0.0 | 0.0 | 0 |  |  | 0.0 | Electrical Components | 250A 2P 0-1 OESA/OS DIN-type switch disconnector fuse ABB 1SCA022760R0170 | 0 | 31-12-2099 | Material Transfer | Moving Average |  | 0.0 |  | 0 | 0 |  | 0 | 0 | 0 | 0 |  | 0 | Item Attribute | 1 | Nos | 0.0 | 0.0 | 0 | 0.0 | 0 | ABB | 1SCA022760R0170 | India |  |  | 0 | 0.0 |  | 0 | 0 |  | 0 | 0 | 0 | 0 |  |  | 0 | 0 | 0 |  | 0 | [5 empty] | 0 |  |  | 0 | [13 empty] | Nos | 1.0 | [10 empty] | Ringlus Electro Controls & Automation PVT LTD | [18 empty] | CGST - RNG | 9.0
[121 empty] | SGST - RNG | 9.0
| 315A 2P 0-2 OESA/OS DIN-type switch disconnector fuse ABB 1SYN833040R2012 | 315A 2P 0-2 OESA/OS DIN-type switch disconnector fuse ABB 1SYN833040R2012 | ABBSFU | Nos |  | 315A 2P 0-2 OESA/OS DIN-type switch disconnector fuse ABB 1SYN833040R2012 |  | 0 | 0 | 1 | 1 | 1 | 0.0 | 0.0 | 0.0 | 0 |  |  | 0.0 | Electrical Components | 315A 2P 0-2 OESA/OS DIN-type switch disconnector fuse ABB 1SYN833040R2012 | 0 | 31-12-2099 | Material Transfer | Moving Average |  | 0.0 |  | 0 | 0 |  | 0 | 0 | 0 | 0 |  | 0 | Item Attribute | 1 | Nos | 0.0 | 0.0 | 0 | 0.0 | 0 | ABB | 1SYN833040R2012 | India |  |  | 0 | 0.0 |  | 0 | 0 |  | 0 | 0 | 0 | 0 |  |  | 0 | 0 | 0 |  | 0 | [5 empty] | 0 |  |  | 0 | [13 empty] | Nos | 1.0 | [10 empty] | Ringlus Electro Controls & Automation PVT LTD | [18 empty] | CGST - RNG | 9.0
[121 empty] | SGST - RNG | 9.0
| 400A 2P 0-2 OESA/OS DIN-type switch disconnector fuse ABB 1SCA022811R2740 | 400A 2P 0-2 OESA/OS DIN-type switch disconnector fuse ABB 1SCA022811R2740 | ABBSFU | Nos |  | 400A 2P 0-2 OESA/OS DIN-type switch disconnector fuse ABB 1SCA022811R2740 |  | 0 | 0 | 1 | 1 | 1 | 0.0 | 0.0 | 0.0 | 0 |  |  | 0.0 | Electrical Components | 400A 2P 0-2 OESA/OS DIN-type switch disconnector fuse ABB 1SCA022811R2740 | 0 | 31-12-2099 | Material Transfer | Moving Average |  | 0.0 |  | 0 | 0 |  | 0 | 0 | 0 | 0 |  | 0 | Item Attribute | 1 | Nos | 0.0 | 0.0 | 0 | 0.0 | 0 | ABB | 1SCA022811R2740 | India |  |  | 0 | 0.0 |  | 0 | 0 |  | 0 | 0 | 0 | 0 |  |  | 0 | 0 | 0 |  | 0 | [5 empty] | 0 |  |  | 0 | [13 empty] | Nos | 1.0 | [10 empty] | Ringlus Electro Controls & Automation PVT LTD | [18 empty] | CGST - RNG | 9.0
[121 empty] | SGST - RNG | 9.0
| 630A 2P 3 OESA/OS DIN-type switch disconnector fuse ABB 1SCA107745R1001 | 630A 2P 3 OESA/OS DIN-type switch disconnector fuse ABB 1SCA107745R1001 | ABBSFU | Nos |  | 630A 2P 3 OESA/OS DIN-type switch disconnector fuse ABB 1SCA107745R1001 |  | 0 | 0 | 1 | 1 | 1 | 0.0 | 0.0 | 0.0 | 0 |  |  | 0.0 | Electrical Components | 630A 2P 3 OESA/OS DIN-type switch disconnector fuse ABB 1SCA107745R1001 | 0 | 31-12-2099 | Material Transfer | Moving Average |  | 0.0 |  | 0 | 0 |  | 0 | 0 | 0 | 0 |  | 0 | Item Attribute | 1 | Nos | 0.0 | 0.0 | 0 | 0.0 | 0 | ABB | 1SCA107745R1001 | India |  |  | 0 | 0.0 |  | 0 | 0 |  | 0 | 0 | 0 | 0 |  |  | 0 | 0 | 0 |  | 0 | [5 empty] | 0 |  |  | 0 | [13 empty] | Nos | 1.0 | [10 empty] | Ringlus Electro Controls & Automation PVT LTD | [18 empty] | CGST - RNG | 9.0
[121 empty] | SGST - RNG | 9.0
| 800A 2P 3 OESA/OS DIN-type switch disconnector fuse ABB 1SCA022837R2650 | 800A 2P 3 OESA/OS DIN-type switch disconnector fuse ABB 1SCA022837R2650 | ABBSFU | Nos |  | 800A 2P 3 OESA/OS DIN-type switch disconnector fuse ABB 1SCA022837R2650 |  | 0 | 0 | 1 | 1 | 1 | 0.0 | 0.0 | 0.0 | 0 |  |  | 0.0 | Electrical Components | 800A 2P 3 OESA/OS DIN-type switch disconnector fuse ABB 1SCA022837R2650 | 0 | 31-12-2099 | Material Transfer | Moving Average |  | 0.0 |  | 0 | 0 |  | 0 | 0 | 0 | 0 |  | 0 | Item Attribute | 1 | Nos | 0.0 | 0.0 | 0 | 0.0 | 0 | ABB | 1SCA022837R2650 | India |  |  | 0 | 0.0 |  | 0 | 0 |  | 0 | 0 | 0 | 0 |  |  | 0 | 0 | 0 |  | 0 | [5 empty] | 0 |  |  | 0 | [13 empty] | Nos | 1.0 | [10 empty] | Ringlus Electro Controls & Automation PVT LTD | [18 empty] | CGST - RNG | 9.0
[121 empty] | SGST - RNG | 9.0
| 32A 3P 000/00 OESA/OS DIN-type switch disconnector fuse ABB 1SCA022058R7710 | 32A 3P 000/00 OESA/OS DIN-type switch disconnector fuse ABB 1SCA022058R7710 | ABBSFU | Nos |  | 32A 3P 000/00 OESA/OS DIN-type switch disconnector fuse ABB 1SCA022058R7710 |  | 0 | 0 | 1 | 1 | 1 | 0.0 | 0.0 | 0.0 | 0 |  |  | 0.0 | Electrical Components | 32A 3P 000/00 OESA/OS DIN-type switch disconnector fuse ABB 1SCA022058R7710 | 0 | 31-12-2099 | Material Transfer | Moving Average |  | 0.0 |  | 0 | 0 |  | 0 | 0 | 0 | 0 |  | 0 | Item Attribute | 1 | Nos | 0.0 | 0.0 | 0 | 0.0 | 0 | ABB | 1SCA022058R7710 | India |  |  | 0 | 0.0 |  | 0 | 0 |  | 0 | 0 | 0 | 0 |  |  | 0 | 0 | 0 |  | 0 | [5 empty] | 0 |  |  | 0 | [13 empty] | Nos | 1.0 | [10 empty] | Ringlus Electro Controls & Automation PVT LTD | [18 empty] | CGST - RNG | 9.0
[121 empty] | SGST - RNG | 9.0
| 63A 3P 000/00 OESA/OS DIN-type switch disconnector fuse ABB 1SCA022057R6850 | 63A 3P 000/00 OESA/OS DIN-type switch disconnector fuse ABB 1SCA022057R6850 | ABBSFU | Nos |  | 63A 3P 000/00 OESA/OS DIN-type switch disconnector fuse ABB 1SCA022057R6850 |  | 0 | 0 | 1 | 1 | 1 | 0.0 | 0.0 | 0.0 | 0 |  |  | 0.0 | Electrical Components | 63A 3P 000/00 OESA/OS DIN-type switch disconnector fuse ABB 1SCA022057R6850 | 0 | 31-12-2099 | Material Transfer | Moving Average |  | 0.0 |  | 0 | 0 |  | 0 | 0 | 0 | 0 |  | 0 | Item Attribute | 1 | Nos | 0.0 | 0.0 | 0 | 0.0 | 0 | ABB | 1SCA022057R6850 | India |  |  | 0 | 0.0 |  | 0 | 0 |  | 0 | 0 | 0 | 0 |  |  | 0 | 0 | 0 |  | 0 | [5 empty] | 0 |  |  | 0 | [13 empty] | Nos | 1.0 | [10 empty] | Ringlus Electro Controls & Automation PVT LTD | [18 empty] | CGST - RNG | 9.0
[121 empty] | SGST - RNG | 9.0
| 100A 3P 00 OESA/OS DIN-type switch disconnector fuse ABB 1SCA022025R7830 | 100A 3P 00 OESA/OS DIN-type switch disconnector fuse ABB 1SCA022025R7830 | ABBSFU | Nos |  | 100A 3P 00 OESA/OS DIN-type switch disconnector fuse ABB 1SCA022025R7830 |  | 0 | 0 | 1 | 1 | 1 | 0.0 | 0.0 | 0.0 | 0 |  |  | 0.0 | Electrical Components | 100A 3P 00 OESA/OS DIN-type switch disconnector fuse ABB 1SCA022025R7830 | 0 | 31-12-2099 | Material Transfer | Moving Average |  | 0.0 |  | 0 | 0 |  | 0 | 0 | 0 | 0 |  | 0 | Item Attribute | 1 | Nos | 0.0 | 0.0 | 0 | 0.0 | 0 | ABB | 1SCA022025R7830 | India |  |  | 0 | 0.0 |  | 0 | 0 |  | 0 | 0 | 0 | 0 |  |  | 0 | 0 | 0 |  | 0 | [5 empty] | 0 |  |  | 0 | [13 empty] | Nos | 1.0 | [10 empty] | Ringlus Electro Controls & Automation PVT LTD | [18 empty] | CGST - RNG | 9.0
[121 empty] | SGST - RNG | 9.0
| 125A 3P 00 OESA/OS DIN-type switch disconnector fuse ABB OESA00125 | 125A 3P 00 OESA/OS DIN-type switch disconnector fuse ABB OESA00125 | ABBSFU | Nos |  | 125A 3P 00 OESA/OS DIN-type switch disconnector fuse ABB OESA00125 |  | 0 | 0 | 1 | 1 | 1 | 0.0 | 0.0 | 0.0 | 0 |  |  | 0.0 | Electrical Components | 125A 3P 00 OESA/OS DIN-type switch disconnector fuse ABB OESA00125 | 0 | 31-12-2099 | Material Transfer | Moving Average |  | 0.0 |  | 0 | 0 |  | 0 | 0 | 0 | 0 |  | 0 | Item Attribute | 1 | Nos | 0.0 | 0.0 | 0 | 0.0 | 0 | ABB | OESA00125 | India |  |  | 0 | 0.0 |  | 0 | 0 |  | 0 | 0 | 0 | 0 |  |  | 0 | 0 | 0 |  | 0 | [5 empty] | 0 |  |  | 0 | [13 empty] | Nos | 1.0 | [10 empty] | Ringlus Electro Controls & Automation PVT LTD | [18 empty] | CGST - RNG | 9.0
[121 empty] | SGST - RNG | 9.0
| 160A 3P 00 OESA/OS DIN-type switch disconnector fuse ABB 1SCA022077R8130 | 160A 3P 00 OESA/OS DIN-type switch disconnector fuse ABB 1SCA022077R8130 | ABBSFU | Nos |  | 160A 3P 00 OESA/OS DIN-type switch disconnector fuse ABB 1SCA022077R8130 |  | 0 | 0 | 1 | 1 | 1 | 0.0 | 0.0 | 0.0 | 0 |  |  | 0.0 | Electrical Components | 160A 3P 00 OESA/OS DIN-type switch disconnector fuse ABB 1SCA022077R8130 | 0 | 31-12-2099 | Material Transfer | Moving Average |  | 0.0 |  | 0 | 0 |  | 0 | 0 | 0 | 0 |  | 0 | Item Attribute | 1 | Nos | 0.0 | 0.0 | 0 | 0.0 | 0 | ABB | 1SCA022077R8130 | India |  |  | 0 | 0.0 |  | 0 | 0 |  | 0 | 0 | 0 | 0 |  |  | 0 | 0 | 0 |  | 0 | [5 empty] | 0 |  |  | 0 | [13 empty] | Nos | 1.0 | [10 empty] | Ringlus Electro Controls & Automation PVT LTD | [18 empty] | CGST - RNG | 9.0
[121 empty] | SGST - RNG | 9.0
| 200A 3P 0 OESA/OS DIN-type switch disconnector fuse ABB 1SYN022709R9500 | 200A 3P 0 OESA/OS DIN-type switch disconnector fuse ABB 1SYN022709R9500 | ABBSFU | Nos |  | 200A 3P 0 OESA/OS DIN-type switch disconnector fuse ABB 1SYN022709R9500 |  | 0 | 0 | 1 | 1 | 1 | 0.0 | 0.0 | 0.0 | 0 |  |  | 0.0 | Electrical Components | 200A 3P 0 OESA/OS DIN-type switch disconnector fuse ABB 1SYN022709R9500 | 0 | 31-12-2099 | Material Transfer | Moving Average |  | 0.0 |  | 0 | 0 |  | 0 | 0 | 0 | 0 |  | 0 | Item Attribute | 1 | Nos | 0.0 | 0.0 | 0 | 0.0 | 0 | ABB | 1SYN022709R9500 | India |  |  | 0 | 0.0 |  | 0 | 0 |  | 0 | 0 | 0 | 0 |  |  | 0 | 0 | 0 |  | 0 | [5 empty] | 0 |  |  | 0 | [13 empty] | Nos | 1.0 | [10 empty] | Ringlus Electro Controls & Automation PVT LTD | [18 empty] | CGST - RNG | 9.0
[121 empty] | SGST - RNG | 9.0
| 250A 3P 0-1 OESA/OS DIN-type switch disconnector fuse ABB 1SYN022719R0090 | 250A 3P 0-1 OESA/OS DIN-type switch disconnector fuse ABB 1SYN022719R0090 | ABBSFU | Nos |  | 250A 3P 0-1 OESA/OS DIN-type switch disconnector fuse ABB 1SYN022719R0090 |  | 0 | 0 | 1 | 1 | 1 | 0.0 | 0.0 | 0.0 | 0 |  |  | 0.0 | Electrical Components | 250A 3P 0-1 OESA/OS DIN-type switch disconnector fuse ABB 1SYN022719R0090 | 0 | 31-12-2099 | Material Transfer | Moving Average |  | 0.0 |  | 0 | 0 |  | 0 | 0 | 0 | 0 |  | 0 | Item Attribute | 1 | Nos | 0.0 | 0.0 | 0 | 0.0 | 0 | ABB | 1SYN022719R0090 | India |  |  | 0 | 0.0 |  | 0 | 0 |  | 0 | 0 | 0 | 0 |  |  | 0 | 0 | 0 |  | 0 | [5 empty] | 0 |  |  | 0 | [13 empty] | Nos | 1.0 | [10 empty] | Ringlus Electro Controls & Automation PVT LTD | [18 empty] | CGST - RNG | 9.0
[121 empty] | SGST - RNG | 9.0
| 315A 3P 0-2 OESA/OS DIN-type switch disconnector fuse ABB 1SYN953046P3001 | 315A 3P 0-2 OESA/OS DIN-type switch disconnector fuse ABB 1SYN953046P3001 | ABBSFU | Nos |  | 315A 3P 0-2 OESA/OS DIN-type switch disconnector fuse ABB 1SYN953046P3001 |  | 0 | 0 | 1 | 1 | 1 | 0.0 | 0.0 | 0.0 | 0 |  |  | 0.0 | Electrical Components | 315A 3P 0-2 OESA/OS DIN-type switch disconnector fuse ABB 1SYN953046P3001 | 0 | 31-12-2099 | Material Transfer | Moving Average |  | 0.0 |  | 0 | 0 |  | 0 | 0 | 0 | 0 |  | 0 | Item Attribute | 1 | Nos | 0.0 | 0.0 | 0 | 0.0 | 0 | ABB | 1SYN953046P3001 | India |  |  | 0 | 0.0 |  | 0 | 0 |  | 0 | 0 | 0 | 0 |  |  | 0 | 0 | 0 |  | 0 | [5 empty] | 0 |  |  | 0 | [13 empty] | Nos | 1.0 | [10 empty] | Ringlus Electro Controls & Automation PVT LTD | [18 empty] | CGST - RNG | 9.0
[121 empty] | SGST - RNG | 9.0
| 400A 3P 0-2 OESA/OS DIN-type switch disconnector fuse ABB 1SYN022719R0250 | 400A 3P 0-2 OESA/OS DIN-type switch disconnector fuse ABB 1SYN022719R0250 | ABBSFU | Nos |  | 400A 3P 0-2 OESA/OS DIN-type switch disconnector fuse ABB 1SYN022719R0250 |  | 0 | 0 | 1 | 1 | 1 | 0.0 | 0.0 | 0.0 | 0 |  |  | 0.0 | Electrical Components | 400A 3P 0-2 OESA/OS DIN-type switch disconnector fuse ABB 1SYN022719R0250 | 0 | 31-12-2099 | Material Transfer | Moving Average |  | 0.0 |  | 0 | 0 |  | 0 | 0 | 0 | 0 |  | 0 | Item Attribute | 1 | Nos | 0.0 | 0.0 | 0 | 0.0 | 0 | ABB | 1SYN022719R0250 | India |  |  | 0 | 0.0 |  | 0 | 0 |  | 0 | 0 | 0 | 0 |  |  | 0 | 0 | 0 |  | 0 | [5 empty] | 0 |  |  | 0 | [13 empty] | Nos | 1.0 | [10 empty] | Ringlus Electro Controls & Automation PVT LTD | [18 empty] | CGST - RNG | 9.0
[121 empty] | SGST - RNG | 9.0
| 630A 3P 3 OESA/OS DIN-type switch disconnector fuse ABB 1SYN022825R2830 | 630A 3P 3 OESA/OS DIN-type switch disconnector fuse ABB 1SYN022825R2830 | ABBSFU | Nos |  | 630A 3P 3 OESA/OS DIN-type switch disconnector fuse ABB 1SYN022825R2830 |  | 0 | 0 | 1 | 1 | 1 | 0.0 | 0.0 | 0.0 | 0 |  |  | 0.0 | Electrical Components | 630A 3P 3 OESA/OS DIN-type switch disconnector fuse ABB 1SYN022825R2830 | 0 | 31-12-2099 | Material Transfer | Moving Average |  | 0.0 |  | 0 | 0 |  | 0 | 0 | 0 | 0 |  | 0 | Item Attribute | 1 | Nos | 0.0 | 0.0 | 0 | 0.0 | 0 | ABB | 1SYN022825R2830 | India |  |  | 0 | 0.0 |  | 0 | 0 |  | 0 | 0 | 0 | 0 |  |  | 0 | 0 | 0 |  | 0 | [5 empty] | 0 |  |  | 0 | [13 empty] | Nos | 1.0 | [10 empty] | Ringlus Electro Controls & Automation PVT LTD | [18 empty] | CGST - RNG | 9.0
[121 empty] | SGST - RNG | 9.0
| 800A 3P 3 OESA/OS DIN-type switch disconnector fuse ABB 1SYN022825R4880 | 800A 3P 3 OESA/OS DIN-type switch disconnector fuse ABB 1SYN022825R4880 | ABBSFU | Nos |  | 800A 3P 3 OESA/OS DIN-type switch disconnector fuse ABB 1SYN022825R4880 |  | 0 | 0 | 1 | 1 | 1 | 0.0 | 0.0 | 0.0 | 0 |  |  | 0.0 | Electrical Components | 800A 3P 3 OESA/OS DIN-type switch disconnector fuse ABB 1SYN022825R4880 | 0 | 31-12-2099 | Material Transfer | Moving Average |  | 0.0 |  | 0 | 0 |  | 0 | 0 | 0 | 0 |  | 0 | Item Attribute | 1 | Nos | 0.0 | 0.0 | 0 | 0.0 | 0 | ABB | 1SYN022825R4880 | India |  |  | 0 | 0.0 |  | 0 | 0 |  | 0 | 0 | 0 | 0 |  |  | 0 | 0 | 0 |  | 0 | [5 empty] | 0 |  |  | 0 | [13 empty] | Nos | 1.0 | [10 empty] | Ringlus Electro Controls & Automation PVT LTD | [18 empty] | CGST - RNG | 9.0
[121 empty] | SGST - RNG | 9.0
| 32A TPN 000/00 OESA/OS DIN-type switch disconnector fuse ABB OESA0032N | 32A TPN 000/00 OESA/OS DIN-type switch disconnector fuse ABB OESA0032N | ABBSFU | Nos |  | 32A TPN 000/00 OESA/OS DIN-type switch disconnector fuse ABB OESA0032N |  | 0 | 0 | 1 | 1 | 1 | 0.0 | 0.0 | 0.0 | 0 |  |  | 0.0 | Electrical Components | 32A TPN 000/00 OESA/OS DIN-type switch disconnector fuse ABB OESA0032N | 0 | 31-12-2099 | Material Transfer | Moving Average |  | 0.0 |  | 0 | 0 |  | 0 | 0 | 0 | 0 |  | 0 | Item Attribute | 1 | Nos | 0.0 | 0.0 | 0 | 0.0 | 0 | ABB | OESA0032N | India |  |  | 0 | 0.0 |  | 0 | 0 |  | 0 | 0 | 0 | 0 |  |  | 0 | 0 | 0 |  | 0 | [5 empty] | 0 |  |  | 0 | [13 empty] | Nos | 1.0 | [10 empty] | Ringlus Electro Controls & Automation PVT LTD | [18 empty] | CGST - RNG | 9.0
[121 empty] | SGST - RNG | 9.0
| 63A TPN 000/00 OESA/OS DIN-type switch disconnector fuse ABB OESA0063N | 63A TPN 000/00 OESA/OS DIN-type switch disconnector fuse ABB OESA0063N | ABBSFU | Nos |  | 63A TPN 000/00 OESA/OS DIN-type switch disconnector fuse ABB OESA0063N |  | 0 | 0 | 1 | 1 | 1 | 0.0 | 0.0 | 0.0 | 0 |  |  | 0.0 | Electrical Components | 63A TPN 000/00 OESA/OS DIN-type switch disconnector fuse ABB OESA0063N | 0 | 31-12-2099 | Material Transfer | Moving Average |  | 0.0 |  | 0 | 0 |  | 0 | 0 | 0 | 0 |  | 0 | Item Attribute | 1 | Nos | 0.0 | 0.0 | 0 | 0.0 | 0 | ABB | OESA0063N | India |  |  | 0 | 0.0 |  | 0 | 0 |  | 0 | 0 | 0 | 0 |  |  | 0 | 0 | 0 |  | 0 | [5 empty] | 0 |  |  | 0 | [13 empty] | Nos | 1.0 | [10 empty] | Ringlus Electro Controls & Automation PVT LTD | [18 empty] | CGST - RNG | 9.0
[121 empty] | SGST - RNG | 9.0
| 100A TPN 00 OESA/OS DIN-type switch disconnector fuse ABB OESA00100N | 100A TPN 00 OESA/OS DIN-type switch disconnector fuse ABB OESA00100N | ABBSFU | Nos |  | 100A TPN 00 OESA/OS DIN-type switch disconnector fuse ABB OESA00100N |  | 0 | 0 | 1 | 1 | 1 | 0.0 | 0.0 | 0.0 | 0 |  |  | 0.0 | Electrical Components | 100A TPN 00 OESA/OS DIN-type switch disconnector fuse ABB OESA00100N | 0 | 31-12-2099 | Material Transfer | Moving Average |  | 0.0 |  | 0 | 0 |  | 0 | 0 | 0 | 0 |  | 0 | Item Attribute | 1 | Nos | 0.0 | 0.0 | 0 | 0.0 | 0 | ABB | OESA00100N | India |  |  | 0 | 0.0 |  | 0 | 0 |  | 0 | 0 | 0 | 0 |  |  | 0 | 0 | 0 |  | 0 | [5 empty] | 0 |  |  | 0 | [13 empty] | Nos | 1.0 | [10 empty] | Ringlus Electro Controls & Automation PVT LTD | [18 empty] | CGST - RNG | 9.0
[121 empty] | SGST - RNG | 9.0
| 125A TPN 00 OESA/OS DIN-type switch disconnector fuse ABB OESA00125N | 125A TPN 00 OESA/OS DIN-type switch disconnector fuse ABB OESA00125N | ABBSFU | Nos |  | 125A TPN 00 OESA/OS DIN-type switch disconnector fuse ABB OESA00125N |  | 0 | 0 | 1 | 1 | 1 | 0.0 | 0.0 | 0.0 | 0 |  |  | 0.0 | Electrical Components | 125A TPN 00 OESA/OS DIN-type switch disconnector fuse ABB OESA00125N | 0 | 31-12-2099 | Material Transfer | Moving Average |  | 0.0 |  | 0 | 0 |  | 0 | 0 | 0 | 0 |  | 0 | Item Attribute | 1 | Nos | 0.0 | 0.0 | 0 | 0.0 | 0 | ABB | OESA00125N | India |  |  | 0 | 0.0 |  | 0 | 0 |  | 0 | 0 | 0 | 0 |  |  | 0 | 0 | 0 |  | 0 | [5 empty] | 0 |  |  | 0 | [13 empty] | Nos | 1.0 | [10 empty] | Ringlus Electro Controls & Automation PVT LTD | [18 empty] | CGST - RNG | 9.0
[121 empty] | SGST - RNG | 9.0
| 160A TPN 00 OESA/OS DIN-type switch disconnector fuse ABB OESA00160N | 160A TPN 00 OESA/OS DIN-type switch disconnector fuse ABB OESA00160N | ABBSFU | Nos |  | 160A TPN 00 OESA/OS DIN-type switch disconnector fuse ABB OESA00160N |  | 0 | 0 | 1 | 1 | 1 | 0.0 | 0.0 | 0.0 | 0 |  |  | 0.0 | Electrical Components | 160A TPN 00 OESA/OS DIN-type switch disconnector fuse ABB OESA00160N | 0 | 31-12-2099 | Material Transfer | Moving Average |  | 0.0 |  | 0 | 0 |  | 0 | 0 | 0 | 0 |  | 0 | Item Attribute | 1 | Nos | 0.0 | 0.0 | 0 | 0.0 | 0 | ABB | OESA00160N | India |  |  | 0 | 0.0 |  | 0 | 0 |  | 0 | 0 | 0 | 0 |  |  | 0 | 0 | 0 |  | 0 | [5 empty] | 0 |  |  | 0 | [13 empty] | Nos | 1.0 | [10 empty] | Ringlus Electro Controls & Automation PVT LTD | [18 empty] | CGST - RNG | 9.0
[121 empty] | SGST - RNG | 9.0
| 200A TPN 0 OESA/OS DIN-type switch disconnector fuse ABB 1SYN022749R8710 | 200A TPN 0 OESA/OS DIN-type switch disconnector fuse ABB 1SYN022749R8710 | ABBSFU | Nos |  | 200A TPN 0 OESA/OS DIN-type switch disconnector fuse ABB 1SYN022749R8710 |  | 0 | 0 | 1 | 1 | 1 | 0.0 | 0.0 | 0.0 | 0 |  |  | 0.0 | Electrical Components | 200A TPN 0 OESA/OS DIN-type switch disconnector fuse ABB 1SYN022749R8710 | 0 | 31-12-2099 | Material Transfer | Moving Average |  | 0.0 |  | 0 | 0 |  | 0 | 0 | 0 | 0 |  | 0 | Item Attribute | 1 | Nos | 0.0 | 0.0 | 0 | 0.0 | 0 | ABB | 1SYN022749R8710 | India |  |  | 0 | 0.0 |  | 0 | 0 |  | 0 | 0 | 0 | 0 |  |  | 0 | 0 | 0 |  | 0 | [5 empty] | 0 |  |  | 0 | [13 empty] | Nos | 1.0 | [10 empty] | Ringlus Electro Controls & Automation PVT LTD | [18 empty] | CGST - RNG | 9.0
[121 empty] | SGST - RNG | 9.0
| 250A TPN 0-1 OESA/OS DIN-type switch disconnector fuse ABB 1SYN022749R9430 | 250A TPN 0-1 OESA/OS DIN-type switch disconnector fuse ABB 1SYN022749R9430 | ABBSFU | Nos |  | 250A TPN 0-1 OESA/OS DIN-type switch disconnector fuse ABB 1SYN022749R9430 |  | 0 | 0 | 1 | 1 | 1 | 0.0 | 0.0 | 0.0 | 0 |  |  | 0.0 | Electrical Components | 250A TPN 0-1 OESA/OS DIN-type switch disconnector fuse ABB 1SYN022749R9430 | 0 | 31-12-2099 | Material Transfer | Moving Average |  | 0.0 |  | 0 | 0 |  | 0 | 0 | 0 | 0 |  | 0 | Item Attribute | 1 | Nos | 0.0 | 0.0 | 0 | 0.0 | 0 | ABB | 1SYN022749R9430 | India |  |  | 0 | 0.0 |  | 0 | 0 |  | 0 | 0 | 0 | 0 |  |  | 0 | 0 | 0 |  | 0 | [5 empty] | 0 |  |  | 0 | [13 empty] | Nos | 1.0 | [10 empty] | Ringlus Electro Controls & Automation PVT LTD | [18 empty] | CGST - RNG | 9.0
[121 empty] | SGST - RNG | 9.0
| 315A TPN 0-2 OESA/OS DIN-type switch disconnector fuse ABB 1SYN953047P3001 | 315A TPN 0-2 OESA/OS DIN-type switch disconnector fuse ABB 1SYN953047P3001 | ABBSFU | Nos |  | 315A TPN 0-2 OESA/OS DIN-type switch disconnector fuse ABB 1SYN953047P3001 |  | 0 | 0 | 1 | 1 | 1 | 0.0 | 0.0 | 0.0 | 0 |  |  | 0.0 | Electrical Components | 315A TPN 0-2 OESA/OS DIN-type switch disconnector fuse ABB 1SYN953047P3001 | 0 | 31-12-2099 | Material Transfer | Moving Average |  | 0.0 |  | 0 | 0 |  | 0 | 0 | 0 | 0 |  | 0 | Item Attribute | 1 | Nos | 0.0 | 0.0 | 0 | 0.0 | 0 | ABB | 1SYN953047P3001 | India |  |  | 0 | 0.0 |  | 0 | 0 |  | 0 | 0 | 0 | 0 |  |  | 0 | 0 | 0 |  | 0 | [5 empty] | 0 |  |  | 0 | [13 empty] | Nos | 1.0 | [10 empty] | Ringlus Electro Controls & Automation PVT LTD | [18 empty] | CGST - RNG | 9.0
[121 empty] | SGST - RNG | 9.0
| 400A TPN 0-2 OESA/OS DIN-type switch disconnector fuse ABB 1SYN022753R9320 | 400A TPN 0-2 OESA/OS DIN-type switch disconnector fuse ABB 1SYN022753R9320 | ABBSFU | Nos |  | 400A TPN 0-2 OESA/OS DIN-type switch disconnector fuse ABB 1SYN022753R9320 |  | 0 | 0 | 1 | 1 | 1 | 0.0 | 0.0 | 0.0 | 0 |  |  | 0.0 | Electrical Components | 400A TPN 0-2 OESA/OS DIN-type switch disconnector fuse ABB 1SYN022753R9320 | 0 | 31-12-2099 | Material Transfer | Moving Average |  | 0.0 |  | 0 | 0 |  | 0 | 0 | 0 | 0 |  | 0 | Item Attribute | 1 | Nos | 0.0 | 0.0 | 0 | 0.0 | 0 | ABB | 1SYN022753R9320 | India |  |  | 0 | 0.0 |  | 0 | 0 |  | 0 | 0 | 0 | 0 |  |  | 0 | 0 | 0 |  | 0 | [5 empty] | 0 |  |  | 0 | [13 empty] | Nos | 1.0 | [10 empty] | Ringlus Electro Controls & Automation PVT LTD | [18 empty] | CGST - RNG | 9.0
[121 empty] | SGST - RNG | 9.0
| 630A TPN 3 OESA/OS DIN-type switch disconnector fuse ABB 1SYN100858R1001 | 630A TPN 3 OESA/OS DIN-type switch disconnector fuse ABB 1SYN100858R1001 | ABBSFU | Nos |  | 630A TPN 3 OESA/OS DIN-type switch disconnector fuse ABB 1SYN100858R1001 |  | 0 | 0 | 1 | 1 | 1 | 0.0 | 0.0 | 0.0 | 0 |  |  | 0.0 | Electrical Components | 630A TPN 3 OESA/OS DIN-type switch disconnector fuse ABB 1SYN100858R1001 | 0 | 31-12-2099 | Material Transfer | Moving Average |  | 0.0 |  | 0 | 0 |  | 0 | 0 | 0 | 0 |  | 0 | Item Attribute | 1 | Nos | 0.0 | 0.0 | 0 | 0.0 | 0 | ABB | 1SYN100858R1001 | India |  |  | 0 | 0.0 |  | 0 | 0 |  | 0 | 0 | 0 | 0 |  |  | 0 | 0 | 0 |  | 0 | [5 empty] | 0 |  |  | 0 | [13 empty] | Nos | 1.0 | [10 empty] | Ringlus Electro Controls & Automation PVT LTD | [18 empty] | CGST - RNG | 9.0
[121 empty] | SGST - RNG | 9.0
| 800A TPN 3 OESA/OS DIN-type switch disconnector fuse ABB 1SYN100859R1001 | 800A TPN 3 OESA/OS DIN-type switch disconnector fuse ABB 1SYN100859R1001 | ABBSFU | Nos |  | 800A TPN 3 OESA/OS DIN-type switch disconnector fuse ABB 1SYN100859R1001 |  | 0 | 0 | 1 | 1 | 1 | 0.0 | 0.0 | 0.0 | 0 |  |  | 0.0 | Electrical Components | 800A TPN 3 OESA/OS DIN-type switch disconnector fuse ABB 1SYN100859R1001 | 0 | 31-12-2099 | Material Transfer | Moving Average |  | 0.0 |  | 0 | 0 |  | 0 | 0 | 0 | 0 |  | 0 | Item Attribute | 1 | Nos | 0.0 | 0.0 | 0 | 0.0 | 0 | ABB | 1SYN100859R1001 | India |  |  | 0 | 0.0 |  | 0 | 0 |  | 0 | 0 | 0 | 0 |  |  | 0 | 0 | 0 |  | 0 | [5 empty] | 0 |  |  | 0 | [13 empty] | Nos | 1.0 | [10 empty] | Ringlus Electro Controls & Automation PVT LTD | [18 empty] | CGST - RNG | 9.0
[121 empty] | SGST - RNG | 9.0
| 32A 4P 000/00 OESA/OS DIN-type switch disconnector fuse ABB 1SCA022067R7610 | 32A 4P 000/00 OESA/OS DIN-type switch disconnector fuse ABB 1SCA022067R7610 | ABBSFU | Nos |  | 32A 4P 000/00 OESA/OS DIN-type switch disconnector fuse ABB 1SCA022067R7610 |  | 0 | 0 | 1 | 1 | 1 | 0.0 | 0.0 | 0.0 | 0 |  |  | 0.0 | Electrical Components | 32A 4P 000/00 OESA/OS DIN-type switch disconnector fuse ABB 1SCA022067R7610 | 0 | 31-12-2099 | Material Transfer | Moving Average |  | 0.0 |  | 0 | 0 |  | 0 | 0 | 0 | 0 |  | 0 | Item Attribute | 1 | Nos | 0.0 | 0.0 | 0 | 0.0 | 0 | ABB | 1SCA022067R7610 | India |  |  | 0 | 0.0 |  | 0 | 0 |  | 0 | 0 | 0 | 0 |  |  | 0 | 0 | 0 |  | 0 | [5 empty] | 0 |  |  | 0 | [13 empty] | Nos | 1.0 | [10 empty] | Ringlus Electro Controls & Automation PVT LTD | [18 empty] | CGST - RNG | 9.0
[121 empty] | SGST - RNG | 9.0
| 63A 4P 000/00 OESA/OS DIN-type switch disconnector fuse ABB 1SCA022057R7740 | 63A 4P 000/00 OESA/OS DIN-type switch disconnector fuse ABB 1SCA022057R7740 | ABBSFU | Nos |  | 63A 4P 000/00 OESA/OS DIN-type switch disconnector fuse ABB 1SCA022057R7740 |  | 0 | 0 | 1 | 1 | 1 | 0.0 | 0.0 | 0.0 | 0 |  |  | 0.0 | Electrical Components | 63A 4P 000/00 OESA/OS DIN-type switch disconnector fuse ABB 1SCA022057R7740 | 0 | 31-12-2099 | Material Transfer | Moving Average |  | 0.0 |  | 0 | 0 |  | 0 | 0 | 0 | 0 |  | 0 | Item Attribute | 1 | Nos | 0.0 | 0.0 | 0 | 0.0 | 0 | ABB | 1SCA022057R7740 | India |  |  | 0 | 0.0 |  | 0 | 0 |  | 0 | 0 | 0 | 0 |  |  | 0 | 0 | 0 |  | 0 | [5 empty] | 0 |  |  | 0 | [13 empty] | Nos | 1.0 | [10 empty] | Ringlus Electro Controls & Automation PVT LTD | [18 empty] | CGST - RNG | 9.0
[121 empty] | SGST - RNG | 9.0
| 100A 4P 00 OESA/OS DIN-type switch disconnector fuse ABB 1SCA022043R6760 | 100A 4P 00 OESA/OS DIN-type switch disconnector fuse ABB 1SCA022043R6760 | ABBSFU | Nos |  | 100A 4P 00 OESA/OS DIN-type switch disconnector fuse ABB 1SCA022043R6760 |  | 0 | 0 | 1 | 1 | 1 | 0.0 | 0.0 | 0.0 | 0 |  |  | 0.0 | Electrical Components | 100A 4P 00 OESA/OS DIN-type switch disconnector fuse ABB 1SCA022043R6760 | 0 | 31-12-2099 | Material Transfer | Moving Average |  | 0.0 |  | 0 | 0 |  | 0 | 0 | 0 | 0 |  | 0 | Item Attribute | 1 | Nos | 0.0 | 0.0 | 0 | 0.0 | 0 | ABB | 1SCA022043R6760 | India |  |  | 0 | 0.0 |  | 0 | 0 |  | 0 | 0 | 0 | 0 |  |  | 0 | 0 | 0 |  | 0 | [5 empty] | 0 |  |  | 0 | [13 empty] | Nos | 1.0 | [10 empty] | Ringlus Electro Controls & Automation PVT LTD | [18 empty] | CGST - RNG | 9.0
[121 empty] | SGST - RNG | 9.0
| 125A 4P 00 OESA/OS DIN-type switch disconnector fuse ABB OESA00125A4 | 125A 4P 00 OESA/OS DIN-type switch disconnector fuse ABB OESA00125A4 | ABBSFU | Nos |  | 125A 4P 00 OESA/OS DIN-type switch disconnector fuse ABB OESA00125A4 |  | 0 | 0 | 1 | 1 | 1 | 0.0 | 0.0 | 0.0 | 0 |  |  | 0.0 | Electrical Components | 125A 4P 00 OESA/OS DIN-type switch disconnector fuse ABB OESA00125A4 | 0 | 31-12-2099 | Material Transfer | Moving Average |  | 0.0 |  | 0 | 0 |  | 0 | 0 | 0 | 0 |  | 0 | Item Attribute | 1 | Nos | 0.0 | 0.0 | 0 | 0.0 | 0 | ABB | OESA00125A4 | India |  |  | 0 | 0.0 |  | 0 | 0 |  | 0 | 0 | 0 | 0 |  |  | 0 | 0 | 0 |  | 0 | [5 empty] | 0 |  |  | 0 | [13 empty] | Nos | 1.0 | [10 empty] | Ringlus Electro Controls & Automation PVT LTD | [18 empty] | CGST - RNG | 9.0
[121 empty] | SGST - RNG | 9.0
| 160A 4P 00 OESA/OS DIN-type switch disconnector fuse ABB 1SCA022080R7840 | 160A 4P 00 OESA/OS DIN-type switch disconnector fuse ABB 1SCA022080R7840 | ABBSFU | Nos |  | 160A 4P 00 OESA/OS DIN-type switch disconnector fuse ABB 1SCA022080R7840 |  | 0 | 0 | 1 | 1 | 1 | 0.0 | 0.0 | 0.0 | 0 |  |  | 0.0 | Electrical Components | 160A 4P 00 OESA/OS DIN-type switch disconnector fuse ABB 1SCA022080R7840 | 0 | 31-12-2099 | Material Transfer | Moving Average |  | 0.0 |  | 0 | 0 |  | 0 | 0 | 0 | 0 |  | 0 | Item Attribute | 1 | Nos | 0.0 | 0.0 | 0 | 0.0 | 0 | ABB | 1SCA022080R7840 | India |  |  | 0 | 0.0 |  | 0 | 0 |  | 0 | 0 | 0 | 0 |  |  | 0 | 0 | 0 |  | 0 | [5 empty] | 0 |  |  | 0 | [13 empty] | Nos | 1.0 | [10 empty] | Ringlus Electro Controls & Automation PVT LTD | [18 empty] | CGST - RNG | 9.0
[121 empty] | SGST - RNG | 9.0
| 200A 4P 0 OESA/OS DIN-type switch disconnector fuse ABB 1SYN022709R9680 | 200A 4P 0 OESA/OS DIN-type switch disconnector fuse ABB 1SYN022709R9680 | ABBSFU | Nos |  | 200A 4P 0 OESA/OS DIN-type switch disconnector fuse ABB 1SYN022709R9680 |  | 0 | 0 | 1 | 1 | 1 | 0.0 | 0.0 | 0.0 | 0 |  |  | 0.0 | Electrical Components | 200A 4P 0 OESA/OS DIN-type switch disconnector fuse ABB 1SYN022709R9680 | 0 | 31-12-2099 | Material Transfer | Moving Average |  | 0.0 |  | 0 | 0 |  | 0 | 0 | 0 | 0 |  | 0 | Item Attribute | 1 | Nos | 0.0 | 0.0 | 0 | 0.0 | 0 | ABB | 1SYN022709R9680 | India |  |  | 0 | 0.0 |  | 0 | 0 |  | 0 | 0 | 0 | 0 |  |  | 0 | 0 | 0 |  | 0 | [5 empty] | 0 |  |  | 0 | [13 empty] | Nos | 1.0 | [10 empty] | Ringlus Electro Controls & Automation PVT LTD | [18 empty] | CGST - RNG | 9.0
[121 empty] | SGST - RNG | 9.0
| 250A 4P 0-1 OESA/OS DIN-type switch disconnector fuse ABB 1SYN022719R2380 | 250A 4P 0-1 OESA/OS DIN-type switch disconnector fuse ABB 1SYN022719R2380 | ABBSFU | Nos |  | 250A 4P 0-1 OESA/OS DIN-type switch disconnector fuse ABB 1SYN022719R2380 |  | 0 | 0 | 1 | 1 | 1 | 0.0 | 0.0 | 0.0 | 0 |  |  | 0.0 | Electrical Components | 250A 4P 0-1 OESA/OS DIN-type switch disconnector fuse ABB 1SYN022719R2380 | 0 | 31-12-2099 | Material Transfer | Moving Average |  | 0.0 |  | 0 | 0 |  | 0 | 0 | 0 | 0 |  | 0 | Item Attribute | 1 | Nos | 0.0 | 0.0 | 0 | 0.0 | 0 | ABB | 1SYN022719R2380 | India |  |  | 0 | 0.0 |  | 0 | 0 |  | 0 | 0 | 0 | 0 |  |  | 0 | 0 | 0 |  | 0 | [5 empty] | 0 |  |  | 0 | [13 empty] | Nos | 1.0 | [10 empty] | Ringlus Electro Controls & Automation PVT LTD | [18 empty] | CGST - RNG | 9.0
[121 empty] | SGST - RNG | 9.0
| 315A 4P 0-2 OESA/OS DIN-type switch disconnector fuse ABB 1SYN953048P3001 | 315A 4P 0-2 OESA/OS DIN-type switch disconnector fuse ABB 1SYN953048P3001 | ABBSFU | Nos |  | 315A 4P 0-2 OESA/OS DIN-type switch disconnector fuse ABB 1SYN953048P3001 |  | 0 | 0 | 1 | 1 | 1 | 0.0 | 0.0 | 0.0 | 0 |  |  | 0.0 | Electrical Components | 315A 4P 0-2 OESA/OS DIN-type switch disconnector fuse ABB 1SYN953048P3001 | 0 | 31-12-2099 | Material Transfer | Moving Average |  | 0.0 |  | 0 | 0 |  | 0 | 0 | 0 | 0 |  | 0 | Item Attribute | 1 | Nos | 0.0 | 0.0 | 0 | 0.0 | 0 | ABB | 1SYN953048P3001 | India |  |  | 0 | 0.0 |  | 0 | 0 |  | 0 | 0 | 0 | 0 |  |  | 0 | 0 | 0 |  | 0 | [5 empty] | 0 |  |  | 0 | [13 empty] | Nos | 1.0 | [10 empty] | Ringlus Electro Controls & Automation PVT LTD | [18 empty] | CGST - RNG | 9.0
[121 empty] | SGST - RNG | 9.0
| 400A 4P 0-2 OESA/OS DIN-type switch disconnector fuse ABB 1SYN022719R2460 | 400A 4P 0-2 OESA/OS DIN-type switch disconnector fuse ABB 1SYN022719R2460 | ABBSFU | Nos |  | 400A 4P 0-2 OESA/OS DIN-type switch disconnector fuse ABB 1SYN022719R2460 |  | 0 | 0 | 1 | 1 | 1 | 0.0 | 0.0 | 0.0 | 0 |  |  | 0.0 | Electrical Components | 400A 4P 0-2 OESA/OS DIN-type switch disconnector fuse ABB 1SYN022719R2460 | 0 | 31-12-2099 | Material Transfer | Moving Average |  | 0.0 |  | 0 | 0 |  | 0 | 0 | 0 | 0 |  | 0 | Item Attribute | 1 | Nos | 0.0 | 0.0 | 0 | 0.0 | 0 | ABB | 1SYN022719R2460 | India |  |  | 0 | 0.0 |  | 0 | 0 |  | 0 | 0 | 0 | 0 |  |  | 0 | 0 | 0 |  | 0 | [5 empty] | 0 |  |  | 0 | [13 empty] | Nos | 1.0 | [10 empty] | Ringlus Electro Controls & Automation PVT LTD | [18 empty] | CGST - RNG | 9.0
[121 empty] | SGST - RNG | 9.0
| 630A 4P 3 OESA/OS DIN-type switch disconnector fuse ABB 1SYN022825R4290 | 630A 4P 3 OESA/OS DIN-type switch disconnector fuse ABB 1SYN022825R4290 | ABBSFU | Nos |  | 630A 4P 3 OESA/OS DIN-type switch disconnector fuse ABB 1SYN022825R4290 |  | 0 | 0 | 1 | 1 | 1 | 0.0 | 0.0 | 0.0 | 0 |  |  | 0.0 | Electrical Components | 630A 4P 3 OESA/OS DIN-type switch disconnector fuse ABB 1SYN022825R4290 | 0 | 31-12-2099 | Material Transfer | Moving Average |  | 0.0 |  | 0 | 0 |  | 0 | 0 | 0 | 0 |  | 0 | Item Attribute | 1 | Nos | 0.0 | 0.0 | 0 | 0.0 | 0 | ABB | 1SYN022825R4290 | India |  |  | 0 | 0.0 |  | 0 | 0 |  | 0 | 0 | 0 | 0 |  |  | 0 | 0 | 0 |  | 0 | [5 empty] | 0 |  |  | 0 | [13 empty] | Nos | 1.0 | [10 empty] | Ringlus Electro Controls & Automation PVT LTD | [18 empty] | CGST - RNG | 9.0
[121 empty] | SGST - RNG | 9.0
| 800A 4P 3 OESA/OS DIN-type switch disconnector fuse ABB 1SYN022825R5180 | 800A 4P 3 OESA/OS DIN-type switch disconnector fuse ABB 1SYN022825R5180 | ABBSFU | Nos |  | 800A 4P 3 OESA/OS DIN-type switch disconnector fuse ABB 1SYN022825R5180 |  | 0 | 0 | 1 | 1 | 1 | 0.0 | 0.0 | 0.0 | 0 |  |  | 0.0 | Electrical Components | 800A 4P 3 OESA/OS DIN-type switch disconnector fuse ABB 1SYN022825R5180 | 0 | 31-12-2099 | Material Transfer | Moving Average |  | 0.0 |  | 0 | 0 |  | 0 | 0 | 0 | 0 |  | 0 | Item Attribute | 1 | Nos | 0.0 | 0.0 | 0 | 0.0 | 0 | ABB | 1SYN022825R5180 | India |  |  | 0 | 0.0 |  | 0 | 0 |  | 0 | 0 | 0 | 0 |  |  | 0 | 0 | 0 |  | 0 | [5 empty] | 0 |  |  | 0 | [13 empty] | Nos | 1.0 | [10 empty] | Ringlus Electro Controls & Automation PVT LTD | [18 empty] | CGST - RNG | 9.0
[121 empty] | SGST - RNG | 9.0
| 32A 2P A2 OESA/OS BS-type switch disconnector fuse ABB 1SCA022108R6110 | 32A 2P A2 OESA/OS BS-type switch disconnector fuse ABB 1SCA022108R6110 | ABBSFU | Nos |  | 32A 2P A2 OESA/OS BS-type switch disconnector fuse ABB 1SCA022108R6110 |  | 0 | 0 | 1 | 1 | 1 | 0.0 | 0.0 | 0.0 | 0 |  |  | 0.0 | Electrical Components | 32A 2P A2 OESA/OS BS-type switch disconnector fuse ABB 1SCA022108R6110 | 0 | 31-12-2099 | Material Transfer | Moving Average |  | 0.0 |  | 0 | 0 |  | 0 | 0 | 0 | 0 |  | 0 | Item Attribute | 1 | Nos | 0.0 | 0.0 | 0 | 0.0 | 0 | ABB | 1SCA022108R6110 | India |  |  | 0 | 0.0 |  | 0 | 0 |  | 0 | 0 | 0 | 0 |  |  | 0 | 0 | 0 |  | 0 | [5 empty] | 0 |  |  | 0 | [13 empty] | Nos | 1.0 | [10 empty] | Ringlus Electro Controls & Automation PVT LTD | [18 empty] | CGST - RNG | 9.0
[121 empty] | SGST - RNG | 9.0
| 63A 2P A3 OESA/OS BS-type switch disconnector fuse ABB 1SCA022108R6380 | 63A 2P A3 OESA/OS BS-type switch disconnector fuse ABB 1SCA022108R6380 | ABBSFU | Nos |  | 63A 2P A3 OESA/OS BS-type switch disconnector fuse ABB 1SCA022108R6380 |  | 0 | 0 | 1 | 1 | 1 | 0.0 | 0.0 | 0.0 | 0 |  |  | 0.0 | Electrical Components | 63A 2P A3 OESA/OS BS-type switch disconnector fuse ABB 1SCA022108R6380 | 0 | 31-12-2099 | Material Transfer | Moving Average |  | 0.0 |  | 0 | 0 |  | 0 | 0 | 0 | 0 |  | 0 | Item Attribute | 1 | Nos | 0.0 | 0.0 | 0 | 0.0 | 0 | ABB | 1SCA022108R6380 | India |  |  | 0 | 0.0 |  | 0 | 0 |  | 0 | 0 | 0 | 0 |  |  | 0 | 0 | 0 |  | 0 | [5 empty] | 0 |  |  | 0 | [13 empty] | Nos | 1.0 | [10 empty] | Ringlus Electro Controls & Automation PVT LTD | [18 empty] | CGST - RNG | 9.0
[121 empty] | SGST - RNG | 9.0
| 100A 2P A4 OESA/OS BS-type switch disconnector fuse ABB 1SCA022087R7970 | 100A 2P A4 OESA/OS BS-type switch disconnector fuse ABB 1SCA022087R7970 | ABBSFU | Nos |  | 100A 2P A4 OESA/OS BS-type switch disconnector fuse ABB 1SCA022087R7970 |  | 0 | 0 | 1 | 1 | 1 | 0.0 | 0.0 | 0.0 | 0 |  |  | 0.0 | Electrical Components | 100A 2P A4 OESA/OS BS-type switch disconnector fuse ABB 1SCA022087R7970 | 0 | 31-12-2099 | Material Transfer | Moving Average |  | 0.0 |  | 0 | 0 |  | 0 | 0 | 0 | 0 |  | 0 | Item Attribute | 1 | Nos | 0.0 | 0.0 | 0 | 0.0 | 0 | ABB | 1SCA022087R7970 | India |  |  | 0 | 0.0 |  | 0 | 0 |  | 0 | 0 | 0 | 0 |  |  | 0 | 0 | 0 |  | 0 | [5 empty] | 0 |  |  | 0 | [13 empty] | Nos | 1.0 | [10 empty] | Ringlus Electro Controls & Automation PVT LTD | [18 empty] | CGST - RNG | 9.0
[121 empty] | SGST - RNG | 9.0
| 125A 2P A4 OESA/OS BS-type switch disconnector fuse ABB 1SYN833038R2012 | 125A 2P A4 OESA/OS BS-type switch disconnector fuse ABB 1SYN833038R2012 | ABBSFU | Nos |  | 125A 2P A4 OESA/OS BS-type switch disconnector fuse ABB 1SYN833038R2012 |  | 0 | 0 | 1 | 1 | 1 | 0.0 | 0.0 | 0.0 | 0 |  |  | 0.0 | Electrical Components | 125A 2P A4 OESA/OS BS-type switch disconnector fuse ABB 1SYN833038R2012 | 0 | 31-12-2099 | Material Transfer | Moving Average |  | 0.0 |  | 0 | 0 |  | 0 | 0 | 0 | 0 |  | 0 | Item Attribute | 1 | Nos | 0.0 | 0.0 | 0 | 0.0 | 0 | ABB | 1SYN833038R2012 | India |  |  | 0 | 0.0 |  | 0 | 0 |  | 0 | 0 | 0 | 0 |  |  | 0 | 0 | 0 |  | 0 | [5 empty] | 0 |  |  | 0 | [13 empty] | Nos | 1.0 | [10 empty] | Ringlus Electro Controls & Automation PVT LTD | [18 empty] | CGST - RNG | 9.0
[121 empty] | SGST - RNG | 9.0
| 160A 2P B2 OESA/OS BS-type switch disconnector fuse ABB 1SCA022082R6550 | 160A 2P B2 OESA/OS BS-type switch disconnector fuse ABB 1SCA022082R6550 | ABBSFU | Nos |  | 160A 2P B2 OESA/OS BS-type switch disconnector fuse ABB 1SCA022082R6550 |  | 0 | 0 | 1 | 1 | 1 | 0.0 | 0.0 | 0.0 | 0 |  |  | 0.0 | Electrical Components | 160A 2P B2 OESA/OS BS-type switch disconnector fuse ABB 1SCA022082R6550 | 0 | 31-12-2099 | Material Transfer | Moving Average |  | 0.0 |  | 0 | 0 |  | 0 | 0 | 0 | 0 |  | 0 | Item Attribute | 1 | Nos | 0.0 | 0.0 | 0 | 0.0 | 0 | ABB | 1SCA022082R6550 | India |  |  | 0 | 0.0 |  | 0 | 0 |  | 0 | 0 | 0 | 0 |  |  | 0 | 0 | 0 |  | 0 | [5 empty] | 0 |  |  | 0 | [13 empty] | Nos | 1.0 | [10 empty] | Ringlus Electro Controls & Automation PVT LTD | [18 empty] | CGST - RNG | 9.0
[121 empty] | SGST - RNG | 9.0
| 200A 2P B1-B2 OESA/OS BS-type switch disconnector fuse ABB 1SCA022769R7820 | 200A 2P B1-B2 OESA/OS BS-type switch disconnector fuse ABB 1SCA022769R7820 | ABBSFU | Nos |  | 200A 2P B1-B2 OESA/OS BS-type switch disconnector fuse ABB 1SCA022769R7820 |  | 0 | 0 | 1 | 1 | 1 | 0.0 | 0.0 | 0.0 | 0 |  |  | 0.0 | Electrical Components | 200A 2P B1-B2 OESA/OS BS-type switch disconnector fuse ABB 1SCA022769R7820 | 0 | 31-12-2099 | Material Transfer | Moving Average |  | 0.0 |  | 0 | 0 |  | 0 | 0 | 0 | 0 |  | 0 | Item Attribute | 1 | Nos | 0.0 | 0.0 | 0 | 0.0 | 0 | ABB | 1SCA022769R7820 | India |  |  | 0 | 0.0 |  | 0 | 0 |  | 0 | 0 | 0 | 0 |  |  | 0 | 0 | 0 |  | 0 | [5 empty] | 0 |  |  | 0 | [13 empty] | Nos | 1.0 | [10 empty] | Ringlus Electro Controls & Automation PVT LTD | [18 empty] | CGST - RNG | 9.0
[121 empty] | SGST - RNG | 9.0
| 250A 2P B1-B3 OESA/OS BS-type switch disconnector fuse ABB 1SCA022769R9440 | 250A 2P B1-B3 OESA/OS BS-type switch disconnector fuse ABB 1SCA022769R9440 | ABBSFU | Nos |  | 250A 2P B1-B3 OESA/OS BS-type switch disconnector fuse ABB 1SCA022769R9440 |  | 0 | 0 | 1 | 1 | 1 | 0.0 | 0.0 | 0.0 | 0 |  |  | 0.0 | Electrical Components | 250A 2P B1-B3 OESA/OS BS-type switch disconnector fuse ABB 1SCA022769R9440 | 0 | 31-12-2099 | Material Transfer | Moving Average |  | 0.0 |  | 0 | 0 |  | 0 | 0 | 0 | 0 |  | 0 | Item Attribute | 1 | Nos | 0.0 | 0.0 | 0 | 0.0 | 0 | ABB | 1SCA022769R9440 | India |  |  | 0 | 0.0 |  | 0 | 0 |  | 0 | 0 | 0 | 0 |  |  | 0 | 0 | 0 |  | 0 | [5 empty] | 0 |  |  | 0 | [13 empty] | Nos | 1.0 | [10 empty] | Ringlus Electro Controls & Automation PVT LTD | [18 empty] | CGST - RNG | 9.0
[121 empty] | SGST - RNG | 9.0
| 315A 2P B1-B4 OESA/OS BS-type switch disconnector fuse ABB 1SCA022817R3450 | 315A 2P B1-B4 OESA/OS BS-type switch disconnector fuse ABB 1SCA022817R3450 | ABBSFU | Nos |  | 315A 2P B1-B4 OESA/OS BS-type switch disconnector fuse ABB 1SCA022817R3450 |  | 0 | 0 | 1 | 1 | 1 | 0.0 | 0.0 | 0.0 | 0 |  |  | 0.0 | Electrical Components | 315A 2P B1-B4 OESA/OS BS-type switch disconnector fuse ABB 1SCA022817R3450 | 0 | 31-12-2099 | Material Transfer | Moving Average |  | 0.0 |  | 0 | 0 |  | 0 | 0 | 0 | 0 |  | 0 | Item Attribute | 1 | Nos | 0.0 | 0.0 | 0 | 0.0 | 0 | ABB | 1SCA022817R3450 | India |  |  | 0 | 0.0 |  | 0 | 0 |  | 0 | 0 | 0 | 0 |  |  | 0 | 0 | 0 |  | 0 | [5 empty] | 0 |  |  | 0 | [13 empty] | Nos | 1.0 | [10 empty] | Ringlus Electro Controls & Automation PVT LTD | [18 empty] | CGST - RNG | 9.0
[121 empty] | SGST - RNG | 9.0
| 400A 2P B1-B4 OESA/OS BS-type switch disconnector fuse ABB 1SCA022813R7220 | 400A 2P B1-B4 OESA/OS BS-type switch disconnector fuse ABB 1SCA022813R7220 | ABBSFU | Nos |  | 400A 2P B1-B4 OESA/OS BS-type switch disconnector fuse ABB 1SCA022813R7220 |  | 0 | 0 | 1 | 1 | 1 | 0.0 | 0.0 | 0.0 | 0 |  |  | 0.0 | Electrical Components | 400A 2P B1-B4 OESA/OS BS-type switch disconnector fuse ABB 1SCA022813R7220 | 0 | 31-12-2099 | Material Transfer | Moving Average |  | 0.0 |  | 0 | 0 |  | 0 | 0 | 0 | 0 |  | 0 | Item Attribute | 1 | Nos | 0.0 | 0.0 | 0 | 0.0 | 0 | ABB | 1SCA022813R7220 | India |  |  | 0 | 0.0 |  | 0 | 0 |  | 0 | 0 | 0 | 0 |  |  | 0 | 0 | 0 |  | 0 | [5 empty] | 0 |  |  | 0 | [13 empty] | Nos | 1.0 | [10 empty] | Ringlus Electro Controls & Automation PVT LTD | [18 empty] | CGST - RNG | 9.0
[121 empty] | SGST - RNG | 9.0
| 630A 2P C1-C2 OESA/OS BS-type switch disconnector fuse ABB 1SCA113529R1001 | 630A 2P C1-C2 OESA/OS BS-type switch disconnector fuse ABB 1SCA113529R1001 | ABBSFU | Nos |  | 630A 2P C1-C2 OESA/OS BS-type switch disconnector fuse ABB 1SCA113529R1001 |  | 0 | 0 | 1 | 1 | 1 | 0.0 | 0.0 | 0.0 | 0 |  |  | 0.0 | Electrical Components | 630A 2P C1-C2 OESA/OS BS-type switch disconnector fuse ABB 1SCA113529R1001 | 0 | 31-12-2099 | Material Transfer | Moving Average |  | 0.0 |  | 0 | 0 |  | 0 | 0 | 0 | 0 |  | 0 | Item Attribute | 1 | Nos | 0.0 | 0.0 | 0 | 0.0 | 0 | ABB | 1SCA113529R1001 | India |  |  | 0 | 0.0 |  | 0 | 0 |  | 0 | 0 | 0 | 0 |  |  | 0 | 0 | 0 |  | 0 | [5 empty] | 0 |  |  | 0 | [13 empty] | Nos | 1.0 | [10 empty] | Ringlus Electro Controls & Automation PVT LTD | [18 empty] | CGST - RNG | 9.0
[121 empty] | SGST - RNG | 9.0
| 800A 2P C1-C3 OESA/OS BS-type switch disconnector fuse ABB 1SCA022837R6480 | 800A 2P C1-C3 OESA/OS BS-type switch disconnector fuse ABB 1SCA022837R6480 | ABBSFU | Nos |  | 800A 2P C1-C3 OESA/OS BS-type switch disconnector fuse ABB 1SCA022837R6480 |  | 0 | 0 | 1 | 1 | 1 | 0.0 | 0.0 | 0.0 | 0 |  |  | 0.0 | Electrical Components | 800A 2P C1-C3 OESA/OS BS-type switch disconnector fuse ABB 1SCA022837R6480 | 0 | 31-12-2099 | Material Transfer | Moving Average |  | 0.0 |  | 0 | 0 |  | 0 | 0 | 0 | 0 |  | 0 | Item Attribute | 1 | Nos | 0.0 | 0.0 | 0 | 0.0 | 0 | ABB | 1SCA022837R6480 | India |  |  | 0 | 0.0 |  | 0 | 0 |  | 0 | 0 | 0 | 0 |  |  | 0 | 0 | 0 |  | 0 | [5 empty] | 0 |  |  | 0 | [13 empty] | Nos | 1.0 | [10 empty] | Ringlus Electro Controls & Automation PVT LTD | [18 empty] | CGST - RNG | 9.0
[121 empty] | SGST - RNG | 9.0
| 32A 3P A2 OESA/OS BS-type switch disconnector fuse ABB 1SCA022057R1540 | 32A 3P A2 OESA/OS BS-type switch disconnector fuse ABB 1SCA022057R1540 | ABBSFU | Nos |  | 32A 3P A2 OESA/OS BS-type switch disconnector fuse ABB 1SCA022057R1540 |  | 0 | 0 | 1 | 1 | 1 | 0.0 | 0.0 | 0.0 | 0 |  |  | 0.0 | Electrical Components | 32A 3P A2 OESA/OS BS-type switch disconnector fuse ABB 1SCA022057R1540 | 0 | 31-12-2099 | Material Transfer | Moving Average |  | 0.0 |  | 0 | 0 |  | 0 | 0 | 0 | 0 |  | 0 | Item Attribute | 1 | Nos | 0.0 | 0.0 | 0 | 0.0 | 0 | ABB | 1SCA022057R1540 | India |  |  | 0 | 0.0 |  | 0 | 0 |  | 0 | 0 | 0 | 0 |  |  | 0 | 0 | 0 |  | 0 | [5 empty] | 0 |  |  | 0 | [13 empty] | Nos | 1.0 | [10 empty] | Ringlus Electro Controls & Automation PVT LTD | [18 empty] | CGST - RNG | 9.0
[121 empty] | SGST - RNG | 9.0
| 63A 3P A3 OESA/OS BS-type switch disconnector fuse ABB 1SCA022057R0310 | 63A 3P A3 OESA/OS BS-type switch disconnector fuse ABB 1SCA022057R0310 | ABBSFU | Nos |  | 63A 3P A3 OESA/OS BS-type switch disconnector fuse ABB 1SCA022057R0310 |  | 0 | 0 | 1 | 1 | 1 | 0.0 | 0.0 | 0.0 | 0 |  |  | 0.0 | Electrical Components | 63A 3P A3 OESA/OS BS-type switch disconnector fuse ABB 1SCA022057R0310 | 0 | 31-12-2099 | Material Transfer | Moving Average |  | 0.0 |  | 0 | 0 |  | 0 | 0 | 0 | 0 |  | 0 | Item Attribute | 1 | Nos | 0.0 | 0.0 | 0 | 0.0 | 0 | ABB | 1SCA022057R0310 | India |  |  | 0 | 0.0 |  | 0 | 0 |  | 0 | 0 | 0 | 0 |  |  | 0 | 0 | 0 |  | 0 | [5 empty] | 0 |  |  | 0 | [13 empty] | Nos | 1.0 | [10 empty] | Ringlus Electro Controls & Automation PVT LTD | [18 empty] | CGST - RNG | 9.0
[121 empty] | SGST - RNG | 9.0
| 100A 3P A4 OESA/OS BS-type switch disconnector fuse ABB 1SCA022042R0920 | 100A 3P A4 OESA/OS BS-type switch disconnector fuse ABB 1SCA022042R0920 | ABBSFU | Nos |  | 100A 3P A4 OESA/OS BS-type switch disconnector fuse ABB 1SCA022042R0920 |  | 0 | 0 | 1 | 1 | 1 | 0.0 | 0.0 | 0.0 | 0 |  |  | 0.0 | Electrical Components | 100A 3P A4 OESA/OS BS-type switch disconnector fuse ABB 1SCA022042R0920 | 0 | 31-12-2099 | Material Transfer | Moving Average |  | 0.0 |  | 0 | 0 |  | 0 | 0 | 0 | 0 |  | 0 | Item Attribute | 1 | Nos | 0.0 | 0.0 | 0 | 0.0 | 0 | ABB | 1SCA022042R0920 | India |  |  | 0 | 0.0 |  | 0 | 0 |  | 0 | 0 | 0 | 0 |  |  | 0 | 0 | 0 |  | 0 | [5 empty] | 0 |  |  | 0 | [13 empty] | Nos | 1.0 | [10 empty] | Ringlus Electro Controls & Automation PVT LTD | [18 empty] | CGST - RNG | 9.0
[121 empty] | SGST - RNG | 9.0
| 125A 3P A4 OESA/OS BS-type switch disconnector fuse ABB OESA125G1 | 125A 3P A4 OESA/OS BS-type switch disconnector fuse ABB OESA125G1 | ABBSFU | Nos |  | 125A 3P A4 OESA/OS BS-type switch disconnector fuse ABB OESA125G1 |  | 0 | 0 | 1 | 1 | 1 | 0.0 | 0.0 | 0.0 | 0 |  |  | 0.0 | Electrical Components | 125A 3P A4 OESA/OS BS-type switch disconnector fuse ABB OESA125G1 | 0 | 31-12-2099 | Material Transfer | Moving Average |  | 0.0 |  | 0 | 0 |  | 0 | 0 | 0 | 0 |  | 0 | Item Attribute | 1 | Nos | 0.0 | 0.0 | 0 | 0.0 | 0 | ABB | OESA125G1 | India |  |  | 0 | 0.0 |  | 0 | 0 |  | 0 | 0 | 0 | 0 |  |  | 0 | 0 | 0 |  | 0 | [5 empty] | 0 |  |  | 0 | [13 empty] | Nos | 1.0 | [10 empty] | Ringlus Electro Controls & Automation PVT LTD | [18 empty] | CGST - RNG | 9.0
[121 empty] | SGST - RNG | 9.0
| 160A 3P B2 OESA/OS BS-type switch disconnector fuse ABB 1SCA022076R9570 | 160A 3P B2 OESA/OS BS-type switch disconnector fuse ABB 1SCA022076R9570 | ABBSFU | Nos |  | 160A 3P B2 OESA/OS BS-type switch disconnector fuse ABB 1SCA022076R9570 |  | 0 | 0 | 1 | 1 | 1 | 0.0 | 0.0 | 0.0 | 0 |  |  | 0.0 | Electrical Components | 160A 3P B2 OESA/OS BS-type switch disconnector fuse ABB 1SCA022076R9570 | 0 | 31-12-2099 | Material Transfer | Moving Average |  | 0.0 |  | 0 | 0 |  | 0 | 0 | 0 | 0 |  | 0 | Item Attribute | 1 | Nos | 0.0 | 0.0 | 0 | 0.0 | 0 | ABB | 1SCA022076R9570 | India |  |  | 0 | 0.0 |  | 0 | 0 |  | 0 | 0 | 0 | 0 |  |  | 0 | 0 | 0 |  | 0 | [5 empty] | 0 |  |  | 0 | [13 empty] | Nos | 1.0 | [10 empty] | Ringlus Electro Controls & Automation PVT LTD | [18 empty] | CGST - RNG | 9.0
[121 empty] | SGST - RNG | 9.0
| 200A 3P B1-B2 OESA/OS BS-type switch disconnector fuse ABB 1SYN022709R9330 | 200A 3P B1-B2 OESA/OS BS-type switch disconnector fuse ABB 1SYN022709R9330 | ABBSFU | Nos |  | 200A 3P B1-B2 OESA/OS BS-type switch disconnector fuse ABB 1SYN022709R9330 |  | 0 | 0 | 1 | 1 | 1 | 0.0 | 0.0 | 0.0 | 0 |  |  | 0.0 | Electrical Components | 200A 3P B1-B2 OESA/OS BS-type switch disconnector fuse ABB 1SYN022709R9330 | 0 | 31-12-2099 | Material Transfer | Moving Average |  | 0.0 |  | 0 | 0 |  | 0 | 0 | 0 | 0 |  | 0 | Item Attribute | 1 | Nos | 0.0 | 0.0 | 0 | 0.0 | 0 | ABB | 1SYN022709R9330 | India |  |  | 0 | 0.0 |  | 0 | 0 |  | 0 | 0 | 0 | 0 |  |  | 0 | 0 | 0 |  | 0 | [5 empty] | 0 |  |  | 0 | [13 empty] | Nos | 1.0 | [10 empty] | Ringlus Electro Controls & Automation PVT LTD | [18 empty] | CGST - RNG | 9.0
[121 empty] | SGST - RNG | 9.0
| 250A 3P B1-B3 OESA/OS BS-type switch disconnector fuse ABB 1SYN022750R6660 | 250A 3P B1-B3 OESA/OS BS-type switch disconnector fuse ABB 1SYN022750R6660 | ABBSFU | Nos |  | 250A 3P B1-B3 OESA/OS BS-type switch disconnector fuse ABB 1SYN022750R6660 |  | 0 | 0 | 1 | 1 | 1 | 0.0 | 0.0 | 0.0 | 0 |  |  | 0.0 | Electrical Components | 250A 3P B1-B3 OESA/OS BS-type switch disconnector fuse ABB 1SYN022750R6660 | 0 | 31-12-2099 | Material Transfer | Moving Average |  | 0.0 |  | 0 | 0 |  | 0 | 0 | 0 | 0 |  | 0 | Item Attribute | 1 | Nos | 0.0 | 0.0 | 0 | 0.0 | 0 | ABB | 1SYN022750R6660 | India |  |  | 0 | 0.0 |  | 0 | 0 |  | 0 | 0 | 0 | 0 |  |  | 0 | 0 | 0 |  | 0 | [5 empty] | 0 |  |  | 0 | [13 empty] | Nos | 1.0 | [10 empty] | Ringlus Electro Controls & Automation PVT LTD | [18 empty] | CGST - RNG | 9.0
[121 empty] | SGST - RNG | 9.0
| 315A 3P B1-B4 OESA/OS BS-type switch disconnector fuse ABB 1SYN022719R0680 | 315A 3P B1-B4 OESA/OS BS-type switch disconnector fuse ABB 1SYN022719R0680 | ABBSFU | Nos |  | 315A 3P B1-B4 OESA/OS BS-type switch disconnector fuse ABB 1SYN022719R0680 |  | 0 | 0 | 1 | 1 | 1 | 0.0 | 0.0 | 0.0 | 0 |  |  | 0.0 | Electrical Components | 315A 3P B1-B4 OESA/OS BS-type switch disconnector fuse ABB 1SYN022719R0680 | 0 | 31-12-2099 | Material Transfer | Moving Average |  | 0.0 |  | 0 | 0 |  | 0 | 0 | 0 | 0 |  | 0 | Item Attribute | 1 | Nos | 0.0 | 0.0 | 0 | 0.0 | 0 | ABB | 1SYN022719R0680 | India |  |  | 0 | 0.0 |  | 0 | 0 |  | 0 | 0 | 0 | 0 |  |  | 0 | 0 | 0 |  | 0 | [5 empty] | 0 |  |  | 0 | [13 empty] | Nos | 1.0 | [10 empty] | Ringlus Electro Controls & Automation PVT LTD | [18 empty] | CGST - RNG | 9.0
[121 empty] | SGST - RNG | 9.0
| 400A 3P B1-B4 OESA/OS BS-type switch disconnector fuse ABB 1SYN022719R0840 | 400A 3P B1-B4 OESA/OS BS-type switch disconnector fuse ABB 1SYN022719R0840 | ABBSFU | Nos |  | 400A 3P B1-B4 OESA/OS BS-type switch disconnector fuse ABB 1SYN022719R0840 |  | 0 | 0 | 1 | 1 | 1 | 0.0 | 0.0 | 0.0 | 0 |  |  | 0.0 | Electrical Components | 400A 3P B1-B4 OESA/OS BS-type switch disconnector fuse ABB 1SYN022719R0840 | 0 | 31-12-2099 | Material Transfer | Moving Average |  | 0.0 |  | 0 | 0 |  | 0 | 0 | 0 | 0 |  | 0 | Item Attribute | 1 | Nos | 0.0 | 0.0 | 0 | 0.0 | 0 | ABB | 1SYN022719R0840 | India |  |  | 0 | 0.0 |  | 0 | 0 |  | 0 | 0 | 0 | 0 |  |  | 0 | 0 | 0 |  | 0 | [5 empty] | 0 |  |  | 0 | [13 empty] | Nos | 1.0 | [10 empty] | Ringlus Electro Controls & Automation PVT LTD | [18 empty] | CGST - RNG | 9.0
[121 empty] | SGST - RNG | 9.0
| 630A 3P C1-C2 OESA/OS BS-type switch disconnector fuse ABB 1SYN022825R5850 | 630A 3P C1-C2 OESA/OS BS-type switch disconnector fuse ABB 1SYN022825R5850 | ABBSFU | Nos |  | 630A 3P C1-C2 OESA/OS BS-type switch disconnector fuse ABB 1SYN022825R5850 |  | 0 | 0 | 1 | 1 | 1 | 0.0 | 0.0 | 0.0 | 0 |  |  | 0.0 | Electrical Components | 630A 3P C1-C2 OESA/OS BS-type switch disconnector fuse ABB 1SYN022825R5850 | 0 | 31-12-2099 | Material Transfer | Moving Average |  | 0.0 |  | 0 | 0 |  | 0 | 0 | 0 | 0 |  | 0 | Item Attribute | 1 | Nos | 0.0 | 0.0 | 0 | 0.0 | 0 | ABB | 1SYN022825R5850 | India |  |  | 0 | 0.0 |  | 0 | 0 |  | 0 | 0 | 0 | 0 |  |  | 0 | 0 | 0 |  | 0 | [5 empty] | 0 |  |  | 0 | [13 empty] | Nos | 1.0 | [10 empty] | Ringlus Electro Controls & Automation PVT LTD | [18 empty] | CGST - RNG | 9.0
[121 empty] | SGST - RNG | 9.0
| 800A 3P C1-C3 OESA/OS BS-type switch disconnector fuse ABB 1SYN022825R7550 | 800A 3P C1-C3 OESA/OS BS-type switch disconnector fuse ABB 1SYN022825R7550 | ABBSFU | Nos |  | 800A 3P C1-C3 OESA/OS BS-type switch disconnector fuse ABB 1SYN022825R7550 |  | 0 | 0 | 1 | 1 | 1 | 0.0 | 0.0 | 0.0 | 0 |  |  | 0.0 | Electrical Components | 800A 3P C1-C3 OESA/OS BS-type switch disconnector fuse ABB 1SYN022825R7550 | 0 | 31-12-2099 | Material Transfer | Moving Average |  | 0.0 |  | 0 | 0 |  | 0 | 0 | 0 | 0 |  | 0 | Item Attribute | 1 | Nos | 0.0 | 0.0 | 0 | 0.0 | 0 | ABB | 1SYN022825R7550 | India |  |  | 0 | 0.0 |  | 0 | 0 |  | 0 | 0 | 0 | 0 |  |  | 0 | 0 | 0 |  | 0 | [5 empty] | 0 |  |  | 0 | [13 empty] | Nos | 1.0 | [10 empty] | Ringlus Electro Controls & Automation PVT LTD | [18 empty] | CGST - RNG | 9.0
[121 empty] | SGST - RNG | 9.0
| 32A TPN A2 OESA/OS BS-type switch disconnector fuse ABB OESA32G1N | 32A TPN A2 OESA/OS BS-type switch disconnector fuse ABB OESA32G1N | ABBSFU | Nos |  | 32A TPN A2 OESA/OS BS-type switch disconnector fuse ABB OESA32G1N |  | 0 | 0 | 1 | 1 | 1 | 0.0 | 0.0 | 0.0 | 0 |  |  | 0.0 | Electrical Components | 32A TPN A2 OESA/OS BS-type switch disconnector fuse ABB OESA32G1N | 0 | 31-12-2099 | Material Transfer | Moving Average |  | 0.0 |  | 0 | 0 |  | 0 | 0 | 0 | 0 |  | 0 | Item Attribute | 1 | Nos | 0.0 | 0.0 | 0 | 0.0 | 0 | ABB | OESA32G1N | India |  |  | 0 | 0.0 |  | 0 | 0 |  | 0 | 0 | 0 | 0 |  |  | 0 | 0 | 0 |  | 0 | [5 empty] | 0 |  |  | 0 | [13 empty] | Nos | 1.0 | [10 empty] | Ringlus Electro Controls & Automation PVT LTD | [18 empty] | CGST - RNG | 9.0
[121 empty] | SGST - RNG | 9.0
| 63A TPN A3 OESA/OS BS-type switch disconnector fuse ABB OESA63G1N | 63A TPN A3 OESA/OS BS-type switch disconnector fuse ABB OESA63G1N | ABBSFU | Nos |  | 63A TPN A3 OESA/OS BS-type switch disconnector fuse ABB OESA63G1N |  | 0 | 0 | 1 | 1 | 1 | 0.0 | 0.0 | 0.0 | 0 |  |  | 0.0 | Electrical Components | 63A TPN A3 OESA/OS BS-type switch disconnector fuse ABB OESA63G1N | 0 | 31-12-2099 | Material Transfer | Moving Average |  | 0.0 |  | 0 | 0 |  | 0 | 0 | 0 | 0 |  | 0 | Item Attribute | 1 | Nos | 0.0 | 0.0 | 0 | 0.0 | 0 | ABB | OESA63G1N | India |  |  | 0 | 0.0 |  | 0 | 0 |  | 0 | 0 | 0 | 0 |  |  | 0 | 0 | 0 |  | 0 | [5 empty] | 0 |  |  | 0 | [13 empty] | Nos | 1.0 | [10 empty] | Ringlus Electro Controls & Automation PVT LTD | [18 empty] | CGST - RNG | 9.0
[121 empty] | SGST - RNG | 9.0
| 100A TPN A4 OESA/OS BS-type switch disconnector fuse ABB OESA100G1N | 100A TPN A4 OESA/OS BS-type switch disconnector fuse ABB OESA100G1N | ABBSFU | Nos |  | 100A TPN A4 OESA/OS BS-type switch disconnector fuse ABB OESA100G1N |  | 0 | 0 | 1 | 1 | 1 | 0.0 | 0.0 | 0.0 | 0 |  |  | 0.0 | Electrical Components | 100A TPN A4 OESA/OS BS-type switch disconnector fuse ABB OESA100G1N | 0 | 31-12-2099 | Material Transfer | Moving Average |  | 0.0 |  | 0 | 0 |  | 0 | 0 | 0 | 0 |  | 0 | Item Attribute | 1 | Nos | 0.0 | 0.0 | 0 | 0.0 | 0 | ABB | OESA100G1N | India |  |  | 0 | 0.0 |  | 0 | 0 |  | 0 | 0 | 0 | 0 |  |  | 0 | 0 | 0 |  | 0 | [5 empty] | 0 |  |  | 0 | [13 empty] | Nos | 1.0 | [10 empty] | Ringlus Electro Controls & Automation PVT LTD | [18 empty] | CGST - RNG | 9.0
[121 empty] | SGST - RNG | 9.0
| 125A TPN A4 OESA/OS BS-type switch disconnector fuse ABB OESA125G1N | 125A TPN A4 OESA/OS BS-type switch disconnector fuse ABB OESA125G1N | ABBSFU | Nos |  | 125A TPN A4 OESA/OS BS-type switch disconnector fuse ABB OESA125G1N |  | 0 | 0 | 1 | 1 | 1 | 0.0 | 0.0 | 0.0 | 0 |  |  | 0.0 | Electrical Components | 125A TPN A4 OESA/OS BS-type switch disconnector fuse ABB OESA125G1N | 0 | 31-12-2099 | Material Transfer | Moving Average |  | 0.0 |  | 0 | 0 |  | 0 | 0 | 0 | 0 |  | 0 | Item Attribute | 1 | Nos | 0.0 | 0.0 | 0 | 0.0 | 0 | ABB | OESA125G1N | India |  |  | 0 | 0.0 |  | 0 | 0 |  | 0 | 0 | 0 | 0 |  |  | 0 | 0 | 0 |  | 0 | [5 empty] | 0 |  |  | 0 | [13 empty] | Nos | 1.0 | [10 empty] | Ringlus Electro Controls & Automation PVT LTD | [18 empty] | CGST - RNG | 9.0
[121 empty] | SGST - RNG | 9.0
| 160A TPN B2 OESA/OS BS-type switch disconnector fuse ABB OESA160G1N | 160A TPN B2 OESA/OS BS-type switch disconnector fuse ABB OESA160G1N | ABBSFU | Nos |  | 160A TPN B2 OESA/OS BS-type switch disconnector fuse ABB OESA160G1N |  | 0 | 0 | 1 | 1 | 1 | 0.0 | 0.0 | 0.0 | 0 |  |  | 0.0 | Electrical Components | 160A TPN B2 OESA/OS BS-type switch disconnector fuse ABB OESA160G1N | 0 | 31-12-2099 | Material Transfer | Moving Average |  | 0.0 |  | 0 | 0 |  | 0 | 0 | 0 | 0 |  | 0 | Item Attribute | 1 | Nos | 0.0 | 0.0 | 0 | 0.0 | 0 | ABB | OESA160G1N | India |  |  | 0 | 0.0 |  | 0 | 0 |  | 0 | 0 | 0 | 0 |  |  | 0 | 0 | 0 |  | 0 | [5 empty] | 0 |  |  | 0 | [13 empty] | Nos | 1.0 | [10 empty] | Ringlus Electro Controls & Automation PVT LTD | [18 empty] | CGST - RNG | 9.0
[121 empty] | SGST - RNG | 9.0
| 200A TPN B1-B2 OESA/OS BS-type switch disconnector fuse ABB YN022750R0620 | 200A TPN B1-B2 OESA/OS BS-type switch disconnector fuse ABB YN022750R0620 | ABBSFU | Nos |  | 200A TPN B1-B2 OESA/OS BS-type switch disconnector fuse ABB YN022750R0620 |  | 0 | 0 | 1 | 1 | 1 | 0.0 | 0.0 | 0.0 | 0 |  |  | 0.0 | Electrical Components | 200A TPN B1-B2 OESA/OS BS-type switch disconnector fuse ABB YN022750R0620 | 0 | 31-12-2099 | Material Transfer | Moving Average |  | 0.0 |  | 0 | 0 |  | 0 | 0 | 0 | 0 |  | 0 | Item Attribute | 1 | Nos | 0.0 | 0.0 | 0 | 0.0 | 0 | ABB | YN022750R0620 | India |  |  | 0 | 0.0 |  | 0 | 0 |  | 0 | 0 | 0 | 0 |  |  | 0 | 0 | 0 |  | 0 | [5 empty] | 0 |  |  | 0 | [13 empty] | Nos | 1.0 | [10 empty] | Ringlus Electro Controls & Automation PVT LTD | [18 empty] | CGST - RNG | 9.0
[121 empty] | SGST - RNG | 9.0
| 250A TPN B1-B3 OESA/OS BS-type switch disconnector fuse ABB 1SYN022750R8010 | 250A TPN B1-B3 OESA/OS BS-type switch disconnector fuse ABB 1SYN022750R8010 | ABBSFU | Nos |  | 250A TPN B1-B3 OESA/OS BS-type switch disconnector fuse ABB 1SYN022750R8010 |  | 0 | 0 | 1 | 1 | 1 | 0.0 | 0.0 | 0.0 | 0 |  |  | 0.0 | Electrical Components | 250A TPN B1-B3 OESA/OS BS-type switch disconnector fuse ABB 1SYN022750R8010 | 0 | 31-12-2099 | Material Transfer | Moving Average |  | 0.0 |  | 0 | 0 |  | 0 | 0 | 0 | 0 |  | 0 | Item Attribute | 1 | Nos | 0.0 | 0.0 | 0 | 0.0 | 0 | ABB | 1SYN022750R8010 | India |  |  | 0 | 0.0 |  | 0 | 0 |  | 0 | 0 | 0 | 0 |  |  | 0 | 0 | 0 |  | 0 | [5 empty] | 0 |  |  | 0 | [13 empty] | Nos | 1.0 | [10 empty] | Ringlus Electro Controls & Automation PVT LTD | [18 empty] | CGST - RNG | 9.0
[121 empty] | SGST - RNG | 9.0
| 315A TPN B1-B4 OESA/OS BS-type switch disconnector fuse ABB 1SYN022753R8940 | 315A TPN B1-B4 OESA/OS BS-type switch disconnector fuse ABB 1SYN022753R8940 | ABBSFU | Nos |  | 315A TPN B1-B4 OESA/OS BS-type switch disconnector fuse ABB 1SYN022753R8940 |  | 0 | 0 | 1 | 1 | 1 | 0.0 | 0.0 | 0.0 | 0 |  |  | 0.0 | Electrical Components | 315A TPN B1-B4 OESA/OS BS-type switch disconnector fuse ABB 1SYN022753R8940 | 0 | 31-12-2099 | Material Transfer | Moving Average |  | 0.0 |  | 0 | 0 |  | 0 | 0 | 0 | 0 |  | 0 | Item Attribute | 1 | Nos | 0.0 | 0.0 | 0 | 0.0 | 0 | ABB | 1SYN022753R8940 | India |  |  | 0 | 0.0 |  | 0 | 0 |  | 0 | 0 | 0 | 0 |  |  | 0 | 0 | 0 |  | 0 | [5 empty] | 0 |  |  | 0 | [13 empty] | Nos | 1.0 | [10 empty] | Ringlus Electro Controls & Automation PVT LTD | [18 empty] | CGST - RNG | 9.0
[121 empty] | SGST - RNG | 9.0
| 400A TPN B1-B4 OESA/OS BS-type switch disconnector fuse ABB 1SYN022753R9160 | 400A TPN B1-B4 OESA/OS BS-type switch disconnector fuse ABB 1SYN022753R9160 | ABBSFU | Nos |  | 400A TPN B1-B4 OESA/OS BS-type switch disconnector fuse ABB 1SYN022753R9160 |  | 0 | 0 | 1 | 1 | 1 | 0.0 | 0.0 | 0.0 | 0 |  |  | 0.0 | Electrical Components | 400A TPN B1-B4 OESA/OS BS-type switch disconnector fuse ABB 1SYN022753R9160 | 0 | 31-12-2099 | Material Transfer | Moving Average |  | 0.0 |  | 0 | 0 |  | 0 | 0 | 0 | 0 |  | 0 | Item Attribute | 1 | Nos | 0.0 | 0.0 | 0 | 0.0 | 0 | ABB | 1SYN022753R9160 | India |  |  | 0 | 0.0 |  | 0 | 0 |  | 0 | 0 | 0 | 0 |  |  | 0 | 0 | 0 |  | 0 | [5 empty] | 0 |  |  | 0 | [13 empty] | Nos | 1.0 | [10 empty] | Ringlus Electro Controls & Automation PVT LTD | [18 empty] | CGST - RNG | 9.0
[121 empty] | SGST - RNG | 9.0
| 630A TPN C1-C2 OESA/OS BS-type switch disconnector fuse ABB 1SYN100860R1001 | 630A TPN C1-C2 OESA/OS BS-type switch disconnector fuse ABB 1SYN100860R1001 | ABBSFU | Nos |  | 630A TPN C1-C2 OESA/OS BS-type switch disconnector fuse ABB 1SYN100860R1001 |  | 0 | 0 | 1 | 1 | 1 | 0.0 | 0.0 | 0.0 | 0 |  |  | 0.0 | Electrical Components | 630A TPN C1-C2 OESA/OS BS-type switch disconnector fuse ABB 1SYN100860R1001 | 0 | 31-12-2099 | Material Transfer | Moving Average |  | 0.0 |  | 0 | 0 |  | 0 | 0 | 0 | 0 |  | 0 | Item Attribute | 1 | Nos | 0.0 | 0.0 | 0 | 0.0 | 0 | ABB | 1SYN100860R1001 | India |  |  | 0 | 0.0 |  | 0 | 0 |  | 0 | 0 | 0 | 0 |  |  | 0 | 0 | 0 |  | 0 | [5 empty] | 0 |  |  | 0 | [13 empty] | Nos | 1.0 | [10 empty] | Ringlus Electro Controls & Automation PVT LTD | [18 empty] | CGST - RNG | 9.0
[121 empty] | SGST - RNG | 9.0
| 800A TPN C1-C3 OESA/OS BS-type switch disconnector fuse ABB 1SYN100861R1001 | 800A TPN C1-C3 OESA/OS BS-type switch disconnector fuse ABB 1SYN100861R1001 | ABBSFU | Nos |  | 800A TPN C1-C3 OESA/OS BS-type switch disconnector fuse ABB 1SYN100861R1001 |  | 0 | 0 | 1 | 1 | 1 | 0.0 | 0.0 | 0.0 | 0 |  |  | 0.0 | Electrical Components | 800A TPN C1-C3 OESA/OS BS-type switch disconnector fuse ABB 1SYN100861R1001 | 0 | 31-12-2099 | Material Transfer | Moving Average |  | 0.0 |  | 0 | 0 |  | 0 | 0 | 0 | 0 |  | 0 | Item Attribute | 1 | Nos | 0.0 | 0.0 | 0 | 0.0 | 0 | ABB | 1SYN100861R1001 | India |  |  | 0 | 0.0 |  | 0 | 0 |  | 0 | 0 | 0 | 0 |  |  | 0 | 0 | 0 |  | 0 | [5 empty] | 0 |  |  | 0 | [13 empty] | Nos | 1.0 | [10 empty] | Ringlus Electro Controls & Automation PVT LTD | [18 empty] | CGST - RNG | 9.0
[121 empty] | SGST - RNG | 9.0
| 32A 4P A2 OESA/OS BS-type switch disconnector fuse ABB 1SCA022059R9040 | 32A 4P A2 OESA/OS BS-type switch disconnector fuse ABB 1SCA022059R9040 | ABBSFU | Nos |  | 32A 4P A2 OESA/OS BS-type switch disconnector fuse ABB 1SCA022059R9040 |  | 0 | 0 | 1 | 1 | 1 | 0.0 | 0.0 | 0.0 | 0 |  |  | 0.0 | Electrical Components | 32A 4P A2 OESA/OS BS-type switch disconnector fuse ABB 1SCA022059R9040 | 0 | 31-12-2099 | Material Transfer | Moving Average |  | 0.0 |  | 0 | 0 |  | 0 | 0 | 0 | 0 |  | 0 | Item Attribute | 1 | Nos | 0.0 | 0.0 | 0 | 0.0 | 0 | ABB | 1SCA022059R9040 | India |  |  | 0 | 0.0 |  | 0 | 0 |  | 0 | 0 | 0 | 0 |  |  | 0 | 0 | 0 |  | 0 | [5 empty] | 0 |  |  | 0 | [13 empty] | Nos | 1.0 | [10 empty] | Ringlus Electro Controls & Automation PVT LTD | [18 empty] | CGST - RNG | 9.0
[121 empty] | SGST - RNG | 9.0
| 63A 4P A3 OESA/OS BS-type switch disconnector fuse ABB 1SCA022057R1110 | 63A 4P A3 OESA/OS BS-type switch disconnector fuse ABB 1SCA022057R1110 | ABBSFU | Nos |  | 63A 4P A3 OESA/OS BS-type switch disconnector fuse ABB 1SCA022057R1110 |  | 0 | 0 | 1 | 1 | 1 | 0.0 | 0.0 | 0.0 | 0 |  |  | 0.0 | Electrical Components | 63A 4P A3 OESA/OS BS-type switch disconnector fuse ABB 1SCA022057R1110 | 0 | 31-12-2099 | Material Transfer | Moving Average |  | 0.0 |  | 0 | 0 |  | 0 | 0 | 0 | 0 |  | 0 | Item Attribute | 1 | Nos | 0.0 | 0.0 | 0 | 0.0 | 0 | ABB | 1SCA022057R1110 | India |  |  | 0 | 0.0 |  | 0 | 0 |  | 0 | 0 | 0 | 0 |  |  | 0 | 0 | 0 |  | 0 | [5 empty] | 0 |  |  | 0 | [13 empty] | Nos | 1.0 | [10 empty] | Ringlus Electro Controls & Automation PVT LTD | [18 empty] | CGST - RNG | 9.0
[121 empty] | SGST - RNG | 9.0
| 100A 4P A4 OESA/OS BS-type switch disconnector fuse ABB 1SCA022043R7570 | 100A 4P A4 OESA/OS BS-type switch disconnector fuse ABB 1SCA022043R7570 | ABBSFU | Nos |  | 100A 4P A4 OESA/OS BS-type switch disconnector fuse ABB 1SCA022043R7570 |  | 0 | 0 | 1 | 1 | 1 | 0.0 | 0.0 | 0.0 | 0 |  |  | 0.0 | Electrical Components | 100A 4P A4 OESA/OS BS-type switch disconnector fuse ABB 1SCA022043R7570 | 0 | 31-12-2099 | Material Transfer | Moving Average |  | 0.0 |  | 0 | 0 |  | 0 | 0 | 0 | 0 |  | 0 | Item Attribute | 1 | Nos | 0.0 | 0.0 | 0 | 0.0 | 0 | ABB | 1SCA022043R7570 | India |  |  | 0 | 0.0 |  | 0 | 0 |  | 0 | 0 | 0 | 0 |  |  | 0 | 0 | 0 |  | 0 | [5 empty] | 0 |  |  | 0 | [13 empty] | Nos | 1.0 | [10 empty] | Ringlus Electro Controls & Automation PVT LTD | [18 empty] | CGST - RNG | 9.0
[121 empty] | SGST - RNG | 9.0
| 125A 4P A4 OESA/OS BS-type switch disconnector fuse ABB OESA125G4 | 125A 4P A4 OESA/OS BS-type switch disconnector fuse ABB OESA125G4 | ABBSFU | Nos |  | 125A 4P A4 OESA/OS BS-type switch disconnector fuse ABB OESA125G4 |  | 0 | 0 | 1 | 1 | 1 | 0.0 | 0.0 | 0.0 | 0 |  |  | 0.0 | Electrical Components | 125A 4P A4 OESA/OS BS-type switch disconnector fuse ABB OESA125G4 | 0 | 31-12-2099 | Material Transfer | Moving Average |  | 0.0 |  | 0 | 0 |  | 0 | 0 | 0 | 0 |  | 0 | Item Attribute | 1 | Nos | 0.0 | 0.0 | 0 | 0.0 | 0 | ABB | OESA125G4 | India |  |  | 0 | 0.0 |  | 0 | 0 |  | 0 | 0 | 0 | 0 |  |  | 0 | 0 | 0 |  | 0 | [5 empty] | 0 |  |  | 0 | [13 empty] | Nos | 1.0 | [10 empty] | Ringlus Electro Controls & Automation PVT LTD | [18 empty] | CGST - RNG | 9.0
[121 empty] | SGST - RNG | 9.0
| 160A 4P B2 OESA/OS BS-type switch disconnector fuse ABB 1SCA022080R3690 | 160A 4P B2 OESA/OS BS-type switch disconnector fuse ABB 1SCA022080R3690 | ABBSFU | Nos |  | 160A 4P B2 OESA/OS BS-type switch disconnector fuse ABB 1SCA022080R3690 |  | 0 | 0 | 1 | 1 | 1 | 0.0 | 0.0 | 0.0 | 0 |  |  | 0.0 | Electrical Components | 160A 4P B2 OESA/OS BS-type switch disconnector fuse ABB 1SCA022080R3690 | 0 | 31-12-2099 | Material Transfer | Moving Average |  | 0.0 |  | 0 | 0 |  | 0 | 0 | 0 | 0 |  | 0 | Item Attribute | 1 | Nos | 0.0 | 0.0 | 0 | 0.0 | 0 | ABB | 1SCA022080R3690 | India |  |  | 0 | 0.0 |  | 0 | 0 |  | 0 | 0 | 0 | 0 |  |  | 0 | 0 | 0 |  | 0 | [5 empty] | 0 |  |  | 0 | [13 empty] | Nos | 1.0 | [10 empty] | Ringlus Electro Controls & Automation PVT LTD | [18 empty] | CGST - RNG | 9.0
[121 empty] | SGST - RNG | 9.0
| 200A 4P B1-B2 OESA/OS BS-type switch disconnector fuse ABB 1SYN022709R9410 | 200A 4P B1-B2 OESA/OS BS-type switch disconnector fuse ABB 1SYN022709R9410 | ABBSFU | Nos |  | 200A 4P B1-B2 OESA/OS BS-type switch disconnector fuse ABB 1SYN022709R9410 |  | 0 | 0 | 1 | 1 | 1 | 0.0 | 0.0 | 0.0 | 0 |  |  | 0.0 | Electrical Components | 200A 4P B1-B2 OESA/OS BS-type switch disconnector fuse ABB 1SYN022709R9410 | 0 | 31-12-2099 | Material Transfer | Moving Average |  | 0.0 |  | 0 | 0 |  | 0 | 0 | 0 | 0 |  | 0 | Item Attribute | 1 | Nos | 0.0 | 0.0 | 0 | 0.0 | 0 | ABB | 1SYN022709R9410 | India |  |  | 0 | 0.0 |  | 0 | 0 |  | 0 | 0 | 0 | 0 |  |  | 0 | 0 | 0 |  | 0 | [5 empty] | 0 |  |  | 0 | [13 empty] | Nos | 1.0 | [10 empty] | Ringlus Electro Controls & Automation PVT LTD | [18 empty] | CGST - RNG | 9.0
[121 empty] | SGST - RNG | 9.0
| 250A 4P B1-B3 OESA/OS BS-type switch disconnector fuse ABB 1SYN022750R7800 | 250A 4P B1-B3 OESA/OS BS-type switch disconnector fuse ABB 1SYN022750R7800 | ABBSFU | Nos |  | 250A 4P B1-B3 OESA/OS BS-type switch disconnector fuse ABB 1SYN022750R7800 |  | 0 | 0 | 1 | 1 | 1 | 0.0 | 0.0 | 0.0 | 0 |  |  | 0.0 | Electrical Components | 250A 4P B1-B3 OESA/OS BS-type switch disconnector fuse ABB 1SYN022750R7800 | 0 | 31-12-2099 | Material Transfer | Moving Average |  | 0.0 |  | 0 | 0 |  | 0 | 0 | 0 | 0 |  | 0 | Item Attribute | 1 | Nos | 0.0 | 0.0 | 0 | 0.0 | 0 | ABB | 1SYN022750R7800 | India |  |  | 0 | 0.0 |  | 0 | 0 |  | 0 | 0 | 0 | 0 |  |  | 0 | 0 | 0 |  | 0 | [5 empty] | 0 |  |  | 0 | [13 empty] | Nos | 1.0 | [10 empty] | Ringlus Electro Controls & Automation PVT LTD | [18 empty] | CGST - RNG | 9.0
[121 empty] | SGST - RNG | 9.0
| 315A 4P B1-B4 OESA/OS BS-type switch disconnector fuse ABB 1SYN022719R2710 | 315A 4P B1-B4 OESA/OS BS-type switch disconnector fuse ABB 1SYN022719R2710 | ABBSFU | Nos |  | 315A 4P B1-B4 OESA/OS BS-type switch disconnector fuse ABB 1SYN022719R2710 |  | 0 | 0 | 1 | 1 | 1 | 0.0 | 0.0 | 0.0 | 0 |  |  | 0.0 | Electrical Components | 315A 4P B1-B4 OESA/OS BS-type switch disconnector fuse ABB 1SYN022719R2710 | 0 | 31-12-2099 | Material Transfer | Moving Average |  | 0.0 |  | 0 | 0 |  | 0 | 0 | 0 | 0 |  | 0 | Item Attribute | 1 | Nos | 0.0 | 0.0 | 0 | 0.0 | 0 | ABB | 1SYN022719R2710 | India |  |  | 0 | 0.0 |  | 0 | 0 |  | 0 | 0 | 0 | 0 |  |  | 0 | 0 | 0 |  | 0 | [5 empty] | 0 |  |  | 0 | [13 empty] | Nos | 1.0 | [10 empty] | Ringlus Electro Controls & Automation PVT LTD | [18 empty] | CGST - RNG | 9.0
[121 empty] | SGST - RNG | 9.0
| 400A 4P B1-B4 OESA/OS BS-type switch disconnector fuse ABB 1SYN022719R2890 | 400A 4P B1-B4 OESA/OS BS-type switch disconnector fuse ABB 1SYN022719R2890 | ABBSFU | Nos |  | 400A 4P B1-B4 OESA/OS BS-type switch disconnector fuse ABB 1SYN022719R2890 |  | 0 | 0 | 1 | 1 | 1 | 0.0 | 0.0 | 0.0 | 0 |  |  | 0.0 | Electrical Components | 400A 4P B1-B4 OESA/OS BS-type switch disconnector fuse ABB 1SYN022719R2890 | 0 | 31-12-2099 | Material Transfer | Moving Average |  | 0.0 |  | 0 | 0 |  | 0 | 0 | 0 | 0 |  | 0 | Item Attribute | 1 | Nos | 0.0 | 0.0 | 0 | 0.0 | 0 | ABB | 1SYN022719R2890 | India |  |  | 0 | 0.0 |  | 0 | 0 |  | 0 | 0 | 0 | 0 |  |  | 0 | 0 | 0 |  | 0 | [5 empty] | 0 |  |  | 0 | [13 empty] | Nos | 1.0 | [10 empty] | Ringlus Electro Controls & Automation PVT LTD | [18 empty] | CGST - RNG | 9.0
[121 empty] | SGST - RNG | 9.0
| 630A 4P C1-C2 OESA/OS BS-type switch disconnector fuse ABB 1SYN022825R6230 | 630A 4P C1-C2 OESA/OS BS-type switch disconnector fuse ABB 1SYN022825R6230 | ABBSFU | Nos |  | 630A 4P C1-C2 OESA/OS BS-type switch disconnector fuse ABB 1SYN022825R6230 |  | 0 | 0 | 1 | 1 | 1 | 0.0 | 0.0 | 0.0 | 0 |  |  | 0.0 | Electrical Components | 630A 4P C1-C2 OESA/OS BS-type switch disconnector fuse ABB 1SYN022825R6230 | 0 | 31-12-2099 | Material Transfer | Moving Average |  | 0.0 |  | 0 | 0 |  | 0 | 0 | 0 | 0 |  | 0 | Item Attribute | 1 | Nos | 0.0 | 0.0 | 0 | 0.0 | 0 | ABB | 1SYN022825R6230 | India |  |  | 0 | 0.0 |  | 0 | 0 |  | 0 | 0 | 0 | 0 |  |  | 0 | 0 | 0 |  | 0 | [5 empty] | 0 |  |  | 0 | [13 empty] | Nos | 1.0 | [10 empty] | Ringlus Electro Controls & Automation PVT LTD | [18 empty] | CGST - RNG | 9.0
[121 empty] | SGST - RNG | 9.0
| 800A 4P C1-C3 OESA/OS BS-type switch disconnector fuse ABB 1SYN022825R8010 | 800A 4P C1-C3 OESA/OS BS-type switch disconnector fuse ABB 1SYN022825R8010 | ABBSFU | Nos |  | 800A 4P C1-C3 OESA/OS BS-type switch disconnector fuse ABB 1SYN022825R8010 |  | 0 | 0 | 1 | 1 | 1 | 0.0 | 0.0 | 0.0 | 0 |  |  | 0.0 | Electrical Components | 800A 4P C1-C3 OESA/OS BS-type switch disconnector fuse ABB 1SYN022825R8010 | 0 | 31-12-2099 | Material Transfer | Moving Average |  | 0.0 |  | 0 | 0 |  | 0 | 0 | 0 | 0 |  | 0 | Item Attribute | 1 | Nos | 0.0 | 0.0 | 0 | 0.0 | 0 | ABB | 1SYN022825R8010 | India |  |  | 0 | 0.0 |  | 0 | 0 |  | 0 | 0 | 0 | 0 |  |  | 0 | 0 | 0 |  | 0 | [5 empty] | 0 |  |  | 0 | [13 empty] | Nos | 1.0 | [10 empty] | Ringlus Electro Controls & Automation PVT LTD | [18 empty] | CGST - RNG | 9.0
[121 empty] | SGST - RNG | 9.0
| 160A 2P OT switch disconnectors ABB 1SCA120508R1001 | 160A 2P OT switch disconnectors ABB 1SCA120508R1001 | ABBSFU | Nos |  | 160A 2P OT switch disconnectors ABB 1SCA120508R1001 |  | 0 | 0 | 1 | 1 | 1 | 0.0 | 0.0 | 0.0 | 0 |  |  | 0.0 | Electrical Components | 160A 2P OT switch disconnectors ABB 1SCA120508R1001 | 0 | 31-12-2099 | Material Transfer | Moving Average |  | 0.0 |  | 0 | 0 |  | 0 | 0 | 0 | 0 |  | 0 | Item Attribute | 1 | Nos | 0.0 | 0.0 | 0 | 0.0 | 0 | ABB | 1SCA120508R1001 | India |  |  | 0 | 0.0 |  | 0 | 0 |  | 0 | 0 | 0 | 0 |  |  | 0 | 0 | 0 |  | 0 | [5 empty] | 0 |  |  | 0 | [13 empty] | Nos | 1.0 | [10 empty] | Ringlus Electro Controls & Automation PVT LTD | [18 empty] | CGST - RNG | 9.0
[121 empty] | SGST - RNG | 9.0
| 200A 2P OT switch disconnectors ABB 1SCA022751R1400 | 200A 2P OT switch disconnectors ABB 1SCA022751R1400 | ABBSFU | Nos |  | 200A 2P OT switch disconnectors ABB 1SCA022751R1400 |  | 0 | 0 | 1 | 1 | 1 | 0.0 | 0.0 | 0.0 | 0 |  |  | 0.0 | Electrical Components | 200A 2P OT switch disconnectors ABB 1SCA022751R1400 | 0 | 31-12-2099 | Material Transfer | Moving Average |  | 0.0 |  | 0 | 0 |  | 0 | 0 | 0 | 0 |  | 0 | Item Attribute | 1 | Nos | 0.0 | 0.0 | 0 | 0.0 | 0 | ABB | 1SCA022751R1400 | India |  |  | 0 | 0.0 |  | 0 | 0 |  | 0 | 0 | 0 | 0 |  |  | 0 | 0 | 0 |  | 0 | [5 empty] | 0 |  |  | 0 | [13 empty] | Nos | 1.0 | [10 empty] | Ringlus Electro Controls & Automation PVT LTD | [18 empty] | CGST - RNG | 9.0
[121 empty] | SGST - RNG | 9.0
| 250A 2P OT switch disconnectors ABB 1SCA022735R2500 | 250A 2P OT switch disconnectors ABB 1SCA022735R2500 | ABBSFU | Nos |  | 250A 2P OT switch disconnectors ABB 1SCA022735R2500 |  | 0 | 0 | 1 | 1 | 1 | 0.0 | 0.0 | 0.0 | 0 |  |  | 0.0 | Electrical Components | 250A 2P OT switch disconnectors ABB 1SCA022735R2500 | 0 | 31-12-2099 | Material Transfer | Moving Average |  | 0.0 |  | 0 | 0 |  | 0 | 0 | 0 | 0 |  | 0 | Item Attribute | 1 | Nos | 0.0 | 0.0 | 0 | 0.0 | 0 | ABB | 1SCA022735R2500 | India |  |  | 0 | 0.0 |  | 0 | 0 |  | 0 | 0 | 0 | 0 |  |  | 0 | 0 | 0 |  | 0 | [5 empty] | 0 |  |  | 0 | [13 empty] | Nos | 1.0 | [10 empty] | Ringlus Electro Controls & Automation PVT LTD | [18 empty] | CGST - RNG | 9.0
[121 empty] | SGST - RNG | 9.0
| 315A 2P OT switch disconnectors ABB 1SCA022866R5590 | 315A 2P OT switch disconnectors ABB 1SCA022866R5590 | ABBSFU | Nos |  | 315A 2P OT switch disconnectors ABB 1SCA022866R5590 |  | 0 | 0 | 1 | 1 | 1 | 0.0 | 0.0 | 0.0 | 0 |  |  | 0.0 | Electrical Components | 315A 2P OT switch disconnectors ABB 1SCA022866R5590 | 0 | 31-12-2099 | Material Transfer | Moving Average |  | 0.0 |  | 0 | 0 |  | 0 | 0 | 0 | 0 |  | 0 | Item Attribute | 1 | Nos | 0.0 | 0.0 | 0 | 0.0 | 0 | ABB | 1SCA022866R5590 | India |  |  | 0 | 0.0 |  | 0 | 0 |  | 0 | 0 | 0 | 0 |  |  | 0 | 0 | 0 |  | 0 | [5 empty] | 0 |  |  | 0 | [13 empty] | Nos | 1.0 | [10 empty] | Ringlus Electro Controls & Automation PVT LTD | [18 empty] | CGST - RNG | 9.0
[121 empty] | SGST - RNG | 9.0
| 400A 2P OT switch disconnectors ABB 1SCA022741R7210 | 400A 2P OT switch disconnectors ABB 1SCA022741R7210 | ABBSFU | Nos |  | 400A 2P OT switch disconnectors ABB 1SCA022741R7210 |  | 0 | 0 | 1 | 1 | 1 | 0.0 | 0.0 | 0.0 | 0 |  |  | 0.0 | Electrical Components | 400A 2P OT switch disconnectors ABB 1SCA022741R7210 | 0 | 31-12-2099 | Material Transfer | Moving Average |  | 0.0 |  | 0 | 0 |  | 0 | 0 | 0 | 0 |  | 0 | Item Attribute | 1 | Nos | 0.0 | 0.0 | 0 | 0.0 | 0 | ABB | 1SCA022741R7210 | India |  |  | 0 | 0.0 |  | 0 | 0 |  | 0 | 0 | 0 | 0 |  |  | 0 | 0 | 0 |  | 0 | [5 empty] | 0 |  |  | 0 | [13 empty] | Nos | 1.0 | [10 empty] | Ringlus Electro Controls & Automation PVT LTD | [18 empty] | CGST - RNG | 9.0
[121 empty] | SGST - RNG | 9.0
| 630A 2P OT switch disconnectors ABB 1SCA022866R5670 | 630A 2P OT switch disconnectors ABB 1SCA022866R5670 | ABBSFU | Nos |  | 630A 2P OT switch disconnectors ABB 1SCA022866R5670 |  | 0 | 0 | 1 | 1 | 1 | 0.0 | 0.0 | 0.0 | 0 |  |  | 0.0 | Electrical Components | 630A 2P OT switch disconnectors ABB 1SCA022866R5670 | 0 | 31-12-2099 | Material Transfer | Moving Average |  | 0.0 |  | 0 | 0 |  | 0 | 0 | 0 | 0 |  | 0 | Item Attribute | 1 | Nos | 0.0 | 0.0 | 0 | 0.0 | 0 | ABB | 1SCA022866R5670 | India |  |  | 0 | 0.0 |  | 0 | 0 |  | 0 | 0 | 0 | 0 |  |  | 0 | 0 | 0 |  | 0 | [5 empty] | 0 |  |  | 0 | [13 empty] | Nos | 1.0 | [10 empty] | Ringlus Electro Controls & Automation PVT LTD | [18 empty] | CGST - RNG | 9.0
[121 empty] | SGST - RNG | 9.0
| 800A 2P OT switch disconnectors ABB 1SCA022835R4830 | 800A 2P OT switch disconnectors ABB 1SCA022835R4830 | ABBSFU | Nos |  | 800A 2P OT switch disconnectors ABB 1SCA022835R4830 |  | 0 | 0 | 1 | 1 | 1 | 0.0 | 0.0 | 0.0 | 0 |  |  | 0.0 | Electrical Components | 800A 2P OT switch disconnectors ABB 1SCA022835R4830 | 0 | 31-12-2099 | Material Transfer | Moving Average |  | 0.0 |  | 0 | 0 |  | 0 | 0 | 0 | 0 |  | 0 | Item Attribute | 1 | Nos | 0.0 | 0.0 | 0 | 0.0 | 0 | ABB | 1SCA022835R4830 | India |  |  | 0 | 0.0 |  | 0 | 0 |  | 0 | 0 | 0 | 0 |  |  | 0 | 0 | 0 |  | 0 | [5 empty] | 0 |  |  | 0 | [13 empty] | Nos | 1.0 | [10 empty] | Ringlus Electro Controls & Automation PVT LTD | [18 empty] | CGST - RNG | 9.0
[121 empty] | SGST - RNG | 9.0
| 1000A 2P OT switch disconnectors ABB 1SCA105795R1001 | 1000A 2P OT switch disconnectors ABB 1SCA105795R1001 | ABBSFU | Nos |  | 1000A 2P OT switch disconnectors ABB 1SCA105795R1001 |  | 0 | 0 | 1 | 1 | 1 | 0.0 | 0.0 | 0.0 | 0 |  |  | 0.0 | Electrical Components | 1000A 2P OT switch disconnectors ABB 1SCA105795R1001 | 0 | 31-12-2099 | Material Transfer | Moving Average |  | 0.0 |  | 0 | 0 |  | 0 | 0 | 0 | 0 |  | 0 | Item Attribute | 1 | Nos | 0.0 | 0.0 | 0 | 0.0 | 0 | ABB | 1SCA105795R1001 | India |  |  | 0 | 0.0 |  | 0 | 0 |  | 0 | 0 | 0 | 0 |  |  | 0 | 0 | 0 |  | 0 | [5 empty] | 0 |  |  | 0 | [13 empty] | Nos | 1.0 | [10 empty] | Ringlus Electro Controls & Automation PVT LTD | [18 empty] | CGST - RNG | 9.0
[121 empty] | SGST - RNG | 9.0
| 1250A 2P OT switch disconnectors ABB 1SCA106136R1001 | 1250A 2P OT switch disconnectors ABB 1SCA106136R1001 | ABBSFU | Nos |  | 1250A 2P OT switch disconnectors ABB 1SCA106136R1001 |  | 0 | 0 | 1 | 1 | 1 | 0.0 | 0.0 | 0.0 | 0 |  |  | 0.0 | Electrical Components | 1250A 2P OT switch disconnectors ABB 1SCA106136R1001 | 0 | 31-12-2099 | Material Transfer | Moving Average |  | 0.0 |  | 0 | 0 |  | 0 | 0 | 0 | 0 |  | 0 | Item Attribute | 1 | Nos | 0.0 | 0.0 | 0 | 0.0 | 0 | ABB | 1SCA106136R1001 | India |  |  | 0 | 0.0 |  | 0 | 0 |  | 0 | 0 | 0 | 0 |  |  | 0 | 0 | 0 |  | 0 | [5 empty] | 0 |  |  | 0 | [13 empty] | Nos | 1.0 | [10 empty] | Ringlus Electro Controls & Automation PVT LTD | [18 empty] | CGST - RNG | 9.0
[121 empty] | SGST - RNG | 9.0
| 1600A 2P OT switch disconnectors ABB 1SCA106142R1001 | 1600A 2P OT switch disconnectors ABB 1SCA106142R1001 | ABBSFU | Nos |  | 1600A 2P OT switch disconnectors ABB 1SCA106142R1001 |  | 0 | 0 | 1 | 1 | 1 | 0.0 | 0.0 | 0.0 | 0 |  |  | 0.0 | Electrical Components | 1600A 2P OT switch disconnectors ABB 1SCA106142R1001 | 0 | 31-12-2099 | Material Transfer | Moving Average |  | 0.0 |  | 0 | 0 |  | 0 | 0 | 0 | 0 |  | 0 | Item Attribute | 1 | Nos | 0.0 | 0.0 | 0 | 0.0 | 0 | ABB | 1SCA106142R1001 | India |  |  | 0 | 0.0 |  | 0 | 0 |  | 0 | 0 | 0 | 0 |  |  | 0 | 0 | 0 |  | 0 | [5 empty] | 0 |  |  | 0 | [13 empty] | Nos | 1.0 | [10 empty] | Ringlus Electro Controls & Automation PVT LTD | [18 empty] | CGST - RNG | 9.0
[121 empty] | SGST - RNG | 9.0
| 2000A 2P OT switch disconnectors ABB 1SCA120025R1001 | 2000A 2P OT switch disconnectors ABB 1SCA120025R1001 | ABBSFU | Nos |  | 2000A 2P OT switch disconnectors ABB 1SCA120025R1001 |  | 0 | 0 | 1 | 1 | 1 | 0.0 | 0.0 | 0.0 | 0 |  |  | 0.0 | Electrical Components | 2000A 2P OT switch disconnectors ABB 1SCA120025R1001 | 0 | 31-12-2099 | Material Transfer | Moving Average |  | 0.0 |  | 0 | 0 |  | 0 | 0 | 0 | 0 |  | 0 | Item Attribute | 1 | Nos | 0.0 | 0.0 | 0 | 0.0 | 0 | ABB | 1SCA120025R1001 | India |  |  | 0 | 0.0 |  | 0 | 0 |  | 0 | 0 | 0 | 0 |  |  | 0 | 0 | 0 |  | 0 | [5 empty] | 0 |  |  | 0 | [13 empty] | Nos | 1.0 | [10 empty] | Ringlus Electro Controls & Automation PVT LTD | [18 empty] | CGST - RNG | 9.0
[121 empty] | SGST - RNG | 9.0
| 2500A 2P OT switch disconnectors ABB 1SCA113956R1001 | 2500A 2P OT switch disconnectors ABB 1SCA113956R1001 | ABBSFU | Nos |  | 2500A 2P OT switch disconnectors ABB 1SCA113956R1001 |  | 0 | 0 | 1 | 1 | 1 | 0.0 | 0.0 | 0.0 | 0 |  |  | 0.0 | Electrical Components | 2500A 2P OT switch disconnectors ABB 1SCA113956R1001 | 0 | 31-12-2099 | Material Transfer | Moving Average |  | 0.0 |  | 0 | 0 |  | 0 | 0 | 0 | 0 |  | 0 | Item Attribute | 1 | Nos | 0.0 | 0.0 | 0 | 0.0 | 0 | ABB | 1SCA113956R1001 | India |  |  | 0 | 0.0 |  | 0 | 0 |  | 0 | 0 | 0 | 0 |  |  | 0 | 0 | 0 |  | 0 | [5 empty] | 0 |  |  | 0 | [13 empty] | Nos | 1.0 | [10 empty] | Ringlus Electro Controls & Automation PVT LTD | [18 empty] | CGST - RNG | 9.0
[121 empty] | SGST - RNG | 9.0
| 3200A 2P OT switch disconnectors ABB 1SCA128581R1001 | 3200A 2P OT switch disconnectors ABB 1SCA128581R1001 | ABBSFU | Nos |  | 3200A 2P OT switch disconnectors ABB 1SCA128581R1001 |  | 0 | 0 | 1 | 1 | 1 | 0.0 | 0.0 | 0.0 | 0 |  |  | 0.0 | Electrical Components | 3200A 2P OT switch disconnectors ABB 1SCA128581R1001 | 0 | 31-12-2099 | Material Transfer | Moving Average |  | 0.0 |  | 0 | 0 |  | 0 | 0 | 0 | 0 |  | 0 | Item Attribute | 1 | Nos | 0.0 | 0.0 | 0 | 0.0 | 0 | ABB | 1SCA128581R1001 | India |  |  | 0 | 0.0 |  | 0 | 0 |  | 0 | 0 | 0 | 0 |  |  | 0 | 0 | 0 |  | 0 | [5 empty] | 0 |  |  | 0 | [13 empty] | Nos | 1.0 | [10 empty] | Ringlus Electro Controls & Automation PVT LTD | [18 empty] | CGST - RNG | 9.0
[121 empty] | SGST - RNG | 9.0
| 4000A 2P OT switch disconnectors ABB 1SCA128595R1001 | 4000A 2P OT switch disconnectors ABB 1SCA128595R1001 | ABBSFU | Nos |  | 4000A 2P OT switch disconnectors ABB 1SCA128595R1001 |  | 0 | 0 | 1 | 1 | 1 | 0.0 | 0.0 | 0.0 | 0 |  |  | 0.0 | Electrical Components | 4000A 2P OT switch disconnectors ABB 1SCA128595R1001 | 0 | 31-12-2099 | Material Transfer | Moving Average |  | 0.0 |  | 0 | 0 |  | 0 | 0 | 0 | 0 |  | 0 | Item Attribute | 1 | Nos | 0.0 | 0.0 | 0 | 0.0 | 0 | ABB | 1SCA128595R1001 | India |  |  | 0 | 0.0 |  | 0 | 0 |  | 0 | 0 | 0 | 0 |  |  | 0 | 0 | 0 |  | 0 | [5 empty] | 0 |  |  | 0 | [13 empty] | Nos | 1.0 | [10 empty] | Ringlus Electro Controls & Automation PVT LTD | [18 empty] | CGST - RNG | 9.0
[121 empty] | SGST - RNG | 9.0
| 16A 3P OT switch disconnectors ABB 1SYN104811R1001 | 16A 3P OT switch disconnectors ABB 1SYN104811R1001 | ABBSFU | Nos |  | 16A 3P OT switch disconnectors ABB 1SYN104811R1001 |  | 0 | 0 | 1 | 1 | 1 | 0.0 | 0.0 | 0.0 | 0 |  |  | 0.0 | Electrical Components | 16A 3P OT switch disconnectors ABB 1SYN104811R1001 | 0 | 31-12-2099 | Material Transfer | Moving Average |  | 0.0 |  | 0 | 0 |  | 0 | 0 | 0 | 0 |  | 0 | Item Attribute | 1 | Nos | 0.0 | 0.0 | 0 | 0.0 | 0 | ABB | 1SYN104811R1001 | India |  |  | 0 | 0.0 |  | 0 | 0 |  | 0 | 0 | 0 | 0 |  |  | 0 | 0 | 0 |  | 0 | [5 empty] | 0 |  |  | 0 | [13 empty] | Nos | 1.0 | [10 empty] | Ringlus Electro Controls & Automation PVT LTD | [18 empty] | CGST - RNG | 9.0
[121 empty] | SGST - RNG | 9.0
| 25A 3P OT switch disconnectors ABB 1SYN104857R1001 | 25A 3P OT switch disconnectors ABB 1SYN104857R1001 | ABBSFU | Nos |  | 25A 3P OT switch disconnectors ABB 1SYN104857R1001 |  | 0 | 0 | 1 | 1 | 1 | 0.0 | 0.0 | 0.0 | 0 |  |  | 0.0 | Electrical Components | 25A 3P OT switch disconnectors ABB 1SYN104857R1001 | 0 | 31-12-2099 | Material Transfer | Moving Average |  | 0.0 |  | 0 | 0 |  | 0 | 0 | 0 | 0 |  | 0 | Item Attribute | 1 | Nos | 0.0 | 0.0 | 0 | 0.0 | 0 | ABB | 1SYN104857R1001 | India |  |  | 0 | 0.0 |  | 0 | 0 |  | 0 | 0 | 0 | 0 |  |  | 0 | 0 | 0 |  | 0 | [5 empty] | 0 |  |  | 0 | [13 empty] | Nos | 1.0 | [10 empty] | Ringlus Electro Controls & Automation PVT LTD | [18 empty] | CGST - RNG | 9.0
[121 empty] | SGST - RNG | 9.0
| 40A 3P OT switch disconnectors ABB 1SYN104902R1001 | 40A 3P OT switch disconnectors ABB 1SYN104902R1001 | ABBSFU | Nos |  | 40A 3P OT switch disconnectors ABB 1SYN104902R1001 |  | 0 | 0 | 1 | 1 | 1 | 0.0 | 0.0 | 0.0 | 0 |  |  | 0.0 | Electrical Components | 40A 3P OT switch disconnectors ABB 1SYN104902R1001 | 0 | 31-12-2099 | Material Transfer | Moving Average |  | 0.0 |  | 0 | 0 |  | 0 | 0 | 0 | 0 |  | 0 | Item Attribute | 1 | Nos | 0.0 | 0.0 | 0 | 0.0 | 0 | ABB | 1SYN104902R1001 | India |  |  | 0 | 0.0 |  | 0 | 0 |  | 0 | 0 | 0 | 0 |  |  | 0 | 0 | 0 |  | 0 | [5 empty] | 0 |  |  | 0 | [13 empty] | Nos | 1.0 | [10 empty] | Ringlus Electro Controls & Automation PVT LTD | [18 empty] | CGST - RNG | 9.0
[121 empty] | SGST - RNG | 9.0
| 63A 3P OT switch disconnectors ABB 1SYN105332R1001 | 63A 3P OT switch disconnectors ABB 1SYN105332R1001 | ABBSFU | Nos |  | 63A 3P OT switch disconnectors ABB 1SYN105332R1001 |  | 0 | 0 | 1 | 1 | 1 | 0.0 | 0.0 | 0.0 | 0 |  |  | 0.0 | Electrical Components | 63A 3P OT switch disconnectors ABB 1SYN105332R1001 | 0 | 31-12-2099 | Material Transfer | Moving Average |  | 0.0 |  | 0 | 0 |  | 0 | 0 | 0 | 0 |  | 0 | Item Attribute | 1 | Nos | 0.0 | 0.0 | 0 | 0.0 | 0 | ABB | 1SYN105332R1001 | India |  |  | 0 | 0.0 |  | 0 | 0 |  | 0 | 0 | 0 | 0 |  |  | 0 | 0 | 0 |  | 0 | [5 empty] | 0 |  |  | 0 | [13 empty] | Nos | 1.0 | [10 empty] | Ringlus Electro Controls & Automation PVT LTD | [18 empty] | CGST - RNG | 9.0
[121 empty] | SGST - RNG | 9.0
| 80A 3P OT switch disconnectors ABB 1SYN105798R1001 | 80A 3P OT switch disconnectors ABB 1SYN105798R1001 | ABBSFU | Nos |  | 80A 3P OT switch disconnectors ABB 1SYN105798R1001 |  | 0 | 0 | 1 | 1 | 1 | 0.0 | 0.0 | 0.0 | 0 |  |  | 0.0 | Electrical Components | 80A 3P OT switch disconnectors ABB 1SYN105798R1001 | 0 | 31-12-2099 | Material Transfer | Moving Average |  | 0.0 |  | 0 | 0 |  | 0 | 0 | 0 | 0 |  | 0 | Item Attribute | 1 | Nos | 0.0 | 0.0 | 0 | 0.0 | 0 | ABB | 1SYN105798R1001 | India |  |  | 0 | 0.0 |  | 0 | 0 |  | 0 | 0 | 0 | 0 |  |  | 0 | 0 | 0 |  | 0 | [5 empty] | 0 |  |  | 0 | [13 empty] | Nos | 1.0 | [10 empty] | Ringlus Electro Controls & Automation PVT LTD | [18 empty] | CGST - RNG | 9.0
[121 empty] | SGST - RNG | 9.0
| 100A 3P OT switch disconnectors ABB 1SYN105004R1001 | 100A 3P OT switch disconnectors ABB 1SYN105004R1001 | ABBSFU | Nos |  | 100A 3P OT switch disconnectors ABB 1SYN105004R1001 |  | 0 | 0 | 1 | 1 | 1 | 0.0 | 0.0 | 0.0 | 0 |  |  | 0.0 | Electrical Components | 100A 3P OT switch disconnectors ABB 1SYN105004R1001 | 0 | 31-12-2099 | Material Transfer | Moving Average |  | 0.0 |  | 0 | 0 |  | 0 | 0 | 0 | 0 |  | 0 | Item Attribute | 1 | Nos | 0.0 | 0.0 | 0 | 0.0 | 0 | ABB | 1SYN105004R1001 | India |  |  | 0 | 0.0 |  | 0 | 0 |  | 0 | 0 | 0 | 0 |  |  | 0 | 0 | 0 |  | 0 | [5 empty] | 0 |  |  | 0 | [13 empty] | Nos | 1.0 | [10 empty] | Ringlus Electro Controls & Automation PVT LTD | [18 empty] | CGST - RNG | 9.0
[121 empty] | SGST - RNG | 9.0
| 125A 3P OT switch disconnectors ABB 1SYN105033R1001 | 125A 3P OT switch disconnectors ABB 1SYN105033R1001 | ABBSFU | Nos |  | 125A 3P OT switch disconnectors ABB 1SYN105033R1001 |  | 0 | 0 | 1 | 1 | 1 | 0.0 | 0.0 | 0.0 | 0 |  |  | 0.0 | Electrical Components | 125A 3P OT switch disconnectors ABB 1SYN105033R1001 | 0 | 31-12-2099 | Material Transfer | Moving Average |  | 0.0 |  | 0 | 0 |  | 0 | 0 | 0 | 0 |  | 0 | Item Attribute | 1 | Nos | 0.0 | 0.0 | 0 | 0.0 | 0 | ABB | 1SYN105033R1001 | India |  |  | 0 | 0.0 |  | 0 | 0 |  | 0 | 0 | 0 | 0 |  |  | 0 | 0 | 0 |  | 0 | [5 empty] | 0 |  |  | 0 | [13 empty] | Nos | 1.0 | [10 empty] | Ringlus Electro Controls & Automation PVT LTD | [18 empty] | CGST - RNG | 9.0
[121 empty] | SGST - RNG | 9.0
| 160A 3P OT switch disconnectors ABB 1SCA135139R1001 | 160A 3P OT switch disconnectors ABB 1SCA135139R1001 | ABBSFU | Nos |  | 160A 3P OT switch disconnectors ABB 1SCA135139R1001 |  | 0 | 0 | 1 | 1 | 1 | 0.0 | 0.0 | 0.0 | 0 |  |  | 0.0 | Electrical Components | 160A 3P OT switch disconnectors ABB 1SCA135139R1001 | 0 | 31-12-2099 | Material Transfer | Moving Average |  | 0.0 |  | 0 | 0 |  | 0 | 0 | 0 | 0 |  | 0 | Item Attribute | 1 | Nos | 0.0 | 0.0 | 0 | 0.0 | 0 | ABB | 1SCA135139R1001 | India |  |  | 0 | 0.0 |  | 0 | 0 |  | 0 | 0 | 0 | 0 |  |  | 0 | 0 | 0 |  | 0 | [5 empty] | 0 |  |  | 0 | [13 empty] | Nos | 1.0 | [10 empty] | Ringlus Electro Controls & Automation PVT LTD | [18 empty] | CGST - RNG | 9.0
[121 empty] | SGST - RNG | 9.0
| 16A 4P OT switch disconnectors ABB 1SYN104829R1001 | 16A 4P OT switch disconnectors ABB 1SYN104829R1001 | ABBSFU | Nos |  | 16A 4P OT switch disconnectors ABB 1SYN104829R1001 |  | 0 | 0 | 1 | 1 | 1 | 0.0 | 0.0 | 0.0 | 0 |  |  | 0.0 | Electrical Components | 16A 4P OT switch disconnectors ABB 1SYN104829R1001 | 0 | 31-12-2099 | Material Transfer | Moving Average |  | 0.0 |  | 0 | 0 |  | 0 | 0 | 0 | 0 |  | 0 | Item Attribute | 1 | Nos | 0.0 | 0.0 | 0 | 0.0 | 0 | ABB | 1SYN104829R1001 | India |  |  | 0 | 0.0 |  | 0 | 0 |  | 0 | 0 | 0 | 0 |  |  | 0 | 0 | 0 |  | 0 | [5 empty] | 0 |  |  | 0 | [13 empty] | Nos | 1.0 | [10 empty] | Ringlus Electro Controls & Automation PVT LTD | [18 empty] | CGST - RNG | 9.0
[121 empty] | SGST - RNG | 9.0
| 25A 4P OT switch disconnectors ABB 1SYN104886R1001 | 25A 4P OT switch disconnectors ABB 1SYN104886R1001 | ABBSFU | Nos |  | 25A 4P OT switch disconnectors ABB 1SYN104886R1001 |  | 0 | 0 | 1 | 1 | 1 | 0.0 | 0.0 | 0.0 | 0 |  |  | 0.0 | Electrical Components | 25A 4P OT switch disconnectors ABB 1SYN104886R1001 | 0 | 31-12-2099 | Material Transfer | Moving Average |  | 0.0 |  | 0 | 0 |  | 0 | 0 | 0 | 0 |  | 0 | Item Attribute | 1 | Nos | 0.0 | 0.0 | 0 | 0.0 | 0 | ABB | 1SYN104886R1001 | India |  |  | 0 | 0.0 |  | 0 | 0 |  | 0 | 0 | 0 | 0 |  |  | 0 | 0 | 0 |  | 0 | [5 empty] | 0 |  |  | 0 | [13 empty] | Nos | 1.0 | [10 empty] | Ringlus Electro Controls & Automation PVT LTD | [18 empty] | CGST - RNG | 9.0
[121 empty] | SGST - RNG | 9.0
| 40A 4P OT switch disconnectors ABB 1SYN104932R1001 | 40A 4P OT switch disconnectors ABB 1SYN104932R1001 | ABBSFU | Nos |  | 40A 4P OT switch disconnectors ABB 1SYN104932R1001 |  | 0 | 0 | 1 | 1 | 1 | 0.0 | 0.0 | 0.0 | 0 |  |  | 0.0 | Electrical Components | 40A 4P OT switch disconnectors ABB 1SYN104932R1001 | 0 | 31-12-2099 | Material Transfer | Moving Average |  | 0.0 |  | 0 | 0 |  | 0 | 0 | 0 | 0 |  | 0 | Item Attribute | 1 | Nos | 0.0 | 0.0 | 0 | 0.0 | 0 | ABB | 1SYN104932R1001 | India |  |  | 0 | 0.0 |  | 0 | 0 |  | 0 | 0 | 0 | 0 |  |  | 0 | 0 | 0 |  | 0 | [5 empty] | 0 |  |  | 0 | [13 empty] | Nos | 1.0 | [10 empty] | Ringlus Electro Controls & Automation PVT LTD | [18 empty] | CGST - RNG | 9.0
[121 empty] | SGST - RNG | 9.0
| 63A 4P OT switch disconnectors ABB 1SYN105365R1001 | 63A 4P OT switch disconnectors ABB 1SYN105365R1001 | ABBSFU | Nos |  | 63A 4P OT switch disconnectors ABB 1SYN105365R1001 |  | 0 | 0 | 1 | 1 | 1 | 0.0 | 0.0 | 0.0 | 0 |  |  | 0.0 | Electrical Components | 63A 4P OT switch disconnectors ABB 1SYN105365R1001 | 0 | 31-12-2099 | Material Transfer | Moving Average |  | 0.0 |  | 0 | 0 |  | 0 | 0 | 0 | 0 |  | 0 | Item Attribute | 1 | Nos | 0.0 | 0.0 | 0 | 0.0 | 0 | ABB | 1SYN105365R1001 | India |  |  | 0 | 0.0 |  | 0 | 0 |  | 0 | 0 | 0 | 0 |  |  | 0 | 0 | 0 |  | 0 | [5 empty] | 0 |  |  | 0 | [13 empty] | Nos | 1.0 | [10 empty] | Ringlus Electro Controls & Automation PVT LTD | [18 empty] | CGST - RNG | 9.0
[121 empty] | SGST - RNG | 9.0
| 80A 4P OT switch disconnectors ABB 1SYN105413R1001 | 80A 4P OT switch disconnectors ABB 1SYN105413R1001 | ABBSFU | Nos |  | 80A 4P OT switch disconnectors ABB 1SYN105413R1001 |  | 0 | 0 | 1 | 1 | 1 | 0.0 | 0.0 | 0.0 | 0 |  |  | 0.0 | Electrical Components | 80A 4P OT switch disconnectors ABB 1SYN105413R1001 | 0 | 31-12-2099 | Material Transfer | Moving Average |  | 0.0 |  | 0 | 0 |  | 0 | 0 | 0 | 0 |  | 0 | Item Attribute | 1 | Nos | 0.0 | 0.0 | 0 | 0.0 | 0 | ABB | 1SYN105413R1001 | India |  |  | 0 | 0.0 |  | 0 | 0 |  | 0 | 0 | 0 | 0 |  |  | 0 | 0 | 0 |  | 0 | [5 empty] | 0 |  |  | 0 | [13 empty] | Nos | 1.0 | [10 empty] | Ringlus Electro Controls & Automation PVT LTD | [18 empty] | CGST - RNG | 9.0
[121 empty] | SGST - RNG | 9.0
| 100A 4P OT switch disconnectors ABB 1SYN105018R1001 | 100A 4P OT switch disconnectors ABB 1SYN105018R1001 | ABBSFU | Nos |  | 100A 4P OT switch disconnectors ABB 1SYN105018R1001 |  | 0 | 0 | 1 | 1 | 1 | 0.0 | 0.0 | 0.0 | 0 |  |  | 0.0 | Electrical Components | 100A 4P OT switch disconnectors ABB 1SYN105018R1001 | 0 | 31-12-2099 | Material Transfer | Moving Average |  | 0.0 |  | 0 | 0 |  | 0 | 0 | 0 | 0 |  | 0 | Item Attribute | 1 | Nos | 0.0 | 0.0 | 0 | 0.0 | 0 | ABB | 1SYN105018R1001 | India |  |  | 0 | 0.0 |  | 0 | 0 |  | 0 | 0 | 0 | 0 |  |  | 0 | 0 | 0 |  | 0 | [5 empty] | 0 |  |  | 0 | [13 empty] | Nos | 1.0 | [10 empty] | Ringlus Electro Controls & Automation PVT LTD | [18 empty] | CGST - RNG | 9.0
[121 empty] | SGST - RNG | 9.0
| 125A 4P OT switch disconnectors ABB 1SYN105051R1001 | 125A 4P OT switch disconnectors ABB 1SYN105051R1001 | ABBSFU | Nos |  | 125A 4P OT switch disconnectors ABB 1SYN105051R1001 |  | 0 | 0 | 1 | 1 | 1 | 0.0 | 0.0 | 0.0 | 0 |  |  | 0.0 | Electrical Components | 125A 4P OT switch disconnectors ABB 1SYN105051R1001 | 0 | 31-12-2099 | Material Transfer | Moving Average |  | 0.0 |  | 0 | 0 |  | 0 | 0 | 0 | 0 |  | 0 | Item Attribute | 1 | Nos | 0.0 | 0.0 | 0 | 0.0 | 0 | ABB | 1SYN105051R1001 | India |  |  | 0 | 0.0 |  | 0 | 0 |  | 0 | 0 | 0 | 0 |  |  | 0 | 0 | 0 |  | 0 | [5 empty] | 0 |  |  | 0 | [13 empty] | Nos | 1.0 | [10 empty] | Ringlus Electro Controls & Automation PVT LTD | [18 empty] | CGST - RNG | 9.0
[121 empty] | SGST - RNG | 9.0
| 160A 4P OT switch disconnectors ABB 1SCA135140R1001 | 160A 4P OT switch disconnectors ABB 1SCA135140R1001 | ABBSFU | Nos |  | 160A 4P OT switch disconnectors ABB 1SCA135140R1001 |  | 0 | 0 | 1 | 1 | 1 | 0.0 | 0.0 | 0.0 | 0 |  |  | 0.0 | Electrical Components | 160A 4P OT switch disconnectors ABB 1SCA135140R1001 | 0 | 31-12-2099 | Material Transfer | Moving Average |  | 0.0 |  | 0 | 0 |  | 0 | 0 | 0 | 0 |  | 0 | Item Attribute | 1 | Nos | 0.0 | 0.0 | 0 | 0.0 | 0 | ABB | 1SCA135140R1001 | India |  |  | 0 | 0.0 |  | 0 | 0 |  | 0 | 0 | 0 | 0 |  |  | 0 | 0 | 0 |  | 0 | [5 empty] | 0 |  |  | 0 | [13 empty] | Nos | 1.0 | [10 empty] | Ringlus Electro Controls & Automation PVT LTD | [18 empty] | CGST - RNG | 9.0
[121 empty] | SGST - RNG | 9.0
| 160A 3P OT switch disconnectors ABB 1SCA12051R1001 | 160A 3P OT switch disconnectors ABB 1SCA12051R1001 | ABBSFU | Nos |  | 160A 3P OT switch disconnectors ABB 1SCA12051R1001 |  | 0 | 0 | 1 | 1 | 1 | 0.0 | 0.0 | 0.0 | 0 |  |  | 0.0 | Electrical Components | 160A 3P OT switch disconnectors ABB 1SCA12051R1001 | 0 | 31-12-2099 | Material Transfer | Moving Average |  | 0.0 |  | 0 | 0 |  | 0 | 0 | 0 | 0 |  | 0 | Item Attribute | 1 | Nos | 0.0 | 0.0 | 0 | 0.0 | 0 | ABB | 1SCA12051R1001 | India |  |  | 0 | 0.0 |  | 0 | 0 |  | 0 | 0 | 0 | 0 |  |  | 0 | 0 | 0 |  | 0 | [5 empty] | 0 |  |  | 0 | [13 empty] | Nos | 1.0 | [10 empty] | Ringlus Electro Controls & Automation PVT LTD | [18 empty] | CGST - RNG | 9.0
[121 empty] | SGST - RNG | 9.0
| 200A 3P OT switch disconnectors ABB 1SCA022712R0800 | 200A 3P OT switch disconnectors ABB 1SCA022712R0800 | ABBSFU | Nos |  | 200A 3P OT switch disconnectors ABB 1SCA022712R0800 |  | 0 | 0 | 1 | 1 | 1 | 0.0 | 0.0 | 0.0 | 0 |  |  | 0.0 | Electrical Components | 200A 3P OT switch disconnectors ABB 1SCA022712R0800 | 0 | 31-12-2099 | Material Transfer | Moving Average |  | 0.0 |  | 0 | 0 |  | 0 | 0 | 0 | 0 |  | 0 | Item Attribute | 1 | Nos | 0.0 | 0.0 | 0 | 0.0 | 0 | ABB | 1SCA022712R0800 | India |  |  | 0 | 0.0 |  | 0 | 0 |  | 0 | 0 | 0 | 0 |  |  | 0 | 0 | 0 |  | 0 | [5 empty] | 0 |  |  | 0 | [13 empty] | Nos | 1.0 | [10 empty] | Ringlus Electro Controls & Automation PVT LTD | [18 empty] | CGST - RNG | 9.0
[121 empty] | SGST - RNG | 9.0
| 250A 3P OT switch disconnectors ABB 1SCA022710R0100 | 250A 3P OT switch disconnectors ABB 1SCA022710R0100 | ABBSFU | Nos |  | 250A 3P OT switch disconnectors ABB 1SCA022710R0100 |  | 0 | 0 | 1 | 1 | 1 | 0.0 | 0.0 | 0.0 | 0 |  |  | 0.0 | Electrical Components | 250A 3P OT switch disconnectors ABB 1SCA022710R0100 | 0 | 31-12-2099 | Material Transfer | Moving Average |  | 0.0 |  | 0 | 0 |  | 0 | 0 | 0 | 0 |  | 0 | Item Attribute | 1 | Nos | 0.0 | 0.0 | 0 | 0.0 | 0 | ABB | 1SCA022710R0100 | India |  |  | 0 | 0.0 |  | 0 | 0 |  | 0 | 0 | 0 | 0 |  |  | 0 | 0 | 0 |  | 0 | [5 empty] | 0 |  |  | 0 | [13 empty] | Nos | 1.0 | [10 empty] | Ringlus Electro Controls & Automation PVT LTD | [18 empty] | CGST - RNG | 9.0
[121 empty] | SGST - RNG | 9.0
| 315A 3P OT switch disconnectors ABB 1SCA022718R8510 | 315A 3P OT switch disconnectors ABB 1SCA022718R8510 | ABBSFU | Nos |  | 315A 3P OT switch disconnectors ABB 1SCA022718R8510 |  | 0 | 0 | 1 | 1 | 1 | 0.0 | 0.0 | 0.0 | 0 |  |  | 0.0 | Electrical Components | 315A 3P OT switch disconnectors ABB 1SCA022718R8510 | 0 | 31-12-2099 | Material Transfer | Moving Average |  | 0.0 |  | 0 | 0 |  | 0 | 0 | 0 | 0 |  | 0 | Item Attribute | 1 | Nos | 0.0 | 0.0 | 0 | 0.0 | 0 | ABB | 1SCA022718R8510 | India |  |  | 0 | 0.0 |  | 0 | 0 |  | 0 | 0 | 0 | 0 |  |  | 0 | 0 | 0 |  | 0 | [5 empty] | 0 |  |  | 0 | [13 empty] | Nos | 1.0 | [10 empty] | Ringlus Electro Controls & Automation PVT LTD | [18 empty] | CGST - RNG | 9.0
[121 empty] | SGST - RNG | 9.0
| 400A 3P OT switch disconnectors ABB 1SCA022718R8780 | 400A 3P OT switch disconnectors ABB 1SCA022718R8780 | ABBSFU | Nos |  | 400A 3P OT switch disconnectors ABB 1SCA022718R8780 |  | 0 | 0 | 1 | 1 | 1 | 0.0 | 0.0 | 0.0 | 0 |  |  | 0.0 | Electrical Components | 400A 3P OT switch disconnectors ABB 1SCA022718R8780 | 0 | 31-12-2099 | Material Transfer | Moving Average |  | 0.0 |  | 0 | 0 |  | 0 | 0 | 0 | 0 |  | 0 | Item Attribute | 1 | Nos | 0.0 | 0.0 | 0 | 0.0 | 0 | ABB | 1SCA022718R8780 | India |  |  | 0 | 0.0 |  | 0 | 0 |  | 0 | 0 | 0 | 0 |  |  | 0 | 0 | 0 |  | 0 | [5 empty] | 0 |  |  | 0 | [13 empty] | Nos | 1.0 | [10 empty] | Ringlus Electro Controls & Automation PVT LTD | [18 empty] | CGST - RNG | 9.0
[121 empty] | SGST - RNG | 9.0
| 630A 3P OT switch disconnectors ABB 1SCA022718R8940 | 630A 3P OT switch disconnectors ABB 1SCA022718R8940 | ABBSFU | Nos |  | 630A 3P OT switch disconnectors ABB 1SCA022718R8940 |  | 0 | 0 | 1 | 1 | 1 | 0.0 | 0.0 | 0.0 | 0 |  |  | 0.0 | Electrical Components | 630A 3P OT switch disconnectors ABB 1SCA022718R8940 | 0 | 31-12-2099 | Material Transfer | Moving Average |  | 0.0 |  | 0 | 0 |  | 0 | 0 | 0 | 0 |  | 0 | Item Attribute | 1 | Nos | 0.0 | 0.0 | 0 | 0.0 | 0 | ABB | 1SCA022718R8940 | India |  |  | 0 | 0.0 |  | 0 | 0 |  | 0 | 0 | 0 | 0 |  |  | 0 | 0 | 0 |  | 0 | [5 empty] | 0 |  |  | 0 | [13 empty] | Nos | 1.0 | [10 empty] | Ringlus Electro Controls & Automation PVT LTD | [18 empty] | CGST - RNG | 9.0
[121 empty] | SGST - RNG | 9.0
| 800A 3P OT switch disconnectors ABB 1SCA022718R9410 | 800A 3P OT switch disconnectors ABB 1SCA022718R9410 | ABBSFU | Nos |  | 800A 3P OT switch disconnectors ABB 1SCA022718R9410 |  | 0 | 0 | 1 | 1 | 1 | 0.0 | 0.0 | 0.0 | 0 |  |  | 0.0 | Electrical Components | 800A 3P OT switch disconnectors ABB 1SCA022718R9410 | 0 | 31-12-2099 | Material Transfer | Moving Average |  | 0.0 |  | 0 | 0 |  | 0 | 0 | 0 | 0 |  | 0 | Item Attribute | 1 | Nos | 0.0 | 0.0 | 0 | 0.0 | 0 | ABB | 1SCA022718R9410 | India |  |  | 0 | 0.0 |  | 0 | 0 |  | 0 | 0 | 0 | 0 |  |  | 0 | 0 | 0 |  | 0 | [5 empty] | 0 |  |  | 0 | [13 empty] | Nos | 1.0 | [10 empty] | Ringlus Electro Controls & Automation PVT LTD | [18 empty] | CGST - RNG | 9.0
[121 empty] | SGST - RNG | 9.0
| 1000A 3P OT switch disconnectors ABB 1SCA022860R5930 | 1000A 3P OT switch disconnectors ABB 1SCA022860R5930 | ABBSFU | Nos |  | 1000A 3P OT switch disconnectors ABB 1SCA022860R5930 |  | 0 | 0 | 1 | 1 | 1 | 0.0 | 0.0 | 0.0 | 0 |  |  | 0.0 | Electrical Components | 1000A 3P OT switch disconnectors ABB 1SCA022860R5930 | 0 | 31-12-2099 | Material Transfer | Moving Average |  | 0.0 |  | 0 | 0 |  | 0 | 0 | 0 | 0 |  | 0 | Item Attribute | 1 | Nos | 0.0 | 0.0 | 0 | 0.0 | 0 | ABB | 1SCA022860R5930 | India |  |  | 0 | 0.0 |  | 0 | 0 |  | 0 | 0 | 0 | 0 |  |  | 0 | 0 | 0 |  | 0 | [5 empty] | 0 |  |  | 0 | [13 empty] | Nos | 1.0 | [10 empty] | Ringlus Electro Controls & Automation PVT LTD | [18 empty] | CGST - RNG | 9.0
[121 empty] | SGST - RNG | 9.0
| 1250A 3P OT switch disconnectors ABB 1SCA022860R5230 | 1250A 3P OT switch disconnectors ABB 1SCA022860R5230 | ABBSFU | Nos |  | 1250A 3P OT switch disconnectors ABB 1SCA022860R5230 |  | 0 | 0 | 1 | 1 | 1 | 0.0 | 0.0 | 0.0 | 0 |  |  | 0.0 | Electrical Components | 1250A 3P OT switch disconnectors ABB 1SCA022860R5230 | 0 | 31-12-2099 | Material Transfer | Moving Average |  | 0.0 |  | 0 | 0 |  | 0 | 0 | 0 | 0 |  | 0 | Item Attribute | 1 | Nos | 0.0 | 0.0 | 0 | 0.0 | 0 | ABB | 1SCA022860R5230 | India |  |  | 0 | 0.0 |  | 0 | 0 |  | 0 | 0 | 0 | 0 |  |  | 0 | 0 | 0 |  | 0 | [5 empty] | 0 |  |  | 0 | [13 empty] | Nos | 1.0 | [10 empty] | Ringlus Electro Controls & Automation PVT LTD | [18 empty] | CGST - RNG | 9.0
[121 empty] | SGST - RNG | 9.0
| 1600A 3P OT switch disconnectors ABB 1SCA022860R6580 | 1600A 3P OT switch disconnectors ABB 1SCA022860R6580 | ABBSFU | Nos |  | 1600A 3P OT switch disconnectors ABB 1SCA022860R6580 |  | 0 | 0 | 1 | 1 | 1 | 0.0 | 0.0 | 0.0 | 0 |  |  | 0.0 | Electrical Components | 1600A 3P OT switch disconnectors ABB 1SCA022860R6580 | 0 | 31-12-2099 | Material Transfer | Moving Average |  | 0.0 |  | 0 | 0 |  | 0 | 0 | 0 | 0 |  | 0 | Item Attribute | 1 | Nos | 0.0 | 0.0 | 0 | 0.0 | 0 | ABB | 1SCA022860R6580 | India |  |  | 0 | 0.0 |  | 0 | 0 |  | 0 | 0 | 0 | 0 |  |  | 0 | 0 | 0 |  | 0 | [5 empty] | 0 |  |  | 0 | [13 empty] | Nos | 1.0 | [10 empty] | Ringlus Electro Controls & Automation PVT LTD | [18 empty] | CGST - RNG | 9.0
[121 empty] | SGST - RNG | 9.0
| 2000A 3P OT switch disconnectors ABB 1SCA108036R1001 | 2000A 3P OT switch disconnectors ABB 1SCA108036R1001 | ABBSFU | Nos |  | 2000A 3P OT switch disconnectors ABB 1SCA108036R1001 |  | 0 | 0 | 1 | 1 | 1 | 0.0 | 0.0 | 0.0 | 0 |  |  | 0.0 | Electrical Components | 2000A 3P OT switch disconnectors ABB 1SCA108036R1001 | 0 | 31-12-2099 | Material Transfer | Moving Average |  | 0.0 |  | 0 | 0 |  | 0 | 0 | 0 | 0 |  | 0 | Item Attribute | 1 | Nos | 0.0 | 0.0 | 0 | 0.0 | 0 | ABB | 1SCA108036R1001 | India |  |  | 0 | 0.0 |  | 0 | 0 |  | 0 | 0 | 0 | 0 |  |  | 0 | 0 | 0 |  | 0 | [5 empty] | 0 |  |  | 0 | [13 empty] | Nos | 1.0 | [10 empty] | Ringlus Electro Controls & Automation PVT LTD | [18 empty] | CGST - RNG | 9.0
[121 empty] | SGST - RNG | 9.0
| 2500A 3P OT switch disconnectors ABB 1SCA12484R1001 | 2500A 3P OT switch disconnectors ABB 1SCA12484R1001 | ABBSFU | Nos |  | 2500A 3P OT switch disconnectors ABB 1SCA12484R1001 |  | 0 | 0 | 1 | 1 | 1 | 0.0 | 0.0 | 0.0 | 0 |  |  | 0.0 | Electrical Components | 2500A 3P OT switch disconnectors ABB 1SCA12484R1001 | 0 | 31-12-2099 | Material Transfer | Moving Average |  | 0.0 |  | 0 | 0 |  | 0 | 0 | 0 | 0 |  | 0 | Item Attribute | 1 | Nos | 0.0 | 0.0 | 0 | 0.0 | 0 | ABB | 1SCA12484R1001 | India |  |  | 0 | 0.0 |  | 0 | 0 |  | 0 | 0 | 0 | 0 |  |  | 0 | 0 | 0 |  | 0 | [5 empty] | 0 |  |  | 0 | [13 empty] | Nos | 1.0 | [10 empty] | Ringlus Electro Controls & Automation PVT LTD | [18 empty] | CGST - RNG | 9.0
[121 empty] | SGST - RNG | 9.0
| 3200A 3P OT switch disconnectors ABB 1SCA120521R1001 | 3200A 3P OT switch disconnectors ABB 1SCA120521R1001 | ABBSFU | Nos |  | 3200A 3P OT switch disconnectors ABB 1SCA120521R1001 |  | 0 | 0 | 1 | 1 | 1 | 0.0 | 0.0 | 0.0 | 0 |  |  | 0.0 | Electrical Components | 3200A 3P OT switch disconnectors ABB 1SCA120521R1001 | 0 | 31-12-2099 | Material Transfer | Moving Average |  | 0.0 |  | 0 | 0 |  | 0 | 0 | 0 | 0 |  | 0 | Item Attribute | 1 | Nos | 0.0 | 0.0 | 0 | 0.0 | 0 | ABB | 1SCA128481R1001 | India |  |  | 0 | 0.0 |  | 0 | 0 |  | 0 | 0 | 0 | 0 |  |  | 0 | 0 | 0 |  | 0 | [5 empty] | 0 |  |  | 0 | [13 empty] | Nos | 1.0 | [10 empty] | Ringlus Electro Controls & Automation PVT LTD | [18 empty] | CGST - RNG | 9.0
[121 empty] | SGST - RNG | 9.0
| 4000A 3P OT switch disconnectors ABB 1SCA120521R1001 | 4000A 3P OT switch disconnectors ABB 1SCA120521R1001 | ABBSFU | Nos |  | 4000A 3P OT switch disconnectors ABB 1SCA120521R1001 |  | 0 | 0 | 1 | 1 | 1 | 0.0 | 0.0 | 0.0 | 0 |  |  | 0.0 | Electrical Components | 4000A 3P OT switch disconnectors ABB 1SCA120521R1001 | 0 | 31-12-2099 | Material Transfer | Moving Average |  | 0.0 |  | 0 | 0 |  | 0 | 0 | 0 | 0 |  | 0 | Item Attribute | 1 | Nos | 0.0 | 0.0 | 0 | 0.0 | 0 | ABB | 1SCA128484R1001 | India |  |  | 0 | 0.0 |  | 0 | 0 |  | 0 | 0 | 0 | 0 |  |  | 0 | 0 | 0 |  | 0 | [5 empty] | 0 |  |  | 0 | [13 empty] | Nos | 1.0 | [10 empty] | Ringlus Electro Controls & Automation PVT LTD | [18 empty] | CGST - RNG | 9.0
[121 empty] | SGST - RNG | 9.0
| 160A 4P OT switch disconnectors ABB 1SCA12521R1001 | 160A 4P OT switch disconnectors ABB 1SCA12521R1001 | ABBSFU | Nos |  | 160A 4P OT switch disconnectors ABB 1SCA12521R1001 |  | 0 | 0 | 1 | 1 | 1 | 0.0 | 0.0 | 0.0 | 0 |  |  | 0.0 | Electrical Components | 160A 4P OT switch disconnectors ABB 1SCA12521R1001 | 0 | 31-12-2099 | Material Transfer | Moving Average |  | 0.0 |  | 0 | 0 |  | 0 | 0 | 0 | 0 |  | 0 | Item Attribute | 1 | Nos | 0.0 | 0.0 | 0 | 0.0 | 0 | ABB | 1SCA120521R1002 | India |  |  | 0 | 0.0 |  | 0 | 0 |  | 0 | 0 | 0 | 0 |  |  | 0 | 0 | 0 |  | 0 | [5 empty] | 0 |  |  | 0 | [13 empty] | Nos | 1.0 | [10 empty] | Ringlus Electro Controls & Automation PVT LTD | [18 empty] | CGST - RNG | 9.0
[121 empty] | SGST - RNG | 9.0
| 200A 4P OT switch disconnectors ABB 1SCA022713R4930 | 200A 4P OT switch disconnectors ABB 1SCA022713R4930 | ABBSFU | Nos |  | 200A 4P OT switch disconnectors ABB 1SCA022713R4930 |  | 0 | 0 | 1 | 1 | 1 | 0.0 | 0.0 | 0.0 | 0 |  |  | 0.0 | Electrical Components | 200A 4P OT switch disconnectors ABB 1SCA022713R4930 | 0 | 31-12-2099 | Material Transfer | Moving Average |  | 0.0 |  | 0 | 0 |  | 0 | 0 | 0 | 0 |  | 0 | Item Attribute | 1 | Nos | 0.0 | 0.0 | 0 | 0.0 | 0 | ABB | 1SCA022713R4930 | India |  |  | 0 | 0.0 |  | 0 | 0 |  | 0 | 0 | 0 | 0 |  |  | 0 | 0 | 0 |  | 0 | [5 empty] | 0 |  |  | 0 | [13 empty] | Nos | 1.0 | [10 empty] | Ringlus Electro Controls & Automation PVT LTD | [18 empty] | CGST - RNG | 9.0
[121 empty] | SGST - RNG | 9.0
| 250A 4P OT switch disconnectors ABB 1SCA022710R0520 | 250A 4P OT switch disconnectors ABB 1SCA022710R0520 | ABBSFU | Nos |  | 250A 4P OT switch disconnectors ABB 1SCA022710R0520 |  | 0 | 0 | 1 | 1 | 1 | 0.0 | 0.0 | 0.0 | 0 |  |  | 0.0 | Electrical Components | 250A 4P OT switch disconnectors ABB 1SCA022710R0520 | 0 | 31-12-2099 | Material Transfer | Moving Average |  | 0.0 |  | 0 | 0 |  | 0 | 0 | 0 | 0 |  | 0 | Item Attribute | 1 | Nos | 0.0 | 0.0 | 0 | 0.0 | 0 | ABB | 1SCA022710R0520 | India |  |  | 0 | 0.0 |  | 0 | 0 |  | 0 | 0 | 0 | 0 |  |  | 0 | 0 | 0 |  | 0 | [5 empty] | 0 |  |  | 0 | [13 empty] | Nos | 1.0 | [10 empty] | Ringlus Electro Controls & Automation PVT LTD | [18 empty] | CGST - RNG | 9.0
[121 empty] | SGST - RNG | 9.0
| 315A 4P OT switch disconnectors ABB 1SCA022719R1730 | 315A 4P OT switch disconnectors ABB 1SCA022719R1730 | ABBSFU | Nos |  | 315A 4P OT switch disconnectors ABB 1SCA022719R1730 |  | 0 | 0 | 1 | 1 | 1 | 0.0 | 0.0 | 0.0 | 0 |  |  | 0.0 | Electrical Components | 315A 4P OT switch disconnectors ABB 1SCA022719R1730 | 0 | 31-12-2099 | Material Transfer | Moving Average |  | 0.0 |  | 0 | 0 |  | 0 | 0 | 0 | 0 |  | 0 | Item Attribute | 1 | Nos | 0.0 | 0.0 | 0 | 0.0 | 0 | ABB | 1SCA022719R1730 | India |  |  | 0 | 0.0 |  | 0 | 0 |  | 0 | 0 | 0 | 0 |  |  | 0 | 0 | 0 |  | 0 | [5 empty] | 0 |  |  | 0 | [13 empty] | Nos | 1.0 | [10 empty] | Ringlus Electro Controls & Automation PVT LTD | [18 empty] | CGST - RNG | 9.0
[121 empty] | SGST - RNG | 9.0
| 400A 4P OT switch disconnectors ABB 1SCA022719R1810 | 400A 4P OT switch disconnectors ABB 1SCA022719R1810 | ABBSFU | Nos |  | 400A 4P OT switch disconnectors ABB 1SCA022719R1810 |  | 0 | 0 | 1 | 1 | 1 | 0.0 | 0.0 | 0.0 | 0 |  |  | 0.0 | Electrical Components | 400A 4P OT switch disconnectors ABB 1SCA022719R1810 | 0 | 31-12-2099 | Material Transfer | Moving Average |  | 0.0 |  | 0 | 0 |  | 0 | 0 | 0 | 0 |  | 0 | Item Attribute | 1 | Nos | 0.0 | 0.0 | 0 | 0.0 | 0 | ABB | 1SCA022719R1810 | India |  |  | 0 | 0.0 |  | 0 | 0 |  | 0 | 0 | 0 | 0 |  |  | 0 | 0 | 0 |  | 0 | [5 empty] | 0 |  |  | 0 | [13 empty] | Nos | 1.0 | [10 empty] | Ringlus Electro Controls & Automation PVT LTD | [18 empty] | CGST - RNG | 9.0
[121 empty] | SGST - RNG | 9.0
| 630A 4P OT switch disconnectors ABB 1SCA022719R2030 | 630A 4P OT switch disconnectors ABB 1SCA022719R2030 | ABBSFU | Nos |  | 630A 4P OT switch disconnectors ABB 1SCA022719R2030 |  | 0 | 0 | 1 | 1 | 1 | 0.0 | 0.0 | 0.0 | 0 |  |  | 0.0 | Electrical Components | 630A 4P OT switch disconnectors ABB 1SCA022719R2030 | 0 | 31-12-2099 | Material Transfer | Moving Average |  | 0.0 |  | 0 | 0 |  | 0 | 0 | 0 | 0 |  | 0 | Item Attribute | 1 | Nos | 0.0 | 0.0 | 0 | 0.0 | 0 | ABB | 1SCA022719R2030 | India |  |  | 0 | 0.0 |  | 0 | 0 |  | 0 | 0 | 0 | 0 |  |  | 0 | 0 | 0 |  | 0 | [5 empty] | 0 |  |  | 0 | [13 empty] | Nos | 1.0 | [10 empty] | Ringlus Electro Controls & Automation PVT LTD | [18 empty] | CGST - RNG | 9.0
[121 empty] | SGST - RNG | 9.0
| 800A 4P OT switch disconnectors ABB 1SCA022719R2110 | 800A 4P OT switch disconnectors ABB 1SCA022719R2110 | ABBSFU | Nos |  | 800A 4P OT switch disconnectors ABB 1SCA022719R2110 |  | 0 | 0 | 1 | 1 | 1 | 0.0 | 0.0 | 0.0 | 0 |  |  | 0.0 | Electrical Components | 800A 4P OT switch disconnectors ABB 1SCA022719R2110 | 0 | 31-12-2099 | Material Transfer | Moving Average |  | 0.0 |  | 0 | 0 |  | 0 | 0 | 0 | 0 |  | 0 | Item Attribute | 1 | Nos | 0.0 | 0.0 | 0 | 0.0 | 0 | ABB | 1SCA022719R2110 | India |  |  | 0 | 0.0 |  | 0 | 0 |  | 0 | 0 | 0 | 0 |  |  | 0 | 0 | 0 |  | 0 | [5 empty] | 0 |  |  | 0 | [13 empty] | Nos | 1.0 | [10 empty] | Ringlus Electro Controls & Automation PVT LTD | [18 empty] | CGST - RNG | 9.0
[121 empty] | SGST - RNG | 9.0
| 1000A 4P OT switch disconnectors ABB 1SCA022860R6150 | 1000A 4P OT switch disconnectors ABB 1SCA022860R6150 | ABBSFU | Nos |  | 1000A 4P OT switch disconnectors ABB 1SCA022860R6150 |  | 0 | 0 | 1 | 1 | 1 | 0.0 | 0.0 | 0.0 | 0 |  |  | 0.0 | Electrical Components | 1000A 4P OT switch disconnectors ABB 1SCA022860R6150 | 0 | 31-12-2099 | Material Transfer | Moving Average |  | 0.0 |  | 0 | 0 |  | 0 | 0 | 0 | 0 |  | 0 | Item Attribute | 1 | Nos | 0.0 | 0.0 | 0 | 0.0 | 0 | ABB | 1SCA022860R6150 | India |  |  | 0 | 0.0 |  | 0 | 0 |  | 0 | 0 | 0 | 0 |  |  | 0 | 0 | 0 |  | 0 | [5 empty] | 0 |  |  | 0 | [13 empty] | Nos | 1.0 | [10 empty] | Ringlus Electro Controls & Automation PVT LTD | [18 empty] | CGST - RNG | 9.0
[121 empty] | SGST - RNG | 9.0
| 1250A 4P OT switch disconnectors ABB 1SCA022860R6310 | 1250A 4P OT switch disconnectors ABB 1SCA022860R6310 | ABBSFU | Nos |  | 1250A 4P OT switch disconnectors ABB 1SCA022860R6310 |  | 0 | 0 | 1 | 1 | 1 | 0.0 | 0.0 | 0.0 | 0 |  |  | 0.0 | Electrical Components | 1250A 4P OT switch disconnectors ABB 1SCA022860R6310 | 0 | 31-12-2099 | Material Transfer | Moving Average |  | 0.0 |  | 0 | 0 |  | 0 | 0 | 0 | 0 |  | 0 | Item Attribute | 1 | Nos | 0.0 | 0.0 | 0 | 0.0 | 0 | ABB | 1SCA022860R6310 | India |  |  | 0 | 0.0 |  | 0 | 0 |  | 0 | 0 | 0 | 0 |  |  | 0 | 0 | 0 |  | 0 | [5 empty] | 0 |  |  | 0 | [13 empty] | Nos | 1.0 | [10 empty] | Ringlus Electro Controls & Automation PVT LTD | [18 empty] | CGST - RNG | 9.0
[121 empty] | SGST - RNG | 9.0
| 1600A 4P OT switch disconnectors ABB 1SCA022860R6740 | 1600A 4P OT switch disconnectors ABB 1SCA022860R6740 | ABBSFU | Nos |  | 1600A 4P OT switch disconnectors ABB 1SCA022860R6740 |  | 0 | 0 | 1 | 1 | 1 | 0.0 | 0.0 | 0.0 | 0 |  |  | 0.0 | Electrical Components | 1600A 4P OT switch disconnectors ABB 1SCA022860R6740 | 0 | 31-12-2099 | Material Transfer | Moving Average |  | 0.0 |  | 0 | 0 |  | 0 | 0 | 0 | 0 |  | 0 | Item Attribute | 1 | Nos | 0.0 | 0.0 | 0 | 0.0 | 0 | ABB | 1SCA022860R6740 | India |  |  | 0 | 0.0 |  | 0 | 0 |  | 0 | 0 | 0 | 0 |  |  | 0 | 0 | 0 |  | 0 | [5 empty] | 0 |  |  | 0 | [13 empty] | Nos | 1.0 | [10 empty] | Ringlus Electro Controls & Automation PVT LTD | [18 empty] | CGST - RNG | 9.0
[121 empty] | SGST - RNG | 9.0
| 2000A 4P OT switch disconnectors ABB 1SCA108038R1001 | 2000A 4P OT switch disconnectors ABB 1SCA108038R1001 | ABBSFU | Nos |  | 2000A 4P OT switch disconnectors ABB 1SCA108038R1001 |  | 0 | 0 | 1 | 1 | 1 | 0.0 | 0.0 | 0.0 | 0 |  |  | 0.0 | Electrical Components | 2000A 4P OT switch disconnectors ABB 1SCA108038R1001 | 0 | 31-12-2099 | Material Transfer | Moving Average |  | 0.0 |  | 0 | 0 |  | 0 | 0 | 0 | 0 |  | 0 | Item Attribute | 1 | Nos | 0.0 | 0.0 | 0 | 0.0 | 0 | ABB | 1SCA108038R1001 | India |  |  | 0 | 0.0 |  | 0 | 0 |  | 0 | 0 | 0 | 0 |  |  | 0 | 0 | 0 |  | 0 | [5 empty] | 0 |  |  | 0 | [13 empty] | Nos | 1.0 | [10 empty] | Ringlus Electro Controls & Automation PVT LTD | [18 empty] | CGST - RNG | 9.0
[121 empty] | SGST - RNG | 9.0
| 2500A 4P OT switch disconnectors ABB 1SCA105140R1001 | 2500A 4P OT switch disconnectors ABB 1SCA105140R1001 | ABBSFU | Nos |  | 2500A 4P OT switch disconnectors ABB 1SCA105140R1001 |  | 0 | 0 | 1 | 1 | 1 | 0.0 | 0.0 | 0.0 | 0 |  |  | 0.0 | Electrical Components | 2500A 4P OT switch disconnectors ABB 1SCA105140R1001 | 0 | 31-12-2099 | Material Transfer | Moving Average |  | 0.0 |  | 0 | 0 |  | 0 | 0 | 0 | 0 |  | 0 | Item Attribute | 1 | Nos | 0.0 | 0.0 | 0 | 0.0 | 0 | ABB | 1SCA105140R1001 | India |  |  | 0 | 0.0 |  | 0 | 0 |  | 0 | 0 | 0 | 0 |  |  | 0 | 0 | 0 |  | 0 | [5 empty] | 0 |  |  | 0 | [13 empty] | Nos | 1.0 | [10 empty] | Ringlus Electro Controls & Automation PVT LTD | [18 empty] | CGST - RNG | 9.0
[121 empty] | SGST - RNG | 9.0
| 3200A 4P OT switch disconnectors ABB 1SCA128482R1001 | 3200A 4P OT switch disconnectors ABB 1SCA128482R1001 | ABBSFU | Nos |  | 3200A 4P OT switch disconnectors ABB 1SCA128482R1001 |  | 0 | 0 | 1 | 1 | 1 | 0.0 | 0.0 | 0.0 | 0 |  |  | 0.0 | Electrical Components | 3200A 4P OT switch disconnectors ABB 1SCA128482R1001 | 0 | 31-12-2099 | Material Transfer | Moving Average |  | 0.0 |  | 0 | 0 |  | 0 | 0 | 0 | 0 |  | 0 | Item Attribute | 1 | Nos | 0.0 | 0.0 | 0 | 0.0 | 0 | ABB | 1SCA128482R1001 | India |  |  | 0 | 0.0 |  | 0 | 0 |  | 0 | 0 | 0 | 0 |  |  | 0 | 0 | 0 |  | 0 | [5 empty] | 0 |  |  | 0 | [13 empty] | Nos | 1.0 | [10 empty] | Ringlus Electro Controls & Automation PVT LTD | [18 empty] | CGST - RNG | 9.0
[121 empty] | SGST - RNG | 9.0
| 4000A 4P OT switch disconnectors ABB 1SCA124856R1001 | 4000A 4P OT switch disconnectors ABB 1SCA124856R1001 | ABBSFU | Nos |  | 4000A 4P OT switch disconnectors ABB 1SCA124856R1001 |  | 0 | 0 | 1 | 1 | 1 | 0.0 | 0.0 | 0.0 | 0 |  |  | 0.0 | Electrical Components | 4000A 4P OT switch disconnectors ABB 1SCA124856R1001 | 0 | 31-12-2099 | Material Transfer | Moving Average |  | 0.0 |  | 0 | 0 |  | 0 | 0 | 0 | 0 |  | 0 | Item Attribute | 1 | Nos | 0.0 | 0.0 | 0 | 0.0 | 0 | ABB | 1SCA124856R1001 | India |  |  | 0 | 0.0 |  | 0 | 0 |  | 0 | 0 | 0 | 0 |  |  | 0 | 0 | 0 |  | 0 | [5 empty] | 0 |  |  | 0 | [13 empty] | Nos | 1.0 | [10 empty] | Ringlus Electro Controls & Automation PVT LTD | [18 empty] | CGST - RNG | 9.0
[121 empty] | SGST - RNG | 9.0
| 16A 3P 18kA TMD MCCB XT1 160 ABB | 16A 3P 18kA TMD MCCB XT1 160 ABB | ABBMCCB | Nos |  | 16A 3P 18kA TMD MCCB XT1 160 ABB |  | 0 | 0 | 1 | 1 | 1 | 0.0 | 0.0 | 0.0 | 0 |  |  | 0.0 | Electrical Components | 16A 3P 18kA TMD MCCB XT1 160 ABB | 0 | 31-12-2099 | Material Transfer | Moving Average |  | 0.0 |  | 0 | 0 |  | 0 | 0 | 0 | 0 |  | 0 | Item Attribute | 1 | Nos | 0.0 | 0.0 | 0 | 0.0 | 0 | ABB | 1SDA066799R1 | India |  |  | 0 | 0.0 |  | 0 | 0 |  | 0 | 0 | 0 | 0 |  |  | 0 | 0 | 0 |  | 0 | [5 empty] | 0 |  |  | 0 | [13 empty] | Nos | 1.0 | [10 empty] | Ringlus Electro Controls & Automation PVT LTD | [18 empty] | CGST - RNG | 9.0
[121 empty] | SGST - RNG | 9.0
| 20A 3P 18kA TMD MCCB XT1 160 ABB | 20A 3P 18kA TMD MCCB XT1 160 ABB | ABBMCCB | Nos |  | 20A 3P 18kA TMD MCCB XT1 160 ABB |  | 0 | 0 | 1 | 1 | 1 | 0.0 | 0.0 | 0.0 | 0 |  |  | 0.0 | Electrical Components | 20A 3P 18kA TMD MCCB XT1 160 ABB | 0 | 31-12-2099 | Material Transfer | Moving Average |  | 0.0 |  | 0 | 0 |  | 0 | 0 | 0 | 0 |  | 0 | Item Attribute | 1 | Nos | 0.0 | 0.0 | 0 | 0.0 | 0 | ABB | 1SDA066800R1 | India |  |  | 0 | 0.0 |  | 0 | 0 |  | 0 | 0 | 0 | 0 |  |  | 0 | 0 | 0 |  | 0 | [5 empty] | 0 |  |  | 0 | [13 empty] | Nos | 1.0 | [10 empty] | Ringlus Electro Controls & Automation PVT LTD | [18 empty] | CGST - RNG | 9.0
[121 empty] | SGST - RNG | 9.0
| 25A 3P 18kA TMD MCCB XT1 160 ABB | 25A 3P 18kA TMD MCCB XT1 160 ABB | ABBMCCB | Nos |  | 25A 3P 18kA TMD MCCB XT1 160 ABB |  | 0 | 0 | 1 | 1 | 1 | 0.0 | 0.0 | 0.0 | 0 |  |  | 0.0 | Electrical Components | 25A 3P 18kA TMD MCCB XT1 160 ABB | 0 | 31-12-2099 | Material Transfer | Moving Average |  | 0.0 |  | 0 | 0 |  | 0 | 0 | 0 | 0 |  | 0 | Item Attribute | 1 | Nos | 0.0 | 0.0 | 0 | 0.0 | 0 | ABB | 1SDA066801R1 | India |  |  | 0 | 0.0 |  | 0 | 0 |  | 0 | 0 | 0 | 0 |  |  | 0 | 0 | 0 |  | 0 | [5 empty] | 0 |  |  | 0 | [13 empty] | Nos | 1.0 | [10 empty] | Ringlus Electro Controls & Automation PVT LTD | [18 empty] | CGST - RNG | 9.0
[121 empty] | SGST - RNG | 9.0
| 32A 3P 18kA TMD MCCB XT1 160 ABB | 32A 3P 18kA TMD MCCB XT1 160 ABB | ABBMCCB | Nos |  | 32A 3P 18kA TMD MCCB XT1 160 ABB |  | 0 | 0 | 1 | 1 | 1 | 0.0 | 0.0 | 0.0 | 0 |  |  | 0.0 | Electrical Components | 32A 3P 18kA TMD MCCB XT1 160 ABB | 0 | 31-12-2099 | Material Transfer | Moving Average |  | 0.0 |  | 0 | 0 |  | 0 | 0 | 0 | 0 |  | 0 | Item Attribute | 1 | Nos | 0.0 | 0.0 | 0 | 0.0 | 0 | ABB | 1SDA066802R1 | India |  |  | 0 | 0.0 |  | 0 | 0 |  | 0 | 0 | 0 | 0 |  |  | 0 | 0 | 0 |  | 0 | [5 empty] | 0 |  |  | 0 | [13 empty] | Nos | 1.0 | [10 empty] | Ringlus Electro Controls & Automation PVT LTD | [18 empty] | CGST - RNG | 9.0
[121 empty] | SGST - RNG | 9.0
| 40A 3P 18kA TMD MCCB XT1 160 ABB | 40A 3P 18kA TMD MCCB XT1 160 ABB | ABBMCCB | Nos |  | 40A 3P 18kA TMD MCCB XT1 160 ABB |  | 0 | 0 | 1 | 1 | 1 | 0.0 | 0.0 | 0.0 | 0 |  |  | 0.0 | Electrical Components | 40A 3P 18kA TMD MCCB XT1 160 ABB | 0 | 31-12-2099 | Material Transfer | Moving Average |  | 0.0 |  | 0 | 0 |  | 0 | 0 | 0 | 0 |  | 0 | Item Attribute | 1 | Nos | 0.0 | 0.0 | 0 | 0.0 | 0 | ABB | 1SDA066803R1 | India |  |  | 0 | 0.0 |  | 0 | 0 |  | 0 | 0 | 0 | 0 |  |  | 0 | 0 | 0 |  | 0 | [5 empty] | 0 |  |  | 0 | [13 empty] | Nos | 1.0 | [10 empty] | Ringlus Electro Controls & Automation PVT LTD | [18 empty] | CGST - RNG | 9.0
[121 empty] | SGST - RNG | 9.0
| 50A 3P 18kA TMD MCCB XT1 160 ABB | 50A 3P 18kA TMD MCCB XT1 160 ABB | ABBMCCB | Nos |  | 50A 3P 18kA TMD MCCB XT1 160 ABB |  | 0 | 0 | 1 | 1 | 1 | 0.0 | 0.0 | 0.0 | 0 |  |  | 0.0 | Electrical Components | 50A 3P 18kA TMD MCCB XT1 160 ABB | 0 | 31-12-2099 | Material Transfer | Moving Average |  | 0.0 |  | 0 | 0 |  | 0 | 0 | 0 | 0 |  | 0 | Item Attribute | 1 | Nos | 0.0 | 0.0 | 0 | 0.0 | 0 | ABB | 1SDA066804R1 | India |  |  | 0 | 0.0 |  | 0 | 0 |  | 0 | 0 | 0 | 0 |  |  | 0 | 0 | 0 |  | 0 | [5 empty] | 0 |  |  | 0 | [13 empty] | Nos | 1.0 | [10 empty] | Ringlus Electro Controls & Automation PVT LTD | [18 empty] | CGST - RNG | 9.0
[121 empty] | SGST - RNG | 9.0
| 63A 3P 18kA TMD MCCB XT1 160 ABB | 63A 3P 18kA TMD MCCB XT1 160 ABB | ABBMCCB | Nos |  | 63A 3P 18kA TMD MCCB XT1 160 ABB |  | 0 | 0 | 1 | 1 | 1 | 0.0 | 0.0 | 0.0 | 0 |  |  | 0.0 | Electrical Components | 63A 3P 18kA TMD MCCB XT1 160 ABB | 0 | 31-12-2099 | Material Transfer | Moving Average |  | 0.0 |  | 0 | 0 |  | 0 | 0 | 0 | 0 |  | 0 | Item Attribute | 1 | Nos | 0.0 | 0.0 | 0 | 0.0 | 0 | ABB | 1SDA066805R1 | India |  |  | 0 | 0.0 |  | 0 | 0 |  | 0 | 0 | 0 | 0 |  |  | 0 | 0 | 0 |  | 0 | [5 empty] | 0 |  |  | 0 | [13 empty] | Nos | 1.0 | [10 empty] | Ringlus Electro Controls & Automation PVT LTD | [18 empty] | CGST - RNG | 9.0
[121 empty] | SGST - RNG | 9.0
| 80A 3P 18kA TMD MCCB XT1 160 ABB | 80A 3P 18kA TMD MCCB XT1 160 ABB | ABBMCCB | Nos |  | 80A 3P 18kA TMD MCCB XT1 160 ABB |  | 0 | 0 | 1 | 1 | 1 | 0.0 | 0.0 | 0.0 | 0 |  |  | 0.0 | Electrical Components | 80A 3P 18kA TMD MCCB XT1 160 ABB | 0 | 31-12-2099 | Material Transfer | Moving Average |  | 0.0 |  | 0 | 0 |  | 0 | 0 | 0 | 0 |  | 0 | Item Attribute | 1 | Nos | 0.0 | 0.0 | 0 | 0.0 | 0 | ABB | 1SDA066806R1 | India |  |  | 0 | 0.0 |  | 0 | 0 |  | 0 | 0 | 0 | 0 |  |  | 0 | 0 | 0 |  | 0 | [5 empty] | 0 |  |  | 0 | [13 empty] | Nos | 1.0 | [10 empty] | Ringlus Electro Controls & Automation PVT LTD | [18 empty] | CGST - RNG | 9.0
[121 empty] | SGST - RNG | 9.0
| 100A 3P 18kA TMD MCCB XT1 160 ABB | 100A 3P 18kA TMD MCCB XT1 160 ABB | ABBMCCB | Nos |  | 100A 3P 18kA TMD MCCB XT1 160 ABB |  | 0 | 0 | 1 | 1 | 1 | 0.0 | 0.0 | 0.0 | 0 |  |  | 0.0 | Electrical Components | 100A 3P 18kA TMD MCCB XT1 160 ABB | 0 | 31-12-2099 | Material Transfer | Moving Average |  | 0.0 |  | 0 | 0 |  | 0 | 0 | 0 | 0 |  | 0 | Item Attribute | 1 | Nos | 0.0 | 0.0 | 0 | 0.0 | 0 | ABB | 1SDA066807R1 | India |  |  | 0 | 0.0 |  | 0 | 0 |  | 0 | 0 | 0 | 0 |  |  | 0 | 0 | 0 |  | 0 | [5 empty] | 0 |  |  | 0 | [13 empty] | Nos | 1.0 | [10 empty] | Ringlus Electro Controls & Automation PVT LTD | [18 empty] | CGST - RNG | 9.0
[121 empty] | SGST - RNG | 9.0
| 125A 3P 18kA TMD MCCB XT1 160 ABB | 125A 3P 18kA TMD MCCB XT1 160 ABB | ABBMCCB | Nos |  | 125A 3P 18kA TMD MCCB XT1 160 ABB |  | 0 | 0 | 1 | 1 | 1 | 0.0 | 0.0 | 0.0 | 0 |  |  | 0.0 | Electrical Components | 125A 3P 18kA TMD MCCB XT1 160 ABB | 0 | 31-12-2099 | Material Transfer | Moving Average |  | 0.0 |  | 0 | 0 |  | 0 | 0 | 0 | 0 |  | 0 | Item Attribute | 1 | Nos | 0.0 | 0.0 | 0 | 0.0 | 0 | ABB | 1SDA066808R1 | India |  |  | 0 | 0.0 |  | 0 | 0 |  | 0 | 0 | 0 | 0 |  |  | 0 | 0 | 0 |  | 0 | [5 empty] | 0 |  |  | 0 | [13 empty] | Nos | 1.0 | [10 empty] | Ringlus Electro Controls & Automation PVT LTD | [18 empty] | CGST - RNG | 9.0
[121 empty] | SGST - RNG | 9.0
| 160A 3P 18kA TMD MCCB XT1 160 ABB | 160A 3P 18kA TMD MCCB XT1 160 ABB | ABBMCCB | Nos |  | 160A 3P 18kA TMD MCCB XT1 160 ABB |  | 0 | 0 | 1 | 1 | 1 | 0.0 | 0.0 | 0.0 | 0 |  |  | 0.0 | Electrical Components | 160A 3P 18kA TMD MCCB XT1 160 ABB | 0 | 31-12-2099 | Material Transfer | Moving Average |  | 0.0 |  | 0 | 0 |  | 0 | 0 | 0 | 0 |  | 0 | Item Attribute | 1 | Nos | 0.0 | 0.0 | 0 | 0.0 | 0 | ABB | 1SDA066809R1 | India |  |  | 0 | 0.0 |  | 0 | 0 |  | 0 | 0 | 0 | 0 |  |  | 0 | 0 | 0 |  | 0 | [5 empty] | 0 |  |  | 0 | [13 empty] | Nos | 1.0 | [10 empty] | Ringlus Electro Controls & Automation PVT LTD | [18 empty] | CGST - RNG | 9.0
[121 empty] | SGST - RNG | 9.0
| 16A 4P 18kA TMD MCCB XT1 160 ABB | 16A 4P 18kA TMD MCCB XT1 160 ABB | ABBMCCB | Nos |  | 16A 4P 18kA TMD MCCB XT1 160 ABB |  | 0 | 0 | 1 | 1 | 1 | 0.0 | 0.0 | 0.0 | 0 |  |  | 0.0 | Electrical Components | 16A 4P 18kA TMD MCCB XT1 160 ABB | 0 | 31-12-2099 | Material Transfer | Moving Average |  | 0.0 |  | 0 | 0 |  | 0 | 0 | 0 | 0 |  | 0 | Item Attribute | 1 | Nos | 0.0 | 0.0 | 0 | 0.0 | 0 | ABB | 1SDA066810R1 | India |  |  | 0 | 0.0 |  | 0 | 0 |  | 0 | 0 | 0 | 0 |  |  | 0 | 0 | 0 |  | 0 | [5 empty] | 0 |  |  | 0 | [13 empty] | Nos | 1.0 | [10 empty] | Ringlus Electro Controls & Automation PVT LTD | [18 empty] | CGST - RNG | 9.0
[121 empty] | SGST - RNG | 9.0
| 20A 4P 18kA TMD MCCB XT1 160 ABB | 20A 4P 18kA TMD MCCB XT1 160 ABB | ABBMCCB | Nos |  | 20A 4P 18kA TMD MCCB XT1 160 ABB |  | 0 | 0 | 1 | 1 | 1 | 0.0 | 0.0 | 0.0 | 0 |  |  | 0.0 | Electrical Components | 20A 4P 18kA TMD MCCB XT1 160 ABB | 0 | 31-12-2099 | Material Transfer | Moving Average |  | 0.0 |  | 0 | 0 |  | 0 | 0 | 0 | 0 |  | 0 | Item Attribute | 1 | Nos | 0.0 | 0.0 | 0 | 0.0 | 0 | ABB | 1SDA066811R1 | India |  |  | 0 | 0.0 |  | 0 | 0 |  | 0 | 0 | 0 | 0 |  |  | 0 | 0 | 0 |  | 0 | [5 empty] | 0 |  |  | 0 | [13 empty] | Nos | 1.0 | [10 empty] | Ringlus Electro Controls & Automation PVT LTD | [18 empty] | CGST - RNG | 9.0
[121 empty] | SGST - RNG | 9.0
| 25A 4P 18kA TMD MCCB XT1 160 ABB | 25A 4P 18kA TMD MCCB XT1 160 ABB | ABBMCCB | Nos |  | 25A 4P 18kA TMD MCCB XT1 160 ABB |  | 0 | 0 | 1 | 1 | 1 | 0.0 | 0.0 | 0.0 | 0 |  |  | 0.0 | Electrical Components | 25A 4P 18kA TMD MCCB XT1 160 ABB | 0 | 31-12-2099 | Material Transfer | Moving Average |  | 0.0 |  | 0 | 0 |  | 0 | 0 | 0 | 0 |  | 0 | Item Attribute | 1 | Nos | 0.0 | 0.0 | 0 | 0.0 | 0 | ABB | 1SDA066812R1 | India |  |  | 0 | 0.0 |  | 0 | 0 |  | 0 | 0 | 0 | 0 |  |  | 0 | 0 | 0 |  | 0 | [5 empty] | 0 |  |  | 0 | [13 empty] | Nos | 1.0 | [10 empty] | Ringlus Electro Controls & Automation PVT LTD | [18 empty] | CGST - RNG | 9.0
[121 empty] | SGST - RNG | 9.0
| 32A 4P 18kA TMD MCCB XT1 160 ABB | 32A 4P 18kA TMD MCCB XT1 160 ABB | ABBMCCB | Nos |  | 32A 4P 18kA TMD MCCB XT1 160 ABB |  | 0 | 0 | 1 | 1 | 1 | 0.0 | 0.0 | 0.0 | 0 |  |  | 0.0 | Electrical Components | 32A 4P 18kA TMD MCCB XT1 160 ABB | 0 | 31-12-2099 | Material Transfer | Moving Average |  | 0.0 |  | 0 | 0 |  | 0 | 0 | 0 | 0 |  | 0 | Item Attribute | 1 | Nos | 0.0 | 0.0 | 0 | 0.0 | 0 | ABB | 1SDA066813R1 | India |  |  | 0 | 0.0 |  | 0 | 0 |  | 0 | 0 | 0 | 0 |  |  | 0 | 0 | 0 |  | 0 | [5 empty] | 0 |  |  | 0 | [13 empty] | Nos | 1.0 | [10 empty] | Ringlus Electro Controls & Automation PVT LTD | [18 empty] | CGST - RNG | 9.0
[121 empty] | SGST - RNG | 9.0
| 40A 4P 18kA TMD MCCB XT1 160 ABB | 40A 4P 18kA TMD MCCB XT1 160 ABB | ABBMCCB | Nos |  | 40A 4P 18kA TMD MCCB XT1 160 ABB |  | 0 | 0 | 1 | 1 | 1 | 0.0 | 0.0 | 0.0 | 0 |  |  | 0.0 | Electrical Components | 40A 4P 18kA TMD MCCB XT1 160 ABB | 0 | 31-12-2099 | Material Transfer | Moving Average |  | 0.0 |  | 0 | 0 |  | 0 | 0 | 0 | 0 |  | 0 | Item Attribute | 1 | Nos | 0.0 | 0.0 | 0 | 0.0 | 0 | ABB | 1SDA066814R1 | India |  |  | 0 | 0.0 |  | 0 | 0 |  | 0 | 0 | 0 | 0 |  |  | 0 | 0 | 0 |  | 0 | [5 empty] | 0 |  |  | 0 | [13 empty] | Nos | 1.0 | [10 empty] | Ringlus Electro Controls & Automation PVT LTD | [18 empty] | CGST - RNG | 9.0
[121 empty] | SGST - RNG | 9.0
| 50A 4P 18kA TMD MCCB XT1 160 ABB | 50A 4P 18kA TMD MCCB XT1 160 ABB | ABBMCCB | Nos |  | 50A 4P 18kA TMD MCCB XT1 160 ABB |  | 0 | 0 | 1 | 1 | 1 | 0.0 | 0.0 | 0.0 | 0 |  |  | 0.0 | Electrical Components | 50A 4P 18kA TMD MCCB XT1 160 ABB | 0 | 31-12-2099 | Material Transfer | Moving Average |  | 0.0 |  | 0 | 0 |  | 0 | 0 | 0 | 0 |  | 0 | Item Attribute | 1 | Nos | 0.0 | 0.0 | 0 | 0.0 | 0 | ABB | 1SDA066815R1 | India |  |  | 0 | 0.0 |  | 0 | 0 |  | 0 | 0 | 0 | 0 |  |  | 0 | 0 | 0 |  | 0 | [5 empty] | 0 |  |  | 0 | [13 empty] | Nos | 1.0 | [10 empty] | Ringlus Electro Controls & Automation PVT LTD | [18 empty] | CGST - RNG | 9.0
[121 empty] | SGST - RNG | 9.0
| 63A 4P 18kA TMD MCCB XT1 160 ABB | 63A 4P 18kA TMD MCCB XT1 160 ABB | ABBMCCB | Nos |  | 63A 4P 18kA TMD MCCB XT1 160 ABB |  | 0 | 0 | 1 | 1 | 1 | 0.0 | 0.0 | 0.0 | 0 |  |  | 0.0 | Electrical Components | 63A 4P 18kA TMD MCCB XT1 160 ABB | 0 | 31-12-2099 | Material Transfer | Moving Average |  | 0.0 |  | 0 | 0 |  | 0 | 0 | 0 | 0 |  | 0 | Item Attribute | 1 | Nos | 0.0 | 0.0 | 0 | 0.0 | 0 | ABB | 1SDA066816R1 | India |  |  | 0 | 0.0 |  | 0 | 0 |  | 0 | 0 | 0 | 0 |  |  | 0 | 0 | 0 |  | 0 | [5 empty] | 0 |  |  | 0 | [13 empty] | Nos | 1.0 | [10 empty] | Ringlus Electro Controls & Automation PVT LTD | [18 empty] | CGST - RNG | 9.0
[121 empty] | SGST - RNG | 9.0
| 80A 4P 18kA TMD MCCB XT1 160 ABB | 80A 4P 18kA TMD MCCB XT1 160 ABB | ABBMCCB | Nos |  | 80A 4P 18kA TMD MCCB XT1 160 ABB |  | 0 | 0 | 1 | 1 | 1 | 0.0 | 0.0 | 0.0 | 0 |  |  | 0.0 | Electrical Components | 80A 4P 18kA TMD MCCB XT1 160 ABB | 0 | 31-12-2099 | Material Transfer | Moving Average |  | 0.0 |  | 0 | 0 |  | 0 | 0 | 0 | 0 |  | 0 | Item Attribute | 1 | Nos | 0.0 | 0.0 | 0 | 0.0 | 0 | ABB | 1SDA066817R1 | India |  |  | 0 | 0.0 |  | 0 | 0 |  | 0 | 0 | 0 | 0 |  |  | 0 | 0 | 0 |  | 0 | [5 empty] | 0 |  |  | 0 | [13 empty] | Nos | 1.0 | [10 empty] | Ringlus Electro Controls & Automation PVT LTD | [18 empty] | CGST - RNG | 9.0
[121 empty] | SGST - RNG | 9.0
| 100A 4P 18kA TMD MCCB XT1 160 ABB | 100A 4P 18kA TMD MCCB XT1 160 ABB | ABBMCCB | Nos |  | 100A 4P 18kA TMD MCCB XT1 160 ABB |  | 0 | 0 | 1 | 1 | 1 | 0.0 | 0.0 | 0.0 | 0 |  |  | 0.0 | Electrical Components | 100A 4P 18kA TMD MCCB XT1 160 ABB | 0 | 31-12-2099 | Material Transfer | Moving Average |  | 0.0 |  | 0 | 0 |  | 0 | 0 | 0 | 0 |  | 0 | Item Attribute | 1 | Nos | 0.0 | 0.0 | 0 | 0.0 | 0 | ABB | 1SDA066818R1 | India |  |  | 0 | 0.0 |  | 0 | 0 |  | 0 | 0 | 0 | 0 |  |  | 0 | 0 | 0 |  | 0 | [5 empty] | 0 |  |  | 0 | [13 empty] | Nos | 1.0 | [10 empty] | Ringlus Electro Controls & Automation PVT LTD | [18 empty] | CGST - RNG | 9.0
[121 empty] | SGST - RNG | 9.0
| 125A 4P 18kA TMD MCCB XT1 160 ABB | 125A 4P 18kA TMD MCCB XT1 160 ABB | ABBMCCB | Nos |  | 125A 4P 18kA TMD MCCB XT1 160 ABB |  | 0 | 0 | 1 | 1 | 1 | 0.0 | 0.0 | 0.0 | 0 |  |  | 0.0 | Electrical Components | 125A 4P 18kA TMD MCCB XT1 160 ABB | 0 | 31-12-2099 | Material Transfer | Moving Average |  | 0.0 |  | 0 | 0 |  | 0 | 0 | 0 | 0 |  | 0 | Item Attribute | 1 | Nos | 0.0 | 0.0 | 0 | 0.0 | 0 | ABB | 1SDA066888R1 | India |  |  | 0 | 0.0 |  | 0 | 0 |  | 0 | 0 | 0 | 0 |  |  | 0 | 0 | 0 |  | 0 | [5 empty] | 0 |  |  | 0 | [13 empty] | Nos | 1.0 | [10 empty] | Ringlus Electro Controls & Automation PVT LTD | [18 empty] | CGST - RNG | 9.0
[121 empty] | SGST - RNG | 9.0
| 160A 4P 18kA TMD MCCB XT1 160 ABB | 160A 4P 18kA TMD MCCB XT1 160 ABB | ABBMCCB | Nos |  | 160A 4P 18kA TMD MCCB XT1 160 ABB |  | 0 | 0 | 1 | 1 | 1 | 0.0 | 0.0 | 0.0 | 0 |  |  | 0.0 | Electrical Components | 160A 4P 18kA TMD MCCB XT1 160 ABB | 0 | 31-12-2099 | Material Transfer | Moving Average |  | 0.0 |  | 0 | 0 |  | 0 | 0 | 0 | 0 |  | 0 | Item Attribute | 1 | Nos | 0.0 | 0.0 | 0 | 0.0 | 0 | ABB | 1SDA066821R1 | India |  |  | 0 | 0.0 |  | 0 | 0 |  | 0 | 0 | 0 | 0 |  |  | 0 | 0 | 0 |  | 0 | [5 empty] | 0 |  |  | 0 | [13 empty] | Nos | 1.0 | [10 empty] | Ringlus Electro Controls & Automation PVT LTD | [18 empty] | CGST - RNG | 9.0
[121 empty] | SGST - RNG | 9.0
| 16A 3P 25kA TMD MCCB XT1 160 ABB | 16A 3P 25kA TMD MCCB XT1 160 ABB | ABBMCCB | Nos |  | 16A 3P 25kA TMD MCCB XT1 160 ABB |  | 0 | 0 | 1 | 1 | 1 | 0.0 | 0.0 | 0.0 | 0 |  |  | 0.0 | Electrical Components | 16A 3P 25kA TMD MCCB XT1 160 ABB | 0 | 31-12-2099 | Material Transfer | Moving Average |  | 0.0 |  | 0 | 0 |  | 0 | 0 | 0 | 0 |  | 0 | Item Attribute | 1 | Nos | 0.0 | 0.0 | 0 | 0.0 | 0 | ABB | 1SDA080825R1 | India |  |  | 0 | 0.0 |  | 0 | 0 |  | 0 | 0 | 0 | 0 |  |  | 0 | 0 | 0 |  | 0 | [5 empty] | 0 |  |  | 0 | [13 empty] | Nos | 1.0 | [10 empty] | Ringlus Electro Controls & Automation PVT LTD | [18 empty] | CGST - RNG | 9.0
[121 empty] | SGST - RNG | 9.0
| 20A 3P 25kA TMD MCCB XT1 160 ABB | 20A 3P 25kA TMD MCCB XT1 160 ABB | ABBMCCB | Nos |  | 20A 3P 25kA TMD MCCB XT1 160 ABB |  | 0 | 0 | 1 | 1 | 1 | 0.0 | 0.0 | 0.0 | 0 |  |  | 0.0 | Electrical Components | 20A 3P 25kA TMD MCCB XT1 160 ABB | 0 | 31-12-2099 | Material Transfer | Moving Average |  | 0.0 |  | 0 | 0 |  | 0 | 0 | 0 | 0 |  | 0 | Item Attribute | 1 | Nos | 0.0 | 0.0 | 0 | 0.0 | 0 | ABB | 1SDA080826R1 | India |  |  | 0 | 0.0 |  | 0 | 0 |  | 0 | 0 | 0 | 0 |  |  | 0 | 0 | 0 |  | 0 | [5 empty] | 0 |  |  | 0 | [13 empty] | Nos | 1.0 | [10 empty] | Ringlus Electro Controls & Automation PVT LTD | [18 empty] | CGST - RNG | 9.0
[121 empty] | SGST - RNG | 9.0
| 25A 3P 25kA TMD MCCB XT1 160 ABB | 25A 3P 25kA TMD MCCB XT1 160 ABB | ABBMCCB | Nos |  | 25A 3P 25kA TMD MCCB XT1 160 ABB |  | 0 | 0 | 1 | 1 | 1 | 0.0 | 0.0 | 0.0 | 0 |  |  | 0.0 | Electrical Components | 25A 3P 25kA TMD MCCB XT1 160 ABB | 0 | 31-12-2099 | Material Transfer | Moving Average |  | 0.0 |  | 0 | 0 |  | 0 | 0 | 0 | 0 |  | 0 | Item Attribute | 1 | Nos | 0.0 | 0.0 | 0 | 0.0 | 0 | ABB | 1SDA067391R1 | India |  |  | 0 | 0.0 |  | 0 | 0 |  | 0 | 0 | 0 | 0 |  |  | 0 | 0 | 0 |  | 0 | [5 empty] | 0 |  |  | 0 | [13 empty] | Nos | 1.0 | [10 empty] | Ringlus Electro Controls & Automation PVT LTD | [18 empty] | CGST - RNG | 9.0
[121 empty] | SGST - RNG | 9.0
| 32A 3P 25kA TMD MCCB XT1 160 ABB | 32A 3P 25kA TMD MCCB XT1 160 ABB | ABBMCCB | Nos |  | 32A 3P 25kA TMD MCCB XT1 160 ABB |  | 0 | 0 | 1 | 1 | 1 | 0.0 | 0.0 | 0.0 | 0 |  |  | 0.0 | Electrical Components | 32A 3P 25kA TMD MCCB XT1 160 ABB | 0 | 31-12-2099 | Material Transfer | Moving Average |  | 0.0 |  | 0 | 0 |  | 0 | 0 | 0 | 0 |  | 0 | Item Attribute | 1 | Nos | 0.0 | 0.0 | 0 | 0.0 | 0 | ABB | 1SDA067392R1 | India |  |  | 0 | 0.0 |  | 0 | 0 |  | 0 | 0 | 0 | 0 |  |  | 0 | 0 | 0 |  | 0 | [5 empty] | 0 |  |  | 0 | [13 empty] | Nos | 1.0 | [10 empty] | Ringlus Electro Controls & Automation PVT LTD | [18 empty] | CGST - RNG | 9.0
[121 empty] | SGST - RNG | 9.0
| 40A 3P 25kA TMD MCCB XT1 160 ABB | 40A 3P 25kA TMD MCCB XT1 160 ABB | ABBMCCB | Nos |  | 40A 3P 25kA TMD MCCB XT1 160 ABB |  | 0 | 0 | 1 | 1 | 1 | 0.0 | 0.0 | 0.0 | 0 |  |  | 0.0 | Electrical Components | 40A 3P 25kA TMD MCCB XT1 160 ABB | 0 | 31-12-2099 | Material Transfer | Moving Average |  | 0.0 |  | 0 | 0 |  | 0 | 0 | 0 | 0 |  | 0 | Item Attribute | 1 | Nos | 0.0 | 0.0 | 0 | 0.0 | 0 | ABB | 1SDA067393R1 | India |  |  | 0 | 0.0 |  | 0 | 0 |  | 0 | 0 | 0 | 0 |  |  | 0 | 0 | 0 |  | 0 | [5 empty] | 0 |  |  | 0 | [13 empty] | Nos | 1.0 | [10 empty] | Ringlus Electro Controls & Automation PVT LTD | [18 empty] | CGST - RNG | 9.0
[121 empty] | SGST - RNG | 9.0
| 50A 3P 25kA TMD MCCB XT1 160 ABB | 50A 3P 25kA TMD MCCB XT1 160 ABB | ABBMCCB | Nos |  | 50A 3P 25kA TMD MCCB XT1 160 ABB |  | 0 | 0 | 1 | 1 | 1 | 0.0 | 0.0 | 0.0 | 0 |  |  | 0.0 | Electrical Components | 50A 3P 25kA TMD MCCB XT1 160 ABB | 0 | 31-12-2099 | Material Transfer | Moving Average |  | 0.0 |  | 0 | 0 |  | 0 | 0 | 0 | 0 |  | 0 | Item Attribute | 1 | Nos | 0.0 | 0.0 | 0 | 0.0 | 0 | ABB | 1SDA067394R1 | India |  |  | 0 | 0.0 |  | 0 | 0 |  | 0 | 0 | 0 | 0 |  |  | 0 | 0 | 0 |  | 0 | [5 empty] | 0 |  |  | 0 | [13 empty] | Nos | 1.0 | [10 empty] | Ringlus Electro Controls & Automation PVT LTD | [18 empty] | CGST - RNG | 9.0
[121 empty] | SGST - RNG | 9.0
| 63A 3P 25kA TMD MCCB XT1 160 ABB | 63A 3P 25kA TMD MCCB XT1 160 ABB | ABBMCCB | Nos |  | 63A 3P 25kA TMD MCCB XT1 160 ABB |  | 0 | 0 | 1 | 1 | 1 | 0.0 | 0.0 | 0.0 | 0 |  |  | 0.0 | Electrical Components | 63A 3P 25kA TMD MCCB XT1 160 ABB | 0 | 31-12-2099 | Material Transfer | Moving Average |  | 0.0 |  | 0 | 0 |  | 0 | 0 | 0 | 0 |  | 0 | Item Attribute | 1 | Nos | 0.0 | 0.0 | 0 | 0.0 | 0 | ABB | 1SDA067395R1 | India |  |  | 0 | 0.0 |  | 0 | 0 |  | 0 | 0 | 0 | 0 |  |  | 0 | 0 | 0 |  | 0 | [5 empty] | 0 |  |  | 0 | [13 empty] | Nos | 1.0 | [10 empty] | Ringlus Electro Controls & Automation PVT LTD | [18 empty] | CGST - RNG | 9.0
[121 empty] | SGST - RNG | 9.0
| 80A 3P 25kA TMD MCCB XT1 160 ABB | 80A 3P 25kA TMD MCCB XT1 160 ABB | ABBMCCB | Nos |  | 80A 3P 25kA TMD MCCB XT1 160 ABB |  | 0 | 0 | 1 | 1 | 1 | 0.0 | 0.0 | 0.0 | 0 |  |  | 0.0 | Electrical Components | 80A 3P 25kA TMD MCCB XT1 160 ABB | 0 | 31-12-2099 | Material Transfer | Moving Average |  | 0.0 |  | 0 | 0 |  | 0 | 0 | 0 | 0 |  | 0 | Item Attribute | 1 | Nos | 0.0 | 0.0 | 0 | 0.0 | 0 | ABB | 1SDA067396R1 | India |  |  | 0 | 0.0 |  | 0 | 0 |  | 0 | 0 | 0 | 0 |  |  | 0 | 0 | 0 |  | 0 | [5 empty] | 0 |  |  | 0 | [13 empty] | Nos | 1.0 | [10 empty] | Ringlus Electro Controls & Automation PVT LTD | [18 empty] | CGST - RNG | 9.0
[121 empty] | SGST - RNG | 9.0
| 100A 3P 25kA TMD MCCB XT1 160 ABB | 100A 3P 25kA TMD MCCB XT1 160 ABB | ABBMCCB | Nos |  | 100A 3P 25kA TMD MCCB XT1 160 ABB |  | 0 | 0 | 1 | 1 | 1 | 0.0 | 0.0 | 0.0 | 0 |  |  | 0.0 | Electrical Components | 100A 3P 25kA TMD MCCB XT1 160 ABB | 0 | 31-12-2099 | Material Transfer | Moving Average |  | 0.0 |  | 0 | 0 |  | 0 | 0 | 0 | 0 |  | 0 | Item Attribute | 1 | Nos | 0.0 | 0.0 | 0 | 0.0 | 0 | ABB | 1SDA067397R1 | India |  |  | 0 | 0.0 |  | 0 | 0 |  | 0 | 0 | 0 | 0 |  |  | 0 | 0 | 0 |  | 0 | [5 empty] | 0 |  |  | 0 | [13 empty] | Nos | 1.0 | [10 empty] | Ringlus Electro Controls & Automation PVT LTD | [18 empty] | CGST - RNG | 9.0
[121 empty] | SGST - RNG | 9.0
| 125A 3P 25kA TMD MCCB XT1 160 ABB | 125A 3P 25kA TMD MCCB XT1 160 ABB | ABBMCCB | Nos |  | 125A 3P 25kA TMD MCCB XT1 160 ABB |  | 0 | 0 | 1 | 1 | 1 | 0.0 | 0.0 | 0.0 | 0 |  |  | 0.0 | Electrical Components | 125A 3P 25kA TMD MCCB XT1 160 ABB | 0 | 31-12-2099 | Material Transfer | Moving Average |  | 0.0 |  | 0 | 0 |  | 0 | 0 | 0 | 0 |  | 0 | Item Attribute | 1 | Nos | 0.0 | 0.0 | 0 | 0.0 | 0 | ABB | 1SDA067398R1 | India |  |  | 0 | 0.0 |  | 0 | 0 |  | 0 | 0 | 0 | 0 |  |  | 0 | 0 | 0 |  | 0 | [5 empty] | 0 |  |  | 0 | [13 empty] | Nos | 1.0 | [10 empty] | Ringlus Electro Controls & Automation PVT LTD | [18 empty] | CGST - RNG | 9.0
[121 empty] | SGST - RNG | 9.0
| 160A 3P 25kA TMD MCCB XT1 160 ABB | 160A 3P 25kA TMD MCCB XT1 160 ABB | ABBMCCB | Nos |  | 160A 3P 25kA TMD MCCB XT1 160 ABB |  | 0 | 0 | 1 | 1 | 1 | 0.0 | 0.0 | 0.0 | 0 |  |  | 0.0 | Electrical Components | 160A 3P 25kA TMD MCCB XT1 160 ABB | 0 | 31-12-2099 | Material Transfer | Moving Average |  | 0.0 |  | 0 | 0 |  | 0 | 0 | 0 | 0 |  | 0 | Item Attribute | 1 | Nos | 0.0 | 0.0 | 0 | 0.0 | 0 | ABB | 1SDA067399R1 | India |  |  | 0 | 0.0 |  | 0 | 0 |  | 0 | 0 | 0 | 0 |  |  | 0 | 0 | 0 |  | 0 | [5 empty] | 0 |  |  | 0 | [13 empty] | Nos | 1.0 | [10 empty] | Ringlus Electro Controls & Automation PVT LTD | [18 empty] | CGST - RNG | 9.0
[121 empty] | SGST - RNG | 9.0
| 16A 4P 25kA TMD MCCB XT1 160 ABB | 16A 4P 25kA TMD MCCB XT1 160 ABB | ABBMCCB | Nos |  | 16A 4P 25kA TMD MCCB XT1 160 ABB |  | 0 | 0 | 1 | 1 | 1 | 0.0 | 0.0 | 0.0 | 0 |  |  | 0.0 | Electrical Components | 16A 4P 25kA TMD MCCB XT1 160 ABB | 0 | 31-12-2099 | Material Transfer | Moving Average |  | 0.0 |  | 0 | 0 |  | 0 | 0 | 0 | 0 |  | 0 | Item Attribute | 1 | Nos | 0.0 | 0.0 | 0 | 0.0 | 0 | ABB | 1SDA080840R1 | India |  |  | 0 | 0.0 |  | 0 | 0 |  | 0 | 0 | 0 | 0 |  |  | 0 | 0 | 0 |  | 0 | [5 empty] | 0 |  |  | 0 | [13 empty] | Nos | 1.0 | [10 empty] | Ringlus Electro Controls & Automation PVT LTD | [18 empty] | CGST - RNG | 9.0
[121 empty] | SGST - RNG | 9.0
| 20A 4P 25kA TMD MCCB XT1 160 ABB | 20A 4P 25kA TMD MCCB XT1 160 ABB | ABBMCCB | Nos |  | 20A 4P 25kA TMD MCCB XT1 160 ABB |  | 0 | 0 | 1 | 1 | 1 | 0.0 | 0.0 | 0.0 | 0 |  |  | 0.0 | Electrical Components | 20A 4P 25kA TMD MCCB XT1 160 ABB | 0 | 31-12-2099 | Material Transfer | Moving Average |  | 0.0 |  | 0 | 0 |  | 0 | 0 | 0 | 0 |  | 0 | Item Attribute | 1 | Nos | 0.0 | 0.0 | 0 | 0.0 | 0 | ABB | 1SDA080841R1 | India |  |  | 0 | 0.0 |  | 0 | 0 |  | 0 | 0 | 0 | 0 |  |  | 0 | 0 | 0 |  | 0 | [5 empty] | 0 |  |  | 0 | [13 empty] | Nos | 1.0 | [10 empty] | Ringlus Electro Controls & Automation PVT LTD | [18 empty] | CGST - RNG | 9.0
[121 empty] | SGST - RNG | 9.0
| 25A 4P 25kA TMD MCCB XT1 160 ABB | 25A 4P 25kA TMD MCCB XT1 160 ABB | ABBMCCB | Nos |  | 25A 4P 25kA TMD MCCB XT1 160 ABB |  | 0 | 0 | 1 | 1 | 1 | 0.0 | 0.0 | 0.0 | 0 |  |  | 0.0 | Electrical Components | 25A 4P 25kA TMD MCCB XT1 160 ABB | 0 | 31-12-2099 | Material Transfer | Moving Average |  | 0.0 |  | 0 | 0 |  | 0 | 0 | 0 | 0 |  | 0 | Item Attribute | 1 | Nos | 0.0 | 0.0 | 0 | 0.0 | 0 | ABB | 1SDA067400R1 | India |  |  | 0 | 0.0 |  | 0 | 0 |  | 0 | 0 | 0 | 0 |  |  | 0 | 0 | 0 |  | 0 | [5 empty] | 0 |  |  | 0 | [13 empty] | Nos | 1.0 | [10 empty] | Ringlus Electro Controls & Automation PVT LTD | [18 empty] | CGST - RNG | 9.0
[121 empty] | SGST - RNG | 9.0
| 32A 4P 25kA TMD MCCB XT1 160 ABB | 32A 4P 25kA TMD MCCB XT1 160 ABB | ABBMCCB | Nos |  | 32A 4P 25kA TMD MCCB XT1 160 ABB |  | 0 | 0 | 1 | 1 | 1 | 0.0 | 0.0 | 0.0 | 0 |  |  | 0.0 | Electrical Components | 32A 4P 25kA TMD MCCB XT1 160 ABB | 0 | 31-12-2099 | Material Transfer | Moving Average |  | 0.0 |  | 0 | 0 |  | 0 | 0 | 0 | 0 |  | 0 | Item Attribute | 1 | Nos | 0.0 | 0.0 | 0 | 0.0 | 0 | ABB | 1SDA067401R1 | India |  |  | 0 | 0.0 |  | 0 | 0 |  | 0 | 0 | 0 | 0 |  |  | 0 | 0 | 0 |  | 0 | [5 empty] | 0 |  |  | 0 | [13 empty] | Nos | 1.0 | [10 empty] | Ringlus Electro Controls & Automation PVT LTD | [18 empty] | CGST - RNG | 9.0
[121 empty] | SGST - RNG | 9.0
| 40A 4P 25kA TMD MCCB XT1 160 ABB | 40A 4P 25kA TMD MCCB XT1 160 ABB | ABBMCCB | Nos |  | 40A 4P 25kA TMD MCCB XT1 160 ABB |  | 0 | 0 | 1 | 1 | 1 | 0.0 | 0.0 | 0.0 | 0 |  |  | 0.0 | Electrical Components | 40A 4P 25kA TMD MCCB XT1 160 ABB | 0 | 31-12-2099 | Material Transfer | Moving Average |  | 0.0 |  | 0 | 0 |  | 0 | 0 | 0 | 0 |  | 0 | Item Attribute | 1 | Nos | 0.0 | 0.0 | 0 | 0.0 | 0 | ABB | 1SDA067402R1 | India |  |  | 0 | 0.0 |  | 0 | 0 |  | 0 | 0 | 0 | 0 |  |  | 0 | 0 | 0 |  | 0 | [5 empty] | 0 |  |  | 0 | [13 empty] | Nos | 1.0 | [10 empty] | Ringlus Electro Controls & Automation PVT LTD | [18 empty] | CGST - RNG | 9.0
[121 empty] | SGST - RNG | 9.0
| 50A 4P 25kA TMD MCCB XT1 160 ABB | 50A 4P 25kA TMD MCCB XT1 160 ABB | ABBMCCB | Nos |  | 50A 4P 25kA TMD MCCB XT1 160 ABB |  | 0 | 0 | 1 | 1 | 1 | 0.0 | 0.0 | 0.0 | 0 |  |  | 0.0 | Electrical Components | 50A 4P 25kA TMD MCCB XT1 160 ABB | 0 | 31-12-2099 | Material Transfer | Moving Average |  | 0.0 |  | 0 | 0 |  | 0 | 0 | 0 | 0 |  | 0 | Item Attribute | 1 | Nos | 0.0 | 0.0 | 0 | 0.0 | 0 | ABB | 1SDA067403R1 | India |  |  | 0 | 0.0 |  | 0 | 0 |  | 0 | 0 | 0 | 0 |  |  | 0 | 0 | 0 |  | 0 | [5 empty] | 0 |  |  | 0 | [13 empty] | Nos | 1.0 | [10 empty] | Ringlus Electro Controls & Automation PVT LTD | [18 empty] | CGST - RNG | 9.0
[121 empty] | SGST - RNG | 9.0
| 63A 4P 25kA TMD MCCB XT1 160 ABB | 63A 4P 25kA TMD MCCB XT1 160 ABB | ABBMCCB | Nos |  | 63A 4P 25kA TMD MCCB XT1 160 ABB |  | 0 | 0 | 1 | 1 | 1 | 0.0 | 0.0 | 0.0 | 0 |  |  | 0.0 | Electrical Components | 63A 4P 25kA TMD MCCB XT1 160 ABB | 0 | 31-12-2099 | Material Transfer | Moving Average |  | 0.0 |  | 0 | 0 |  | 0 | 0 | 0 | 0 |  | 0 | Item Attribute | 1 | Nos | 0.0 | 0.0 | 0 | 0.0 | 0 | ABB | 1SDA067404R1 | India |  |  | 0 | 0.0 |  | 0 | 0 |  | 0 | 0 | 0 | 0 |  |  | 0 | 0 | 0 |  | 0 | [5 empty] | 0 |  |  | 0 | [13 empty] | Nos | 1.0 | [10 empty] | Ringlus Electro Controls & Automation PVT LTD | [18 empty] | CGST - RNG | 9.0
[121 empty] | SGST - RNG | 9.0
| 80A 4P 25kA TMD MCCB XT1 160 ABB | 80A 4P 25kA TMD MCCB XT1 160 ABB | ABBMCCB | Nos |  | 80A 4P 25kA TMD MCCB XT1 160 ABB |  | 0 | 0 | 1 | 1 | 1 | 0.0 | 0.0 | 0.0 | 0 |  |  | 0.0 | Electrical Components | 80A 4P 25kA TMD MCCB XT1 160 ABB | 0 | 31-12-2099 | Material Transfer | Moving Average |  | 0.0 |  | 0 | 0 |  | 0 | 0 | 0 | 0 |  | 0 | Item Attribute | 1 | Nos | 0.0 | 0.0 | 0 | 0.0 | 0 | ABB | 1SDA067405R1 | India |  |  | 0 | 0.0 |  | 0 | 0 |  | 0 | 0 | 0 | 0 |  |  | 0 | 0 | 0 |  | 0 | [5 empty] | 0 |  |  | 0 | [13 empty] | Nos | 1.0 | [10 empty] | Ringlus Electro Controls & Automation PVT LTD | [18 empty] | CGST - RNG | 9.0
[121 empty] | SGST - RNG | 9.0
| 100A 4P 25kA TMD MCCB XT1 160 ABB | 100A 4P 25kA TMD MCCB XT1 160 ABB | ABBMCCB | Nos |  | 100A 4P 25kA TMD MCCB XT1 160 ABB |  | 0 | 0 | 1 | 1 | 1 | 0.0 | 0.0 | 0.0 | 0 |  |  | 0.0 | Electrical Components | 100A 4P 25kA TMD MCCB XT1 160 ABB | 0 | 31-12-2099 | Material Transfer | Moving Average |  | 0.0 |  | 0 | 0 |  | 0 | 0 | 0 | 0 |  | 0 | Item Attribute | 1 | Nos | 0.0 | 0.0 | 0 | 0.0 | 0 | ABB | 1SDA067406R1 | India |  |  | 0 | 0.0 |  | 0 | 0 |  | 0 | 0 | 0 | 0 |  |  | 0 | 0 | 0 |  | 0 | [5 empty] | 0 |  |  | 0 | [13 empty] | Nos | 1.0 | [10 empty] | Ringlus Electro Controls & Automation PVT LTD | [18 empty] | CGST - RNG | 9.0
[121 empty] | SGST - RNG | 9.0
| 125A 4P 25kA TMD MCCB XT1 160 ABB | 125A 4P 25kA TMD MCCB XT1 160 ABB | ABBMCCB | Nos |  | 125A 4P 25kA TMD MCCB XT1 160 ABB |  | 0 | 0 | 1 | 1 | 1 | 0.0 | 0.0 | 0.0 | 0 |  |  | 0.0 | Electrical Components | 125A 4P 25kA TMD MCCB XT1 160 ABB | 0 | 31-12-2099 | Material Transfer | Moving Average |  | 0.0 |  | 0 | 0 |  | 0 | 0 | 0 | 0 |  | 0 | Item Attribute | 1 | Nos | 0.0 | 0.0 | 0 | 0.0 | 0 | ABB | 1SDA067409R1 | India |  |  | 0 | 0.0 |  | 0 | 0 |  | 0 | 0 | 0 | 0 |  |  | 0 | 0 | 0 |  | 0 | [5 empty] | 0 |  |  | 0 | [13 empty] | Nos | 1.0 | [10 empty] | Ringlus Electro Controls & Automation PVT LTD | [18 empty] | CGST - RNG | 9.0
[121 empty] | SGST - RNG | 9.0
| 160A 4P 25kA TMD MCCB XT1 160 ABB | 160A 4P 25kA TMD MCCB XT1 160 ABB | ABBMCCB | Nos |  | 160A 4P 25kA TMD MCCB XT1 160 ABB |  | 0 | 0 | 1 | 1 | 1 | 0.0 | 0.0 | 0.0 | 0 |  |  | 0.0 | Electrical Components | 160A 4P 25kA TMD MCCB XT1 160 ABB | 0 | 31-12-2099 | Material Transfer | Moving Average |  | 0.0 |  | 0 | 0 |  | 0 | 0 | 0 | 0 |  | 0 | Item Attribute | 1 | Nos | 0.0 | 0.0 | 0 | 0.0 | 0 | ABB | 1SDA067410R1 | India |  |  | 0 | 0.0 |  | 0 | 0 |  | 0 | 0 | 0 | 0 |  |  | 0 | 0 | 0 |  | 0 | [5 empty] | 0 |  |  | 0 | [13 empty] | Nos | 1.0 | [10 empty] | Ringlus Electro Controls & Automation PVT LTD | [18 empty] | CGST - RNG | 9.0
[121 empty] | SGST - RNG | 9.0
| 16A 3P 36kA TMD MCCB XT1 160 ABB | 16A 3P 36kA TMD MCCB XT1 160 ABB | ABBMCCB | Nos |  | 16A 3P 36kA TMD MCCB XT1 160 ABB |  | 0 | 0 | 1 | 1 | 1 | 0.0 | 0.0 | 0.0 | 0 |  |  | 0.0 | Electrical Components | 16A 3P 36kA TMD MCCB XT1 160 ABB | 0 | 31-12-2099 | Material Transfer | Moving Average |  | 0.0 |  | 0 | 0 |  | 0 | 0 | 0 | 0 |  | 0 | Item Attribute | 1 | Nos | 0.0 | 0.0 | 0 | 0.0 | 0 | ABB | 1SDA080827R1 | India |  |  | 0 | 0.0 |  | 0 | 0 |  | 0 | 0 | 0 | 0 |  |  | 0 | 0 | 0 |  | 0 | [5 empty] | 0 |  |  | 0 | [13 empty] | Nos | 1.0 | [10 empty] | Ringlus Electro Controls & Automation PVT LTD | [18 empty] | CGST - RNG | 9.0
[121 empty] | SGST - RNG | 9.0
| 20A 3P 36kA TMD MCCB XT1 160 ABB | 20A 3P 36kA TMD MCCB XT1 160 ABB | ABBMCCB | Nos |  | 20A 3P 36kA TMD MCCB XT1 160 ABB |  | 0 | 0 | 1 | 1 | 1 | 0.0 | 0.0 | 0.0 | 0 |  |  | 0.0 | Electrical Components | 20A 3P 36kA TMD MCCB XT1 160 ABB | 0 | 31-12-2099 | Material Transfer | Moving Average |  | 0.0 |  | 0 | 0 |  | 0 | 0 | 0 | 0 |  | 0 | Item Attribute | 1 | Nos | 0.0 | 0.0 | 0 | 0.0 | 0 | ABB | 1SDA080828R1 | India |  |  | 0 | 0.0 |  | 0 | 0 |  | 0 | 0 | 0 | 0 |  |  | 0 | 0 | 0 |  | 0 | [5 empty] | 0 |  |  | 0 | [13 empty] | Nos | 1.0 | [10 empty] | Ringlus Electro Controls & Automation PVT LTD | [18 empty] | CGST - RNG | 9.0
[121 empty] | SGST - RNG | 9.0
| 25A 3P 36kA TMD MCCB XT1 160 ABB | 25A 3P 36kA TMD MCCB XT1 160 ABB | ABBMCCB | Nos |  | 25A 3P 36kA TMD MCCB XT1 160 ABB |  | 0 | 0 | 1 | 1 | 1 | 0.0 | 0.0 | 0.0 | 0 |  |  | 0.0 | Electrical Components | 25A 3P 36kA TMD MCCB XT1 160 ABB | 0 | 31-12-2099 | Material Transfer | Moving Average |  | 0.0 |  | 0 | 0 |  | 0 | 0 | 0 | 0 |  | 0 | Item Attribute | 1 | Nos | 0.0 | 0.0 | 0 | 0.0 | 0 | ABB | 1SDA080829R1 | India |  |  | 0 | 0.0 |  | 0 | 0 |  | 0 | 0 | 0 | 0 |  |  | 0 | 0 | 0 |  | 0 | [5 empty] | 0 |  |  | 0 | [13 empty] | Nos | 1.0 | [10 empty] | Ringlus Electro Controls & Automation PVT LTD | [18 empty] | CGST - RNG | 9.0
[121 empty] | SGST - RNG | 9.0
| 32A 3P 36kA TMD MCCB XT1 160 ABB | 32A 3P 36kA TMD MCCB XT1 160 ABB | ABBMCCB | Nos |  | 32A 3P 36kA TMD MCCB XT1 160 ABB |  | 0 | 0 | 1 | 1 | 1 | 0.0 | 0.0 | 0.0 | 0 |  |  | 0.0 | Electrical Components | 32A 3P 36kA TMD MCCB XT1 160 ABB | 0 | 31-12-2099 | Material Transfer | Moving Average |  | 0.0 |  | 0 | 0 |  | 0 | 0 | 0 | 0 |  | 0 | Item Attribute | 1 | Nos | 0.0 | 0.0 | 0 | 0.0 | 0 | ABB | 1SDA067411R1 | India |  |  | 0 | 0.0 |  | 0 | 0 |  | 0 | 0 | 0 | 0 |  |  | 0 | 0 | 0 |  | 0 | [5 empty] | 0 |  |  | 0 | [13 empty] | Nos | 1.0 | [10 empty] | Ringlus Electro Controls & Automation PVT LTD | [18 empty] | CGST - RNG | 9.0
[121 empty] | SGST - RNG | 9.0
| 40A 3P 36kA TMD MCCB XT1 160 ABB | 40A 3P 36kA TMD MCCB XT1 160 ABB | ABBMCCB | Nos |  | 40A 3P 36kA TMD MCCB XT1 160 ABB |  | 0 | 0 | 1 | 1 | 1 | 0.0 | 0.0 | 0.0 | 0 |  |  | 0.0 | Electrical Components | 40A 3P 36kA TMD MCCB XT1 160 ABB | 0 | 31-12-2099 | Material Transfer | Moving Average |  | 0.0 |  | 0 | 0 |  | 0 | 0 | 0 | 0 |  | 0 | Item Attribute | 1 | Nos | 0.0 | 0.0 | 0 | 0.0 | 0 | ABB | 1SDA067412R1 | India |  |  | 0 | 0.0 |  | 0 | 0 |  | 0 | 0 | 0 | 0 |  |  | 0 | 0 | 0 |  | 0 | [5 empty] | 0 |  |  | 0 | [13 empty] | Nos | 1.0 | [10 empty] | Ringlus Electro Controls & Automation PVT LTD | [18 empty] | CGST - RNG | 9.0
[121 empty] | SGST - RNG | 9.0
| 50A 3P 36kA TMD MCCB XT1 160 ABB | 50A 3P 36kA TMD MCCB XT1 160 ABB | ABBMCCB | Nos |  | 50A 3P 36kA TMD MCCB XT1 160 ABB |  | 0 | 0 | 1 | 1 | 1 | 0.0 | 0.0 | 0.0 | 0 |  |  | 0.0 | Electrical Components | 50A 3P 36kA TMD MCCB XT1 160 ABB | 0 | 31-12-2099 | Material Transfer | Moving Average |  | 0.0 |  | 0 | 0 |  | 0 | 0 | 0 | 0 |  | 0 | Item Attribute | 1 | Nos | 0.0 | 0.0 | 0 | 0.0 | 0 | ABB | 1SDA067413R1 | India |  |  | 0 | 0.0 |  | 0 | 0 |  | 0 | 0 | 0 | 0 |  |  | 0 | 0 | 0 |  | 0 | [5 empty] | 0 |  |  | 0 | [13 empty] | Nos | 1.0 | [10 empty] | Ringlus Electro Controls & Automation PVT LTD | [18 empty] | CGST - RNG | 9.0
[121 empty] | SGST - RNG | 9.0
| 63A 3P 36kA TMD MCCB XT1 160 ABB | 63A 3P 36kA TMD MCCB XT1 160 ABB | ABBMCCB | Nos |  | 63A 3P 36kA TMD MCCB XT1 160 ABB |  | 0 | 0 | 1 | 1 | 1 | 0.0 | 0.0 | 0.0 | 0 |  |  | 0.0 | Electrical Components | 63A 3P 36kA TMD MCCB XT1 160 ABB | 0 | 31-12-2099 | Material Transfer | Moving Average |  | 0.0 |  | 0 | 0 |  | 0 | 0 | 0 | 0 |  | 0 | Item Attribute | 1 | Nos | 0.0 | 0.0 | 0 | 0.0 | 0 | ABB | 1SDA067414R1 | India |  |  | 0 | 0.0 |  | 0 | 0 |  | 0 | 0 | 0 | 0 |  |  | 0 | 0 | 0 |  | 0 | [5 empty] | 0 |  |  | 0 | [13 empty] | Nos | 1.0 | [10 empty] | Ringlus Electro Controls & Automation PVT LTD | [18 empty] | CGST - RNG | 9.0
[121 empty] | SGST - RNG | 9.0
| 80A 3P 36kA TMD MCCB XT1 160 ABB | 80A 3P 36kA TMD MCCB XT1 160 ABB | ABBMCCB | Nos |  | 80A 3P 36kA TMD MCCB XT1 160 ABB |  | 0 | 0 | 1 | 1 | 1 | 0.0 | 0.0 | 0.0 | 0 |  |  | 0.0 | Electrical Components | 80A 3P 36kA TMD MCCB XT1 160 ABB | 0 | 31-12-2099 | Material Transfer | Moving Average |  | 0.0 |  | 0 | 0 |  | 0 | 0 | 0 | 0 |  | 0 | Item Attribute | 1 | Nos | 0.0 | 0.0 | 0 | 0.0 | 0 | ABB | 1SDA067415R1 | India |  |  | 0 | 0.0 |  | 0 | 0 |  | 0 | 0 | 0 | 0 |  |  | 0 | 0 | 0 |  | 0 | [5 empty] | 0 |  |  | 0 | [13 empty] | Nos | 1.0 | [10 empty] | Ringlus Electro Controls & Automation PVT LTD | [18 empty] | CGST - RNG | 9.0
[121 empty] | SGST - RNG | 9.0
| 100A 3P 36kA TMD MCCB XT1 160 ABB | 100A 3P 36kA TMD MCCB XT1 160 ABB | ABBMCCB | Nos |  | 100A 3P 36kA TMD MCCB XT1 160 ABB |  | 0 | 0 | 1 | 1 | 1 | 0.0 | 0.0 | 0.0 | 0 |  |  | 0.0 | Electrical Components | 100A 3P 36kA TMD MCCB XT1 160 ABB | 0 | 31-12-2099 | Material Transfer | Moving Average |  | 0.0 |  | 0 | 0 |  | 0 | 0 | 0 | 0 |  | 0 | Item Attribute | 1 | Nos | 0.0 | 0.0 | 0 | 0.0 | 0 | ABB | 1SDA067416R1 | India |  |  | 0 | 0.0 |  | 0 | 0 |  | 0 | 0 | 0 | 0 |  |  | 0 | 0 | 0 |  | 0 | [5 empty] | 0 |  |  | 0 | [13 empty] | Nos | 1.0 | [10 empty] | Ringlus Electro Controls & Automation PVT LTD | [18 empty] | CGST - RNG | 9.0
[121 empty] | SGST - RNG | 9.0
| 125A 3P 36kA TMD MCCB XT1 160 ABB | 125A 3P 36kA TMD MCCB XT1 160 ABB | ABBMCCB | Nos |  | 125A 3P 36kA TMD MCCB XT1 160 ABB |  | 0 | 0 | 1 | 1 | 1 | 0.0 | 0.0 | 0.0 | 0 |  |  | 0.0 | Electrical Components | 125A 3P 36kA TMD MCCB XT1 160 ABB | 0 | 31-12-2099 | Material Transfer | Moving Average |  | 0.0 |  | 0 | 0 |  | 0 | 0 | 0 | 0 |  | 0 | Item Attribute | 1 | Nos | 0.0 | 0.0 | 0 | 0.0 | 0 | ABB | 1SDA067417R1 | India |  |  | 0 | 0.0 |  | 0 | 0 |  | 0 | 0 | 0 | 0 |  |  | 0 | 0 | 0 |  | 0 | [5 empty] | 0 |  |  | 0 | [13 empty] | Nos | 1.0 | [10 empty] | Ringlus Electro Controls & Automation PVT LTD | [18 empty] | CGST - RNG | 9.0
[121 empty] | SGST - RNG | 9.0
| 160A 3P 36kA TMD MCCB XT1 160 ABB | 160A 3P 36kA TMD MCCB XT1 160 ABB | ABBMCCB | Nos |  | 160A 3P 36kA TMD MCCB XT1 160 ABB |  | 0 | 0 | 1 | 1 | 1 | 0.0 | 0.0 | 0.0 | 0 |  |  | 0.0 | Electrical Components | 160A 3P 36kA TMD MCCB XT1 160 ABB | 0 | 31-12-2099 | Material Transfer | Moving Average |  | 0.0 |  | 0 | 0 |  | 0 | 0 | 0 | 0 |  | 0 | Item Attribute | 1 | Nos | 0.0 | 0.0 | 0 | 0.0 | 0 | ABB | 1SDA067418R1 | India |  |  | 0 | 0.0 |  | 0 | 0 |  | 0 | 0 | 0 | 0 |  |  | 0 | 0 | 0 |  | 0 | [5 empty] | 0 |  |  | 0 | [13 empty] | Nos | 1.0 | [10 empty] | Ringlus Electro Controls & Automation PVT LTD | [18 empty] | CGST - RNG | 9.0
[121 empty] | SGST - RNG | 9.0
| 16A 4P 36kA TMD MCCB XT1 160 ABB | 16A 4P 36kA TMD MCCB XT1 160 ABB | ABBMCCB | Nos |  | 16A 4P 36kA TMD MCCB XT1 160 ABB |  | 0 | 0 | 1 | 1 | 1 | 0.0 | 0.0 | 0.0 | 0 |  |  | 0.0 | Electrical Components | 16A 4P 36kA TMD MCCB XT1 160 ABB | 0 | 31-12-2099 | Material Transfer | Moving Average |  | 0.0 |  | 0 | 0 |  | 0 | 0 | 0 | 0 |  | 0 | Item Attribute | 1 | Nos | 0.0 | 0.0 | 0 | 0.0 | 0 | ABB | 1SDA080842R1 | India |  |  | 0 | 0.0 |  | 0 | 0 |  | 0 | 0 | 0 | 0 |  |  | 0 | 0 | 0 |  | 0 | [5 empty] | 0 |  |  | 0 | [13 empty] | Nos | 1.0 | [10 empty] | Ringlus Electro Controls & Automation PVT LTD | [18 empty] | CGST - RNG | 9.0
[121 empty] | SGST - RNG | 9.0
| 20A 4P 36kA TMD MCCB XT1 160 ABB | 20A 4P 36kA TMD MCCB XT1 160 ABB | ABBMCCB | Nos |  | 20A 4P 36kA TMD MCCB XT1 160 ABB |  | 0 | 0 | 1 | 1 | 1 | 0.0 | 0.0 | 0.0 | 0 |  |  | 0.0 | Electrical Components | 20A 4P 36kA TMD MCCB XT1 160 ABB | 0 | 31-12-2099 | Material Transfer | Moving Average |  | 0.0 |  | 0 | 0 |  | 0 | 0 | 0 | 0 |  | 0 | Item Attribute | 1 | Nos | 0.0 | 0.0 | 0 | 0.0 | 0 | ABB | 1SDA080843R1 | India |  |  | 0 | 0.0 |  | 0 | 0 |  | 0 | 0 | 0 | 0 |  |  | 0 | 0 | 0 |  | 0 | [5 empty] | 0 |  |  | 0 | [13 empty] | Nos | 1.0 | [10 empty] | Ringlus Electro Controls & Automation PVT LTD | [18 empty] | CGST - RNG | 9.0
[121 empty] | SGST - RNG | 9.0
| 25A 4P 36kA TMD MCCB XT1 160 ABB | 25A 4P 36kA TMD MCCB XT1 160 ABB | ABBMCCB | Nos |  | 25A 4P 36kA TMD MCCB XT1 160 ABB |  | 0 | 0 | 1 | 1 | 1 | 0.0 | 0.0 | 0.0 | 0 |  |  | 0.0 | Electrical Components | 25A 4P 36kA TMD MCCB XT1 160 ABB | 0 | 31-12-2099 | Material Transfer | Moving Average |  | 0.0 |  | 0 | 0 |  | 0 | 0 | 0 | 0 |  | 0 | Item Attribute | 1 | Nos | 0.0 | 0.0 | 0 | 0.0 | 0 | ABB | 1SDA080844R1 | India |  |  | 0 | 0.0 |  | 0 | 0 |  | 0 | 0 | 0 | 0 |  |  | 0 | 0 | 0 |  | 0 | [5 empty] | 0 |  |  | 0 | [13 empty] | Nos | 1.0 | [10 empty] | Ringlus Electro Controls & Automation PVT LTD | [18 empty] | CGST - RNG | 9.0
[121 empty] | SGST - RNG | 9.0
| 32A 4P 36kA TMD MCCB XT1 160 ABB | 32A 4P 36kA TMD MCCB XT1 160 ABB | ABBMCCB | Nos |  | 32A 4P 36kA TMD MCCB XT1 160 ABB |  | 0 | 0 | 1 | 1 | 1 | 0.0 | 0.0 | 0.0 | 0 |  |  | 0.0 | Electrical Components | 32A 4P 36kA TMD MCCB XT1 160 ABB | 0 | 31-12-2099 | Material Transfer | Moving Average |  | 0.0 |  | 0 | 0 |  | 0 | 0 | 0 | 0 |  | 0 | Item Attribute | 1 | Nos | 0.0 | 0.0 | 0 | 0.0 | 0 | ABB | 1SDA067419R1 | India |  |  | 0 | 0.0 |  | 0 | 0 |  | 0 | 0 | 0 | 0 |  |  | 0 | 0 | 0 |  | 0 | [5 empty] | 0 |  |  | 0 | [13 empty] | Nos | 1.0 | [10 empty] | Ringlus Electro Controls & Automation PVT LTD | [18 empty] | CGST - RNG | 9.0
[121 empty] | SGST - RNG | 9.0
| 40A 4P 36kA TMD MCCB XT1 160 ABB | 40A 4P 36kA TMD MCCB XT1 160 ABB | ABBMCCB | Nos |  | 40A 4P 36kA TMD MCCB XT1 160 ABB |  | 0 | 0 | 1 | 1 | 1 | 0.0 | 0.0 | 0.0 | 0 |  |  | 0.0 | Electrical Components | 40A 4P 36kA TMD MCCB XT1 160 ABB | 0 | 31-12-2099 | Material Transfer | Moving Average |  | 0.0 |  | 0 | 0 |  | 0 | 0 | 0 | 0 |  | 0 | Item Attribute | 1 | Nos | 0.0 | 0.0 | 0 | 0.0 | 0 | ABB | 1SDA067420R1 | India |  |  | 0 | 0.0 |  | 0 | 0 |  | 0 | 0 | 0 | 0 |  |  | 0 | 0 | 0 |  | 0 | [5 empty] | 0 |  |  | 0 | [13 empty] | Nos | 1.0 | [10 empty] | Ringlus Electro Controls & Automation PVT LTD | [18 empty] | CGST - RNG | 9.0
[121 empty] | SGST - RNG | 9.0
| 50A 4P 36kA TMD MCCB XT1 160 ABB | 50A 4P 36kA TMD MCCB XT1 160 ABB | ABBMCCB | Nos |  | 50A 4P 36kA TMD MCCB XT1 160 ABB |  | 0 | 0 | 1 | 1 | 1 | 0.0 | 0.0 | 0.0 | 0 |  |  | 0.0 | Electrical Components | 50A 4P 36kA TMD MCCB XT1 160 ABB | 0 | 31-12-2099 | Material Transfer | Moving Average |  | 0.0 |  | 0 | 0 |  | 0 | 0 | 0 | 0 |  | 0 | Item Attribute | 1 | Nos | 0.0 | 0.0 | 0 | 0.0 | 0 | ABB | 1SDA067421R1 | India |  |  | 0 | 0.0 |  | 0 | 0 |  | 0 | 0 | 0 | 0 |  |  | 0 | 0 | 0 |  | 0 | [5 empty] | 0 |  |  | 0 | [13 empty] | Nos | 1.0 | [10 empty] | Ringlus Electro Controls & Automation PVT LTD | [18 empty] | CGST - RNG | 9.0
[121 empty] | SGST - RNG | 9.0
| 63A 4P 36kA TMD MCCB XT1 160 ABB | 63A 4P 36kA TMD MCCB XT1 160 ABB | ABBMCCB | Nos |  | 63A 4P 36kA TMD MCCB XT1 160 ABB |  | 0 | 0 | 1 | 1 | 1 | 0.0 | 0.0 | 0.0 | 0 |  |  | 0.0 | Electrical Components | 63A 4P 36kA TMD MCCB XT1 160 ABB | 0 | 31-12-2099 | Material Transfer | Moving Average |  | 0.0 |  | 0 | 0 |  | 0 | 0 | 0 | 0 |  | 0 | Item Attribute | 1 | Nos | 0.0 | 0.0 | 0 | 0.0 | 0 | ABB | 1SDA067422R1 | India |  |  | 0 | 0.0 |  | 0 | 0 |  | 0 | 0 | 0 | 0 |  |  | 0 | 0 | 0 |  | 0 | [5 empty] | 0 |  |  | 0 | [13 empty] | Nos | 1.0 | [10 empty] | Ringlus Electro Controls & Automation PVT LTD | [18 empty] | CGST - RNG | 9.0
[121 empty] | SGST - RNG | 9.0
| 80A 4P 36kA TMD MCCB XT1 160 ABB | 80A 4P 36kA TMD MCCB XT1 160 ABB | ABBMCCB | Nos |  | 80A 4P 36kA TMD MCCB XT1 160 ABB |  | 0 | 0 | 1 | 1 | 1 | 0.0 | 0.0 | 0.0 | 0 |  |  | 0.0 | Electrical Components | 80A 4P 36kA TMD MCCB XT1 160 ABB | 0 | 31-12-2099 | Material Transfer | Moving Average |  | 0.0 |  | 0 | 0 |  | 0 | 0 | 0 | 0 |  | 0 | Item Attribute | 1 | Nos | 0.0 | 0.0 | 0 | 0.0 | 0 | ABB | 1SDA067423R1 | India |  |  | 0 | 0.0 |  | 0 | 0 |  | 0 | 0 | 0 | 0 |  |  | 0 | 0 | 0 |  | 0 | [5 empty] | 0 |  |  | 0 | [13 empty] | Nos | 1.0 | [10 empty] | Ringlus Electro Controls & Automation PVT LTD | [18 empty] | CGST - RNG | 9.0
[121 empty] | SGST - RNG | 9.0
| 100A 4P 36kA TMD MCCB XT1 160 ABB | 100A 4P 36kA TMD MCCB XT1 160 ABB | ABBMCCB | Nos |  | 100A 4P 36kA TMD MCCB XT1 160 ABB |  | 0 | 0 | 1 | 1 | 1 | 0.0 | 0.0 | 0.0 | 0 |  |  | 0.0 | Electrical Components | 100A 4P 36kA TMD MCCB XT1 160 ABB | 0 | 31-12-2099 | Material Transfer | Moving Average |  | 0.0 |  | 0 | 0 |  | 0 | 0 | 0 | 0 |  | 0 | Item Attribute | 1 | Nos | 0.0 | 0.0 | 0 | 0.0 | 0 | ABB | 1SDA067424R1 | India |  |  | 0 | 0.0 |  | 0 | 0 |  | 0 | 0 | 0 | 0 |  |  | 0 | 0 | 0 |  | 0 | [5 empty] | 0 |  |  | 0 | [13 empty] | Nos | 1.0 | [10 empty] | Ringlus Electro Controls & Automation PVT LTD | [18 empty] | CGST - RNG | 9.0
[121 empty] | SGST - RNG | 9.0
| 125A 4P 36kA TMD MCCB XT1 160 ABB | 125A 4P 36kA TMD MCCB XT1 160 ABB | ABBMCCB | Nos |  | 125A 4P 36kA TMD MCCB XT1 160 ABB |  | 0 | 0 | 1 | 1 | 1 | 0.0 | 0.0 | 0.0 | 0 |  |  | 0.0 | Electrical Components | 125A 4P 36kA TMD MCCB XT1 160 ABB | 0 | 31-12-2099 | Material Transfer | Moving Average |  | 0.0 |  | 0 | 0 |  | 0 | 0 | 0 | 0 |  | 0 | Item Attribute | 1 | Nos | 0.0 | 0.0 | 0 | 0.0 | 0 | ABB | 1SDA067427R1 | India |  |  | 0 | 0.0 |  | 0 | 0 |  | 0 | 0 | 0 | 0 |  |  | 0 | 0 | 0 |  | 0 | [5 empty] | 0 |  |  | 0 | [13 empty] | Nos | 1.0 | [10 empty] | Ringlus Electro Controls & Automation PVT LTD | [18 empty] | CGST - RNG | 9.0
[121 empty] | SGST - RNG | 9.0
| 160A 4P 36kA TMD MCCB XT1 160 ABB | 160A 4P 36kA TMD MCCB XT1 160 ABB | ABBMCCB | Nos |  | 160A 4P 36kA TMD MCCB XT1 160 ABB |  | 0 | 0 | 1 | 1 | 1 | 0.0 | 0.0 | 0.0 | 0 |  |  | 0.0 | Electrical Components | 160A 4P 36kA TMD MCCB XT1 160 ABB | 0 | 31-12-2099 | Material Transfer | Moving Average |  | 0.0 |  | 0 | 0 |  | 0 | 0 | 0 | 0 |  | 0 | Item Attribute | 1 | Nos | 0.0 | 0.0 | 0 | 0.0 | 0 | ABB | 1SDA067428R1 | India |  |  | 0 | 0.0 |  | 0 | 0 |  | 0 | 0 | 0 | 0 |  |  | 0 | 0 | 0 |  | 0 | [5 empty] | 0 |  |  | 0 | [13 empty] | Nos | 1.0 | [10 empty] | Ringlus Electro Controls & Automation PVT LTD | [18 empty] | CGST - RNG | 9.0
[121 empty] | SGST - RNG | 9.0
| 200A 3P 36kA TMD MCCB XT3 250 ABB | 200A 3P 36kA TMD MCCB XT3 250 ABB | ABBMCCB | Nos |  | 200A 3P 36kA TMD MCCB XT3 250 ABB |  | 0 | 0 | 1 | 1 | 1 | 0.0 | 0.0 | 0.0 | 0 |  |  | 0.0 | Electrical Components | 200A 3P 36kA TMD MCCB XT3 250 ABB | 0 | 31-12-2099 | Material Transfer | Moving Average |  | 0.0 |  | 0 | 0 |  | 0 | 0 | 0 | 0 |  | 0 | Item Attribute | 1 | Nos | 0.0 | 0.0 | 0 | 0.0 | 0 | ABB | 1SDA068058R1 | India |  |  | 0 | 0.0 |  | 0 | 0 |  | 0 | 0 | 0 | 0 |  |  | 0 | 0 | 0 |  | 0 | [5 empty] | 0 |  |  | 0 | [13 empty] | Nos | 1.0 | [10 empty] | Ringlus Electro Controls & Automation PVT LTD | [18 empty] | CGST - RNG | 9.0
[121 empty] | SGST - RNG | 9.0
| 250A 3P 36kA TMD MCCB XT3 250 ABB | 250A 3P 36kA TMD MCCB XT3 250 ABB | ABBMCCB | Nos |  | 250A 3P 36kA TMD MCCB XT3 250 ABB |  | 0 | 0 | 1 | 1 | 1 | 0.0 | 0.0 | 0.0 | 0 |  |  | 0.0 | Electrical Components | 250A 3P 36kA TMD MCCB XT3 250 ABB | 0 | 31-12-2099 | Material Transfer | Moving Average |  | 0.0 |  | 0 | 0 |  | 0 | 0 | 0 | 0 |  | 0 | Item Attribute | 1 | Nos | 0.0 | 0.0 | 0 | 0.0 | 0 | ABB | 1SDA068059R1 | India |  |  | 0 | 0.0 |  | 0 | 0 |  | 0 | 0 | 0 | 0 |  |  | 0 | 0 | 0 |  | 0 | [5 empty] | 0 |  |  | 0 | [13 empty] | Nos | 1.0 | [10 empty] | Ringlus Electro Controls & Automation PVT LTD | [18 empty] | CGST - RNG | 9.0
[121 empty] | SGST - RNG | 9.0
| 200A 4P 36kA TMD MCCB XT3 250 ABB | 200A 4P 36kA TMD MCCB XT3 250 ABB | ABBMCCB | Nos |  | 200A 4P 36kA TMD MCCB XT3 250 ABB |  | 0 | 0 | 1 | 1 | 1 | 0.0 | 0.0 | 0.0 | 0 |  |  | 0.0 | Electrical Components | 200A 4P 36kA TMD MCCB XT3 250 ABB | 0 | 31-12-2099 | Material Transfer | Moving Average |  | 0.0 |  | 0 | 0 |  | 0 | 0 | 0 | 0 |  | 0 | Item Attribute | 1 | Nos | 0.0 | 0.0 | 0 | 0.0 | 0 | ABB | 1SDA068069R1 | India |  |  | 0 | 0.0 |  | 0 | 0 |  | 0 | 0 | 0 | 0 |  |  | 0 | 0 | 0 |  | 0 | [5 empty] | 0 |  |  | 0 | [13 empty] | Nos | 1.0 | [10 empty] | Ringlus Electro Controls & Automation PVT LTD | [18 empty] | CGST - RNG | 9.0
[121 empty] | SGST - RNG | 9.0
| 250A 4P 36kA TMD MCCB XT3 250 ABB | 250A 4P 36kA TMD MCCB XT3 250 ABB | ABBMCCB | Nos |  | 250A 4P 36kA TMD MCCB XT3 250 ABB |  | 0 | 0 | 1 | 1 | 1 | 0.0 | 0.0 | 0.0 | 0 |  |  | 0.0 | Electrical Components | 250A 4P 36kA TMD MCCB XT3 250 ABB | 0 | 31-12-2099 | Material Transfer | Moving Average |  | 0.0 |  | 0 | 0 |  | 0 | 0 | 0 | 0 |  | 0 | Item Attribute | 1 | Nos | 0.0 | 0.0 | 0 | 0.0 | 0 | ABB | 1SDA068070R1 | India |  |  | 0 | 0.0 |  | 0 | 0 |  | 0 | 0 | 0 | 0 |  |  | 0 | 0 | 0 |  | 0 | [5 empty] | 0 |  |  | 0 | [13 empty] | Nos | 1.0 | [10 empty] | Ringlus Electro Controls & Automation PVT LTD | [18 empty] | CGST - RNG | 9.0
[121 empty] | SGST - RNG | 9.0
| 200A 3P 50kA TMD MCCB XT3 250 ABB | 200A 3P 50kA TMD MCCB XT3 250 ABB | ABBMCCB | Nos |  | 200A 3P 50kA TMD MCCB XT3 250 ABB |  | 0 | 0 | 1 | 1 | 1 | 0.0 | 0.0 | 0.0 | 0 |  |  | 0.0 | Electrical Components | 200A 3P 50kA TMD MCCB XT3 250 ABB | 0 | 31-12-2099 | Material Transfer | Moving Average |  | 0.0 |  | 0 | 0 |  | 0 | 0 | 0 | 0 |  | 0 | Item Attribute | 1 | Nos | 0.0 | 0.0 | 0 | 0.0 | 0 | ABB | 1SDA068220R1 | India |  |  | 0 | 0.0 |  | 0 | 0 |  | 0 | 0 | 0 | 0 |  |  | 0 | 0 | 0 |  | 0 | [5 empty] | 0 |  |  | 0 | [13 empty] | Nos | 1.0 | [10 empty] | Ringlus Electro Controls & Automation PVT LTD | [18 empty] | CGST - RNG | 9.0
[121 empty] | SGST - RNG | 9.0
| 250A 3P 50kA TMD MCCB XT3 250 ABB | 250A 3P 50kA TMD MCCB XT3 250 ABB | ABBMCCB | Nos |  | 250A 3P 50kA TMD MCCB XT3 250 ABB |  | 0 | 0 | 1 | 1 | 1 | 0.0 | 0.0 | 0.0 | 0 |  |  | 0.0 | Electrical Components | 250A 3P 50kA TMD MCCB XT3 250 ABB | 0 | 31-12-2099 | Material Transfer | Moving Average |  | 0.0 |  | 0 | 0 |  | 0 | 0 | 0 | 0 |  | 0 | Item Attribute | 1 | Nos | 0.0 | 0.0 | 0 | 0.0 | 0 | ABB | 1SDA068221R1 | India |  |  | 0 | 0.0 |  | 0 | 0 |  | 0 | 0 | 0 | 0 |  |  | 0 | 0 | 0 |  | 0 | [5 empty] | 0 |  |  | 0 | [13 empty] | Nos | 1.0 | [10 empty] | Ringlus Electro Controls & Automation PVT LTD | [18 empty] | CGST - RNG | 9.0
[121 empty] | SGST - RNG | 9.0
| 200A 4P 50kA TMD MCCB XT3 250 ABB | 200A 4P 50kA TMD MCCB XT3 250 ABB | ABBMCCB | Nos |  | 200A 4P 50kA TMD MCCB XT3 250 ABB |  | 0 | 0 | 1 | 1 | 1 | 0.0 | 0.0 | 0.0 | 0 |  |  | 0.0 | Electrical Components | 200A 4P 50kA TMD MCCB XT3 250 ABB | 0 | 31-12-2099 | Material Transfer | Moving Average |  | 0.0 |  | 0 | 0 |  | 0 | 0 | 0 | 0 |  | 0 | Item Attribute | 1 | Nos | 0.0 | 0.0 | 0 | 0.0 | 0 | ABB | 1SDA068231R1 | India |  |  | 0 | 0.0 |  | 0 | 0 |  | 0 | 0 | 0 | 0 |  |  | 0 | 0 | 0 |  | 0 | [5 empty] | 0 |  |  | 0 | [13 empty] | Nos | 1.0 | [10 empty] | Ringlus Electro Controls & Automation PVT LTD | [18 empty] | CGST - RNG | 9.0
[121 empty] | SGST - RNG | 9.0
| 250A 4P 50kA TMD MCCB XT3 250 ABB | 250A 4P 50kA TMD MCCB XT3 250 ABB | ABBMCCB | Nos |  | 250A 4P 50kA TMD MCCB XT3 250 ABB |  | 0 | 0 | 1 | 1 | 1 | 0.0 | 0.0 | 0.0 | 0 |  |  | 0.0 | Electrical Components | 250A 4P 50kA TMD MCCB XT3 250 ABB | 0 | 31-12-2099 | Material Transfer | Moving Average |  | 0.0 |  | 0 | 0 |  | 0 | 0 | 0 | 0 |  | 0 | Item Attribute | 1 | Nos | 0.0 | 0.0 | 0 | 0.0 | 0 | ABB | 1SDA068232R1 | India |  |  | 0 | 0.0 |  | 0 | 0 |  | 0 | 0 | 0 | 0 |  |  | 0 | 0 | 0 |  | 0 | [5 empty] | 0 |  |  | 0 | [13 empty] | Nos | 1.0 | [10 empty] | Ringlus Electro Controls & Automation PVT LTD | [18 empty] | CGST - RNG | 9.0
[121 empty] | SGST - RNG | 9.0
| 16A 3P 36kA TMD MCCB XT2 160 ABB | 16A 3P 36kA TMD MCCB XT2 160 ABB | ABBMCCB | Nos |  | 16A 3P 36kA TMD MCCB XT2 160 ABB |  | 0 | 0 | 1 | 1 | 1 | 0.0 | 0.0 | 0.0 | 0 |  |  | 0.0 | Electrical Components | 16A 3P 36kA TMD MCCB XT2 160 ABB | 0 | 31-12-2099 | Material Transfer | Moving Average |  | 0.0 |  | 0 | 0 |  | 0 | 0 | 0 | 0 |  | 0 | Item Attribute | 1 | Nos | 0.0 | 0.0 | 0 | 0.0 | 0 | ABB | 1SDA067010R1 | India |  |  | 0 | 0.0 |  | 0 | 0 |  | 0 | 0 | 0 | 0 |  |  | 0 | 0 | 0 |  | 0 | [5 empty] | 0 |  |  | 0 | [13 empty] | Nos | 1.0 | [10 empty] | Ringlus Electro Controls & Automation PVT LTD | [18 empty] | CGST - RNG | 9.0
[121 empty] | SGST - RNG | 9.0
| 20A 3P 36kA TMD MCCB XT2 160 ABB | 20A 3P 36kA TMD MCCB XT2 160 ABB | ABBMCCB | Nos |  | 20A 3P 36kA TMD MCCB XT2 160 ABB |  | 0 | 0 | 1 | 1 | 1 | 0.0 | 0.0 | 0.0 | 0 |  |  | 0.0 | Electrical Components | 20A 3P 36kA TMD MCCB XT2 160 ABB | 0 | 31-12-2099 | Material Transfer | Moving Average |  | 0.0 |  | 0 | 0 |  | 0 | 0 | 0 | 0 |  | 0 | Item Attribute | 1 | Nos | 0.0 | 0.0 | 0 | 0.0 | 0 | ABB | 1SDA067011R1 | India |  |  | 0 | 0.0 |  | 0 | 0 |  | 0 | 0 | 0 | 0 |  |  | 0 | 0 | 0 |  | 0 | [5 empty] | 0 |  |  | 0 | [13 empty] | Nos | 1.0 | [10 empty] | Ringlus Electro Controls & Automation PVT LTD | [18 empty] | CGST - RNG | 9.0
[121 empty] | SGST - RNG | 9.0
| 25A 3P 36kA TMD MCCB XT2 160 ABB | 25A 3P 36kA TMD MCCB XT2 160 ABB | ABBMCCB | Nos |  | 25A 3P 36kA TMD MCCB XT2 160 ABB |  | 0 | 0 | 1 | 1 | 1 | 0.0 | 0.0 | 0.0 | 0 |  |  | 0.0 | Electrical Components | 25A 3P 36kA TMD MCCB XT2 160 ABB | 0 | 31-12-2099 | Material Transfer | Moving Average |  | 0.0 |  | 0 | 0 |  | 0 | 0 | 0 | 0 |  | 0 | Item Attribute | 1 | Nos | 0.0 | 0.0 | 0 | 0.0 | 0 | ABB | 1SDA067012R1 | India |  |  | 0 | 0.0 |  | 0 | 0 |  | 0 | 0 | 0 | 0 |  |  | 0 | 0 | 0 |  | 0 | [5 empty] | 0 |  |  | 0 | [13 empty] | Nos | 1.0 | [10 empty] | Ringlus Electro Controls & Automation PVT LTD | [18 empty] | CGST - RNG | 9.0
[121 empty] | SGST - RNG | 9.0
| 32A 3P 36kA TMD MCCB XT2 160 ABB | 32A 3P 36kA TMD MCCB XT2 160 ABB | ABBMCCB | Nos |  | 32A 3P 36kA TMD MCCB XT2 160 ABB |  | 0 | 0 | 1 | 1 | 1 | 0.0 | 0.0 | 0.0 | 0 |  |  | 0.0 | Electrical Components | 32A 3P 36kA TMD MCCB XT2 160 ABB | 0 | 31-12-2099 | Material Transfer | Moving Average |  | 0.0 |  | 0 | 0 |  | 0 | 0 | 0 | 0 |  | 0 | Item Attribute | 1 | Nos | 0.0 | 0.0 | 0 | 0.0 | 0 | ABB | 1SDA067013R1 | India |  |  | 0 | 0.0 |  | 0 | 0 |  | 0 | 0 | 0 | 0 |  |  | 0 | 0 | 0 |  | 0 | [5 empty] | 0 |  |  | 0 | [13 empty] | Nos | 1.0 | [10 empty] | Ringlus Electro Controls & Automation PVT LTD | [18 empty] | CGST - RNG | 9.0
[121 empty] | SGST - RNG | 9.0
| 40A 3P 36kA TMD/TMA MCCB XT2 160 ABB | 40A 3P 36kA TMD/TMA MCCB XT2 160 ABB | ABBMCCB | Nos |  | 40A 3P 36kA TMD/TMA MCCB XT2 160 ABB |  | 0 | 0 | 1 | 1 | 1 | 0.0 | 0.0 | 0.0 | 0 |  |  | 0.0 | Electrical Components | 40A 3P 36kA TMD/TMA MCCB XT2 160 ABB | 0 | 31-12-2099 | Material Transfer | Moving Average |  | 0.0 |  | 0 | 0 |  | 0 | 0 | 0 | 0 |  | 0 | Item Attribute | 1 | Nos | 0.0 | 0.0 | 0 | 0.0 | 0 | ABB | 1SDA067014R1 | India |  |  | 0 | 0.0 |  | 0 | 0 |  | 0 | 0 | 0 | 0 |  |  | 0 | 0 | 0 |  | 0 | [5 empty] | 0 |  |  | 0 | [13 empty] | Nos | 1.0 | [10 empty] | Ringlus Electro Controls & Automation PVT LTD | [18 empty] | CGST - RNG | 9.0
[121 empty] | SGST - RNG | 9.0
| 50A 3P 36kA TMD/TMA MCCB XT2 160 ABB | 50A 3P 36kA TMD/TMA MCCB XT2 160 ABB | ABBMCCB | Nos |  | 50A 3P 36kA TMD/TMA MCCB XT2 160 ABB |  | 0 | 0 | 1 | 1 | 1 | 0.0 | 0.0 | 0.0 | 0 |  |  | 0.0 | Electrical Components | 50A 3P 36kA TMD/TMA MCCB XT2 160 ABB | 0 | 31-12-2099 | Material Transfer | Moving Average |  | 0.0 |  | 0 | 0 |  | 0 | 0 | 0 | 0 |  | 0 | Item Attribute | 1 | Nos | 0.0 | 0.0 | 0 | 0.0 | 0 | ABB | 1SDA067015R1 | India |  |  | 0 | 0.0 |  | 0 | 0 |  | 0 | 0 | 0 | 0 |  |  | 0 | 0 | 0 |  | 0 | [5 empty] | 0 |  |  | 0 | [13 empty] | Nos | 1.0 | [10 empty] | Ringlus Electro Controls & Automation PVT LTD | [18 empty] | CGST - RNG | 9.0
[121 empty] | SGST - RNG | 9.0
| 63A 3P 36kA TMD/TMA MCCB XT2 160 ABB | 63A 3P 36kA TMD/TMA MCCB XT2 160 ABB | ABBMCCB | Nos |  | 63A 3P 36kA TMD/TMA MCCB XT2 160 ABB |  | 0 | 0 | 1 | 1 | 1 | 0.0 | 0.0 | 0.0 | 0 |  |  | 0.0 | Electrical Components | 63A 3P 36kA TMD/TMA MCCB XT2 160 ABB | 0 | 31-12-2099 | Material Transfer | Moving Average |  | 0.0 |  | 0 | 0 |  | 0 | 0 | 0 | 0 |  | 0 | Item Attribute | 1 | Nos | 0.0 | 0.0 | 0 | 0.0 | 0 | ABB | 1SDA067016R1 | India |  |  | 0 | 0.0 |  | 0 | 0 |  | 0 | 0 | 0 | 0 |  |  | 0 | 0 | 0 |  | 0 | [5 empty] | 0 |  |  | 0 | [13 empty] | Nos | 1.0 | [10 empty] | Ringlus Electro Controls & Automation PVT LTD | [18 empty] | CGST - RNG | 9.0
[121 empty] | SGST - RNG | 9.0
| 80A 3P 36kA TMD/TMA MCCB XT2 160 ABB | 80A 3P 36kA TMD/TMA MCCB XT2 160 ABB | ABBMCCB | Nos |  | 80A 3P 36kA TMD/TMA MCCB XT2 160 ABB |  | 0 | 0 | 1 | 1 | 1 | 0.0 | 0.0 | 0.0 | 0 |  |  | 0.0 | Electrical Components | 80A 3P 36kA TMD/TMA MCCB XT2 160 ABB | 0 | 31-12-2099 | Material Transfer | Moving Average |  | 0.0 |  | 0 | 0 |  | 0 | 0 | 0 | 0 |  | 0 | Item Attribute | 1 | Nos | 0.0 | 0.0 | 0 | 0.0 | 0 | ABB | 1SDA067017R1 | India |  |  | 0 | 0.0 |  | 0 | 0 |  | 0 | 0 | 0 | 0 |  |  | 0 | 0 | 0 |  | 0 | [5 empty] | 0 |  |  | 0 | [13 empty] | Nos | 1.0 | [10 empty] | Ringlus Electro Controls & Automation PVT LTD | [18 empty] | CGST - RNG | 9.0
[121 empty] | SGST - RNG | 9.0
| 100A 3P 36kA TMD/TMA MCCB XT2 160 ABB | 100A 3P 36kA TMD/TMA MCCB XT2 160 ABB | ABBMCCB | Nos |  | 100A 3P 36kA TMD/TMA MCCB XT2 160 ABB |  | 0 | 0 | 1 | 1 | 1 | 0.0 | 0.0 | 0.0 | 0 |  |  | 0.0 | Electrical Components | 100A 3P 36kA TMD/TMA MCCB XT2 160 ABB | 0 | 31-12-2099 | Material Transfer | Moving Average |  | 0.0 |  | 0 | 0 |  | 0 | 0 | 0 | 0 |  | 0 | Item Attribute | 1 | Nos | 0.0 | 0.0 | 0 | 0.0 | 0 | ABB | 1SDA067018R1 | India |  |  | 0 | 0.0 |  | 0 | 0 |  | 0 | 0 | 0 | 0 |  |  | 0 | 0 | 0 |  | 0 | [5 empty] | 0 |  |  | 0 | [13 empty] | Nos | 1.0 | [10 empty] | Ringlus Electro Controls & Automation PVT LTD | [18 empty] | CGST - RNG | 9.0
[121 empty] | SGST - RNG | 9.0
| 125A 3P 36kA TMD/TMA MCCB XT2 160 ABB | 125A 3P 36kA TMD/TMA MCCB XT2 160 ABB | ABBMCCB | Nos |  | 125A 3P 36kA TMD/TMA MCCB XT2 160 ABB |  | 0 | 0 | 1 | 1 | 1 | 0.0 | 0.0 | 0.0 | 0 |  |  | 0.0 | Electrical Components | 125A 3P 36kA TMD/TMA MCCB XT2 160 ABB | 0 | 31-12-2099 | Material Transfer | Moving Average |  | 0.0 |  | 0 | 0 |  | 0 | 0 | 0 | 0 |  | 0 | Item Attribute | 1 | Nos | 0.0 | 0.0 | 0 | 0.0 | 0 | ABB | 1SDA067019R1 | India |  |  | 0 | 0.0 |  | 0 | 0 |  | 0 | 0 | 0 | 0 |  |  | 0 | 0 | 0 |  | 0 | [5 empty] | 0 |  |  | 0 | [13 empty] | Nos | 1.0 | [10 empty] | Ringlus Electro Controls & Automation PVT LTD | [18 empty] | CGST - RNG | 9.0
[121 empty] | SGST - RNG | 9.0
| 160A 3P 36kA TMD/TMA MCCB XT2 160 ABB | 160A 3P 36kA TMD/TMA MCCB XT2 160 ABB | ABBMCCB | Nos |  | 160A 3P 36kA TMD/TMA MCCB XT2 160 ABB |  | 0 | 0 | 1 | 1 | 1 | 0.0 | 0.0 | 0.0 | 0 |  |  | 0.0 | Electrical Components | 160A 3P 36kA TMD/TMA MCCB XT2 160 ABB | 0 | 31-12-2099 | Material Transfer | Moving Average |  | 0.0 |  | 0 | 0 |  | 0 | 0 | 0 | 0 |  | 0 | Item Attribute | 1 | Nos | 0.0 | 0.0 | 0 | 0.0 | 0 | ABB | 1SDA067020R1 | India |  |  | 0 | 0.0 |  | 0 | 0 |  | 0 | 0 | 0 | 0 |  |  | 0 | 0 | 0 |  | 0 | [5 empty] | 0 |  |  | 0 | [13 empty] | Nos | 1.0 | [10 empty] | Ringlus Electro Controls & Automation PVT LTD | [18 empty] | CGST - RNG | 9.0
[121 empty] | SGST - RNG | 9.0
| 16A 3P 50kA TMD MCCB XT2 160 ABB | 16A 3P 50kA TMD MCCB XT2 160 ABB | ABBMCCB | Nos |  | 16A 3P 50kA TMD MCCB XT2 160 ABB |  | 0 | 0 | 1 | 1 | 1 | 0.0 | 0.0 | 0.0 | 0 |  |  | 0.0 | Electrical Components | 16A 3P 50kA TMD MCCB XT2 160 ABB | 0 | 31-12-2099 | Material Transfer | Moving Average |  | 0.0 |  | 0 | 0 |  | 0 | 0 | 0 | 0 |  | 0 | Item Attribute | 1 | Nos | 0.0 | 0.0 | 0 | 0.0 | 0 | ABB | 1SDA067550R1 | India |  |  | 0 | 0.0 |  | 0 | 0 |  | 0 | 0 | 0 | 0 |  |  | 0 | 0 | 0 |  | 0 | [5 empty] | 0 |  |  | 0 | [13 empty] | Nos | 1.0 | [10 empty] | Ringlus Electro Controls & Automation PVT LTD | [18 empty] | CGST - RNG | 9.0
[121 empty] | SGST - RNG | 9.0
| 20A 3P 50kA TMD MCCB XT2 160 ABB | 20A 3P 50kA TMD MCCB XT2 160 ABB | ABBMCCB | Nos |  | 20A 3P 50kA TMD MCCB XT2 160 ABB |  | 0 | 0 | 1 | 1 | 1 | 0.0 | 0.0 | 0.0 | 0 |  |  | 0.0 | Electrical Components | 20A 3P 50kA TMD MCCB XT2 160 ABB | 0 | 31-12-2099 | Material Transfer | Moving Average |  | 0.0 |  | 0 | 0 |  | 0 | 0 | 0 | 0 |  | 0 | Item Attribute | 1 | Nos | 0.0 | 0.0 | 0 | 0.0 | 0 | ABB | 1SDA067551R1 | India |  |  | 0 | 0.0 |  | 0 | 0 |  | 0 | 0 | 0 | 0 |  |  | 0 | 0 | 0 |  | 0 | [5 empty] | 0 |  |  | 0 | [13 empty] | Nos | 1.0 | [10 empty] | Ringlus Electro Controls & Automation PVT LTD | [18 empty] | CGST - RNG | 9.0
[121 empty] | SGST - RNG | 9.0
| 25A 3P 50kA TMD MCCB XT2 160 ABB | 25A 3P 50kA TMD MCCB XT2 160 ABB | ABBMCCB | Nos |  | 25A 3P 50kA TMD MCCB XT2 160 ABB |  | 0 | 0 | 1 | 1 | 1 | 0.0 | 0.0 | 0.0 | 0 |  |  | 0.0 | Electrical Components | 25A 3P 50kA TMD MCCB XT2 160 ABB | 0 | 31-12-2099 | Material Transfer | Moving Average |  | 0.0 |  | 0 | 0 |  | 0 | 0 | 0 | 0 |  | 0 | Item Attribute | 1 | Nos | 0.0 | 0.0 | 0 | 0.0 | 0 | ABB | 1SDA067552R1 | India |  |  | 0 | 0.0 |  | 0 | 0 |  | 0 | 0 | 0 | 0 |  |  | 0 | 0 | 0 |  | 0 | [5 empty] | 0 |  |  | 0 | [13 empty] | Nos | 1.0 | [10 empty] | Ringlus Electro Controls & Automation PVT LTD | [18 empty] | CGST - RNG | 9.0
[121 empty] | SGST - RNG | 9.0
| 32A 3P 50kA TMD MCCB XT2 160 ABB | 32A 3P 50kA TMD MCCB XT2 160 ABB | ABBMCCB | Nos |  | 32A 3P 50kA TMD MCCB XT2 160 ABB |  | 0 | 0 | 1 | 1 | 1 | 0.0 | 0.0 | 0.0 | 0 |  |  | 0.0 | Electrical Components | 32A 3P 50kA TMD MCCB XT2 160 ABB | 0 | 31-12-2099 | Material Transfer | Moving Average |  | 0.0 |  | 0 | 0 |  | 0 | 0 | 0 | 0 |  | 0 | Item Attribute | 1 | Nos | 0.0 | 0.0 | 0 | 0.0 | 0 | ABB | 1SDA067553R1 | India |  |  | 0 | 0.0 |  | 0 | 0 |  | 0 | 0 | 0 | 0 |  |  | 0 | 0 | 0 |  | 0 | [5 empty] | 0 |  |  | 0 | [13 empty] | Nos | 1.0 | [10 empty] | Ringlus Electro Controls & Automation PVT LTD | [18 empty] | CGST - RNG | 9.0
[121 empty] | SGST - RNG | 9.0
| 40A 3P 50kA TMD/TMA MCCB XT2 160 ABB | 40A 3P 50kA TMD/TMA MCCB XT2 160 ABB | ABBMCCB | Nos |  | 40A 3P 50kA TMD/TMA MCCB XT2 160 ABB |  | 0 | 0 | 1 | 1 | 1 | 0.0 | 0.0 | 0.0 | 0 |  |  | 0.0 | Electrical Components | 40A 3P 50kA TMD/TMA MCCB XT2 160 ABB | 0 | 31-12-2099 | Material Transfer | Moving Average |  | 0.0 |  | 0 | 0 |  | 0 | 0 | 0 | 0 |  | 0 | Item Attribute | 1 | Nos | 0.0 | 0.0 | 0 | 0.0 | 0 | ABB | 1SDA067554R1 | India |  |  | 0 | 0.0 |  | 0 | 0 |  | 0 | 0 | 0 | 0 |  |  | 0 | 0 | 0 |  | 0 | [5 empty] | 0 |  |  | 0 | [13 empty] | Nos | 1.0 | [10 empty] | Ringlus Electro Controls & Automation PVT LTD | [18 empty] | CGST - RNG | 9.0
[121 empty] | SGST - RNG | 9.0
| 50A 3P 50kA TMD/TMA MCCB XT2 160 ABB | 50A 3P 50kA TMD/TMA MCCB XT2 160 ABB | ABBMCCB | Nos |  | 50A 3P 50kA TMD/TMA MCCB XT2 160 ABB |  | 0 | 0 | 1 | 1 | 1 | 0.0 | 0.0 | 0.0 | 0 |  |  | 0.0 | Electrical Components | 50A 3P 50kA TMD/TMA MCCB XT2 160 ABB | 0 | 31-12-2099 | Material Transfer | Moving Average |  | 0.0 |  | 0 | 0 |  | 0 | 0 | 0 | 0 |  | 0 | Item Attribute | 1 | Nos | 0.0 | 0.0 | 0 | 0.0 | 0 | ABB | 1SDA067555R1 | India |  |  | 0 | 0.0 |  | 0 | 0 |  | 0 | 0 | 0 | 0 |  |  | 0 | 0 | 0 |  | 0 | [5 empty] | 0 |  |  | 0 | [13 empty] | Nos | 1.0 | [10 empty] | Ringlus Electro Controls & Automation PVT LTD | [18 empty] | CGST - RNG | 9.0
[121 empty] | SGST - RNG | 9.0
| 63A 3P 50kA TMD/TMA MCCB XT2 160 ABB | 63A 3P 50kA TMD/TMA MCCB XT2 160 ABB | ABBMCCB | Nos |  | 63A 3P 50kA TMD/TMA MCCB XT2 160 ABB |  | 0 | 0 | 1 | 1 | 1 | 0.0 | 0.0 | 0.0 | 0 |  |  | 0.0 | Electrical Components | 63A 3P 50kA TMD/TMA MCCB XT2 160 ABB | 0 | 31-12-2099 | Material Transfer | Moving Average |  | 0.0 |  | 0 | 0 |  | 0 | 0 | 0 | 0 |  | 0 | Item Attribute | 1 | Nos | 0.0 | 0.0 | 0 | 0.0 | 0 | ABB | 1SDA067556R1 | India |  |  | 0 | 0.0 |  | 0 | 0 |  | 0 | 0 | 0 | 0 |  |  | 0 | 0 | 0 |  | 0 | [5 empty] | 0 |  |  | 0 | [13 empty] | Nos | 1.0 | [10 empty] | Ringlus Electro Controls & Automation PVT LTD | [18 empty] | CGST - RNG | 9.0
[121 empty] | SGST - RNG | 9.0
| 80A 3P 50kA TMD/TMA MCCB XT2 160 ABB | 80A 3P 50kA TMD/TMA MCCB XT2 160 ABB | ABBMCCB | Nos |  | 80A 3P 50kA TMD/TMA MCCB XT2 160 ABB |  | 0 | 0 | 1 | 1 | 1 | 0.0 | 0.0 | 0.0 | 0 |  |  | 0.0 | Electrical Components | 80A 3P 50kA TMD/TMA MCCB XT2 160 ABB | 0 | 31-12-2099 | Material Transfer | Moving Average |  | 0.0 |  | 0 | 0 |  | 0 | 0 | 0 | 0 |  | 0 | Item Attribute | 1 | Nos | 0.0 | 0.0 | 0 | 0.0 | 0 | ABB | 1SDA067557R1 | India |  |  | 0 | 0.0 |  | 0 | 0 |  | 0 | 0 | 0 | 0 |  |  | 0 | 0 | 0 |  | 0 | [5 empty] | 0 |  |  | 0 | [13 empty] | Nos | 1.0 | [10 empty] | Ringlus Electro Controls & Automation PVT LTD | [18 empty] | CGST - RNG | 9.0
[121 empty] | SGST - RNG | 9.0
| 100A 3P 50kA TMD/TMA MCCB XT2 160 ABB | 100A 3P 50kA TMD/TMA MCCB XT2 160 ABB | ABBMCCB | Nos |  | 100A 3P 50kA TMD/TMA MCCB XT2 160 ABB |  | 0 | 0 | 1 | 1 | 1 | 0.0 | 0.0 | 0.0 | 0 |  |  | 0.0 | Electrical Components | 100A 3P 50kA TMD/TMA MCCB XT2 160 ABB | 0 | 31-12-2099 | Material Transfer | Moving Average |  | 0.0 |  | 0 | 0 |  | 0 | 0 | 0 | 0 |  | 0 | Item Attribute | 1 | Nos | 0.0 | 0.0 | 0 | 0.0 | 0 | ABB | 1SDA067558R1 | India |  |  | 0 | 0.0 |  | 0 | 0 |  | 0 | 0 | 0 | 0 |  |  | 0 | 0 | 0 |  | 0 | [5 empty] | 0 |  |  | 0 | [13 empty] | Nos | 1.0 | [10 empty] | Ringlus Electro Controls & Automation PVT LTD | [18 empty] | CGST - RNG | 9.0
[121 empty] | SGST - RNG | 9.0
| 125A 3P 50kA TMD/TMA MCCB XT2 160 ABB | 125A 3P 50kA TMD/TMA MCCB XT2 160 ABB | ABBMCCB | Nos |  | 125A 3P 50kA TMD/TMA MCCB XT2 160 ABB |  | 0 | 0 | 1 | 1 | 1 | 0.0 | 0.0 | 0.0 | 0 |  |  | 0.0 | Electrical Components | 125A 3P 50kA TMD/TMA MCCB XT2 160 ABB | 0 | 31-12-2099 | Material Transfer | Moving Average |  | 0.0 |  | 0 | 0 |  | 0 | 0 | 0 | 0 |  | 0 | Item Attribute | 1 | Nos | 0.0 | 0.0 | 0 | 0.0 | 0 | ABB | 1SDA067559R1 | India |  |  | 0 | 0.0 |  | 0 | 0 |  | 0 | 0 | 0 | 0 |  |  | 0 | 0 | 0 |  | 0 | [5 empty] | 0 |  |  | 0 | [13 empty] | Nos | 1.0 | [10 empty] | Ringlus Electro Controls & Automation PVT LTD | [18 empty] | CGST - RNG | 9.0
[121 empty] | SGST - RNG | 9.0
| 160A 3P 50kA TMD/TMA MCCB XT2 160 ABB | 160A 3P 50kA TMD/TMA MCCB XT2 160 ABB | ABBMCCB | Nos |  | 160A 3P 50kA TMD/TMA MCCB XT2 160 ABB |  | 0 | 0 | 1 | 1 | 1 | 0.0 | 0.0 | 0.0 | 0 |  |  | 0.0 | Electrical Components | 160A 3P 50kA TMD/TMA MCCB XT2 160 ABB | 0 | 31-12-2099 | Material Transfer | Moving Average |  | 0.0 |  | 0 | 0 |  | 0 | 0 | 0 | 0 |  | 0 | Item Attribute | 1 | Nos | 0.0 | 0.0 | 0 | 0.0 | 0 | ABB | 1SDA067560R1 | India |  |  | 0 | 0.0 |  | 0 | 0 |  | 0 | 0 | 0 | 0 |  |  | 0 | 0 | 0 |  | 0 | [5 empty] | 0 |  |  | 0 | [13 empty] | Nos | 1.0 | [10 empty] | Ringlus Electro Controls & Automation PVT LTD | [18 empty] | CGST - RNG | 9.0
[121 empty] | SGST - RNG | 9.0
| 200A 3P 36kA TMD/TMA MCCB XT4 250 ABB | 200A 3P 36kA TMD/TMA MCCB XT4 250 ABB | ABBMCCB | Nos |  | 200A 3P 36kA TMD/TMA MCCB XT4 250 ABB |  | 0 | 0 | 1 | 1 | 1 | 0.0 | 0.0 | 0.0 | 0 |  |  | 0.0 | Electrical Components | 200A 3P 36kA TMD/TMA MCCB XT4 250 ABB | 0 | 31-12-2099 | Material Transfer | Moving Average |  | 0.0 |  | 0 | 0 |  | 0 | 0 | 0 | 0 |  | 0 | Item Attribute | 1 | Nos | 0.0 | 0.0 | 0 | 0.0 | 0 | ABB | 1SDA068090R1 | India |  |  | 0 | 0.0 |  | 0 | 0 |  | 0 | 0 | 0 | 0 |  |  | 0 | 0 | 0 |  | 0 | [5 empty] | 0 |  |  | 0 | [13 empty] | Nos | 1.0 | [10 empty] | Ringlus Electro Controls & Automation PVT LTD | [18 empty] | CGST - RNG | 9.0
[121 empty] | SGST - RNG | 9.0
| 225A 3P 36kA TMD/TMA MCCB XT4 250 ABB | 225A 3P 36kA TMD/TMA MCCB XT4 250 ABB | ABBMCCB | Nos |  | 225A 3P 36kA TMD/TMA MCCB XT4 250 ABB |  | 0 | 0 | 1 | 1 | 1 | 0.0 | 0.0 | 0.0 | 0 |  |  | 0.0 | Electrical Components | 225A 3P 36kA TMD/TMA MCCB XT4 250 ABB | 0 | 31-12-2099 | Material Transfer | Moving Average |  | 0.0 |  | 0 | 0 |  | 0 | 0 | 0 | 0 |  | 0 | Item Attribute | 1 | Nos | 0.0 | 0.0 | 0 | 0.0 | 0 | ABB | 1SDA068091R1 | India |  |  | 0 | 0.0 |  | 0 | 0 |  | 0 | 0 | 0 | 0 |  |  | 0 | 0 | 0 |  | 0 | [5 empty] | 0 |  |  | 0 | [13 empty] | Nos | 1.0 | [10 empty] | Ringlus Electro Controls & Automation PVT LTD | [18 empty] | CGST - RNG | 9.0
[121 empty] | SGST - RNG | 9.0
| 250A 3P 36kA TMD/TMA MCCB XT4 250 ABB | 250A 3P 36kA TMD/TMA MCCB XT4 250 ABB | ABBMCCB | Nos |  | 250A 3P 36kA TMD/TMA MCCB XT4 250 ABB |  | 0 | 0 | 1 | 1 | 1 | 0.0 | 0.0 | 0.0 | 0 |  |  | 0.0 | Electrical Components | 250A 3P 36kA TMD/TMA MCCB XT4 250 ABB | 0 | 31-12-2099 | Material Transfer | Moving Average |  | 0.0 |  | 0 | 0 |  | 0 | 0 | 0 | 0 |  | 0 | Item Attribute | 1 | Nos | 0.0 | 0.0 | 0 | 0.0 | 0 | ABB | 1SDA068092R1 | India |  |  | 0 | 0.0 |  | 0 | 0 |  | 0 | 0 | 0 | 0 |  |  | 0 | 0 | 0 |  | 0 | [5 empty] | 0 |  |  | 0 | [13 empty] | Nos | 1.0 | [10 empty] | Ringlus Electro Controls & Automation PVT LTD | [18 empty] | CGST - RNG | 9.0
[121 empty] | SGST - RNG | 9.0
| 200A 3P 50kA TMD/TMA MCCB XT4 250 ABB | 200A 3P 50kA TMD/TMA MCCB XT4 250 ABB | ABBMCCB | Nos |  | 200A 3P 50kA TMD/TMA MCCB XT4 250 ABB |  | 0 | 0 | 1 | 1 | 1 | 0.0 | 0.0 | 0.0 | 0 |  |  | 0.0 | Electrical Components | 200A 3P 50kA TMD/TMA MCCB XT4 250 ABB | 0 | 31-12-2099 | Material Transfer | Moving Average |  | 0.0 |  | 0 | 0 |  | 0 | 0 | 0 | 0 |  | 0 | Item Attribute | 1 | Nos | 0.0 | 0.0 | 0 | 0.0 | 0 | ABB | 1SDA068310R1 | India |  |  | 0 | 0.0 |  | 0 | 0 |  | 0 | 0 | 0 | 0 |  |  | 0 | 0 | 0 |  | 0 | [5 empty] | 0 |  |  | 0 | [13 empty] | Nos | 1.0 | [10 empty] | Ringlus Electro Controls & Automation PVT LTD | [18 empty] | CGST - RNG | 9.0
[121 empty] | SGST - RNG | 9.0
| 225A 3P 50kA TMD/TMA MCCB XT4 250 ABB | 225A 3P 50kA TMD/TMA MCCB XT4 250 ABB | ABBMCCB | Nos |  | 225A 3P 50kA TMD/TMA MCCB XT4 250 ABB |  | 0 | 0 | 1 | 1 | 1 | 0.0 | 0.0 | 0.0 | 0 |  |  | 0.0 | Electrical Components | 225A 3P 50kA TMD/TMA MCCB XT4 250 ABB | 0 | 31-12-2099 | Material Transfer | Moving Average |  | 0.0 |  | 0 | 0 |  | 0 | 0 | 0 | 0 |  | 0 | Item Attribute | 1 | Nos | 0.0 | 0.0 | 0 | 0.0 | 0 | ABB | 1SDA068311R1 | India |  |  | 0 | 0.0 |  | 0 | 0 |  | 0 | 0 | 0 | 0 |  |  | 0 | 0 | 0 |  | 0 | [5 empty] | 0 |  |  | 0 | [13 empty] | Nos | 1.0 | [10 empty] | Ringlus Electro Controls & Automation PVT LTD | [18 empty] | CGST - RNG | 9.0
[121 empty] | SGST - RNG | 9.0
| 250A 3P 50kA TMD/TMA MCCB XT4 250 ABB | 250A 3P 50kA TMD/TMA MCCB XT4 250 ABB | ABBMCCB | Nos |  | 250A 3P 50kA TMD/TMA MCCB XT4 250 ABB |  | 0 | 0 | 1 | 1 | 1 | 0.0 | 0.0 | 0.0 | 0 |  |  | 0.0 | Electrical Components | 250A 3P 50kA TMD/TMA MCCB XT4 250 ABB | 0 | 31-12-2099 | Material Transfer | Moving Average |  | 0.0 |  | 0 | 0 |  | 0 | 0 | 0 | 0 |  | 0 | Item Attribute | 1 | Nos | 0.0 | 0.0 | 0 | 0.0 | 0 | ABB | 1SDA068312R1 | India |  |  | 0 | 0.0 |  | 0 | 0 |  | 0 | 0 | 0 | 0 |  |  | 0 | 0 | 0 |  | 0 | [5 empty] | 0 |  |  | 0 | [13 empty] | Nos | 1.0 | [10 empty] | Ringlus Electro Controls & Automation PVT LTD | [18 empty] | CGST - RNG | 9.0
[121 empty] | SGST - RNG | 9.0
| 320A 3P 36kA TMD/TMA MCCB T5 ABB | 320A 3P 36kA TMD/TMA MCCB T5 ABB | ABBMCCB | Nos |  | 320A 3P 36kA TMD/TMA MCCB T5 ABB |  | 0 | 0 | 1 | 1 | 1 | 0.0 | 0.0 | 0.0 | 0 |  |  | 0.0 | Electrical Components | 320A 3P 36kA TMD/TMA MCCB T5 ABB | 0 | 31-12-2099 | Material Transfer | Moving Average |  | 0.0 |  | 0 | 0 |  | 0 | 0 | 0 | 0 |  | 0 | Item Attribute | 1 | Nos | 0.0 | 0.0 | 0 | 0.0 | 0 | ABB | 1SDA054436R1 | India |  |  | 0 | 0.0 |  | 0 | 0 |  | 0 | 0 | 0 | 0 |  |  | 0 | 0 | 0 |  | 0 | [5 empty] | 0 |  |  | 0 | [13 empty] | Nos | 1.0 | [10 empty] | Ringlus Electro Controls & Automation PVT LTD | [18 empty] | CGST - RNG | 9.0
[121 empty] | SGST - RNG | 9.0
| 400A 3P 36kA TMD/TMA MCCB T5 ABB | 400A 3P 36kA TMD/TMA MCCB T5 ABB | ABBMCCB | Nos |  | 400A 3P 36kA TMD/TMA MCCB T5 ABB |  | 0 | 0 | 1 | 1 | 1 | 0.0 | 0.0 | 0.0 | 0 |  |  | 0.0 | Electrical Components | 400A 3P 36kA TMD/TMA MCCB T5 ABB | 0 | 31-12-2099 | Material Transfer | Moving Average |  | 0.0 |  | 0 | 0 |  | 0 | 0 | 0 | 0 |  | 0 | Item Attribute | 1 | Nos | 0.0 | 0.0 | 0 | 0.0 | 0 | ABB | 1SDA054437R1 | India |  |  | 0 | 0.0 |  | 0 | 0 |  | 0 | 0 | 0 | 0 |  |  | 0 | 0 | 0 |  | 0 | [5 empty] | 0 |  |  | 0 | [13 empty] | Nos | 1.0 | [10 empty] | Ringlus Electro Controls & Automation PVT LTD | [18 empty] | CGST - RNG | 9.0
[121 empty] | SGST - RNG | 9.0
| 500A 3P 36kA TMD/TMA MCCB T5 ABB | 500A 3P 36kA TMD/TMA MCCB T5 ABB | ABBMCCB | Nos |  | 500A 3P 36kA TMD/TMA MCCB T5 ABB |  | 0 | 0 | 1 | 1 | 1 | 0.0 | 0.0 | 0.0 | 0 |  |  | 0.0 | Electrical Components | 500A 3P 36kA TMD/TMA MCCB T5 ABB | 0 | 31-12-2099 | Material Transfer | Moving Average |  | 0.0 |  | 0 | 0 |  | 0 | 0 | 0 | 0 |  | 0 | Item Attribute | 1 | Nos | 0.0 | 0.0 | 0 | 0.0 | 0 | ABB | 1SDA054456R1 | India |  |  | 0 | 0.0 |  | 0 | 0 |  | 0 | 0 | 0 | 0 |  |  | 0 | 0 | 0 |  | 0 | [5 empty] | 0 |  |  | 0 | [13 empty] | Nos | 1.0 | [10 empty] | Ringlus Electro Controls & Automation PVT LTD | [18 empty] | CGST - RNG | 9.0
[121 empty] | SGST - RNG | 9.0
| 320A 3P 50kA TMD/TMA MCCB T5 ABB | 320A 3P 50kA TMD/TMA MCCB T5 ABB | ABBMCCB | Nos |  | 320A 3P 50kA TMD/TMA MCCB T5 ABB |  | 0 | 0 | 1 | 1 | 1 | 0.0 | 0.0 | 0.0 | 0 |  |  | 0.0 | Electrical Components | 320A 3P 50kA TMD/TMA MCCB T5 ABB | 0 | 31-12-2099 | Material Transfer | Moving Average |  | 0.0 |  | 0 | 0 |  | 0 | 0 | 0 | 0 |  | 0 | Item Attribute | 1 | Nos | 0.0 | 0.0 | 0 | 0.0 | 0 | ABB | 1SDA054440R1 | India |  |  | 0 | 0.0 |  | 0 | 0 |  | 0 | 0 | 0 | 0 |  |  | 0 | 0 | 0 |  | 0 | [5 empty] | 0 |  |  | 0 | [13 empty] | Nos | 1.0 | [10 empty] | Ringlus Electro Controls & Automation PVT LTD | [18 empty] | CGST - RNG | 9.0
[121 empty] | SGST - RNG | 9.0
| 400A 3P 50kA TMD/TMA MCCB T5 ABB | 400A 3P 50kA TMD/TMA MCCB T5 ABB | ABBMCCB | Nos |  | 400A 3P 50kA TMD/TMA MCCB T5 ABB |  | 0 | 0 | 1 | 1 | 1 | 0.0 | 0.0 | 0.0 | 0 |  |  | 0.0 | Electrical Components | 400A 3P 50kA TMD/TMA MCCB T5 ABB | 0 | 31-12-2099 | Material Transfer | Moving Average |  | 0.0 |  | 0 | 0 |  | 0 | 0 | 0 | 0 |  | 0 | Item Attribute | 1 | Nos | 0.0 | 0.0 | 0 | 0.0 | 0 | ABB | 1SDA054441R1 | India |  |  | 0 | 0.0 |  | 0 | 0 |  | 0 | 0 | 0 | 0 |  |  | 0 | 0 | 0 |  | 0 | [5 empty] | 0 |  |  | 0 | [13 empty] | Nos | 1.0 | [10 empty] | Ringlus Electro Controls & Automation PVT LTD | [18 empty] | CGST - RNG | 9.0
[121 empty] | SGST - RNG | 9.0
| 500A 3P 50kA TMD/TMA MCCB T5 ABB | 500A 3P 50kA TMD/TMA MCCB T5 ABB | ABBMCCB | Nos |  | 500A 3P 50kA TMD/TMA MCCB T5 ABB |  | 0 | 0 | 1 | 1 | 1 | 0.0 | 0.0 | 0.0 | 0 |  |  | 0.0 | Electrical Components | 500A 3P 50kA TMD/TMA MCCB T5 ABB | 0 | 31-12-2099 | Material Transfer | Moving Average |  | 0.0 |  | 0 | 0 |  | 0 | 0 | 0 | 0 |  | 0 | Item Attribute | 1 | Nos | 0.0 | 0.0 | 0 | 0.0 | 0 | ABB | 1SDA054461R1 | India |  |  | 0 | 0.0 |  | 0 | 0 |  | 0 | 0 | 0 | 0 |  |  | 0 | 0 | 0 |  | 0 | [5 empty] | 0 |  |  | 0 | [13 empty] | Nos | 1.0 | [10 empty] | Ringlus Electro Controls & Automation PVT LTD | [18 empty] | CGST - RNG | 9.0
[121 empty] | SGST - RNG | 9.0
| 630A 3P 36kA TMD/TMA MCCB T6 ABB | 630A 3P 36kA TMD/TMA MCCB T6 ABB | ABBMCCB | Nos |  | 630A 3P 36kA TMD/TMA MCCB T6 ABB |  | 0 | 0 | 1 | 1 | 1 | 0.0 | 0.0 | 0.0 | 0 |  |  | 0.0 | Electrical Components | 630A 3P 36kA TMD/TMA MCCB T6 ABB | 0 | 31-12-2099 | Material Transfer | Moving Average |  | 0.0 |  | 0 | 0 |  | 0 | 0 | 0 | 0 |  | 0 | Item Attribute | 1 | Nos | 0.0 | 0.0 | 0 | 0.0 | 0 | ABB | 1SDA060202R1 | India |  |  | 0 | 0.0 |  | 0 | 0 |  | 0 | 0 | 0 | 0 |  |  | 0 | 0 | 0 |  | 0 | [5 empty] | 0 |  |  | 0 | [13 empty] | Nos | 1.0 | [10 empty] | Ringlus Electro Controls & Automation PVT LTD | [18 empty] | CGST - RNG | 9.0
[121 empty] | SGST - RNG | 9.0
| 800A 3P 36kA TMD/TMA MCCB T6 ABB | 800A 3P 36kA TMD/TMA MCCB T6 ABB | ABBMCCB | Nos |  | 800A 3P 36kA TMD/TMA MCCB T6 ABB |  | 0 | 0 | 1 | 1 | 1 | 0.0 | 0.0 | 0.0 | 0 |  |  | 0.0 | Electrical Components | 800A 3P 36kA TMD/TMA MCCB T6 ABB | 0 | 31-12-2099 | Material Transfer | Moving Average |  | 0.0 |  | 0 | 0 |  | 0 | 0 | 0 | 0 |  | 0 | Item Attribute | 1 | Nos | 0.0 | 0.0 | 0 | 0.0 | 0 | ABB | 1SDA060214R1 | India |  |  | 0 | 0.0 |  | 0 | 0 |  | 0 | 0 | 0 | 0 |  |  | 0 | 0 | 0 |  | 0 | [5 empty] | 0 |  |  | 0 | [13 empty] | Nos | 1.0 | [10 empty] | Ringlus Electro Controls & Automation PVT LTD | [18 empty] | CGST - RNG | 9.0
[121 empty] | SGST - RNG | 9.0
| 630A 3P 50kA TMD/TMA MCCB T6 ABB | 630A 3P 50kA TMD/TMA MCCB T6 ABB | ABBMCCB | Nos |  | 630A 3P 50kA TMD/TMA MCCB T6 ABB |  | 0 | 0 | 1 | 1 | 1 | 0.0 | 0.0 | 0.0 | 0 |  |  | 0.0 | Electrical Components | 630A 3P 50kA TMD/TMA MCCB T6 ABB | 0 | 31-12-2099 | Material Transfer | Moving Average |  | 0.0 |  | 0 | 0 |  | 0 | 0 | 0 | 0 |  | 0 | Item Attribute | 1 | Nos | 0.0 | 0.0 | 0 | 0.0 | 0 | ABB | 1SDA060204R1 | India |  |  | 0 | 0.0 |  | 0 | 0 |  | 0 | 0 | 0 | 0 |  |  | 0 | 0 | 0 |  | 0 | [5 empty] | 0 |  |  | 0 | [13 empty] | Nos | 1.0 | [10 empty] | Ringlus Electro Controls & Automation PVT LTD | [18 empty] | CGST - RNG | 9.0
[121 empty] | SGST - RNG | 9.0
| 800A 3P 50kA TMD/TMA MCCB T6 ABB | 800A 3P 50kA TMD/TMA MCCB T6 ABB | ABBMCCB | Nos |  | 800A 3P 50kA TMD/TMA MCCB T6 ABB |  | 0 | 0 | 1 | 1 | 1 | 0.0 | 0.0 | 0.0 | 0 |  |  | 0.0 | Electrical Components | 800A 3P 50kA TMD/TMA MCCB T6 ABB | 0 | 31-12-2099 | Material Transfer | Moving Average |  | 0.0 |  | 0 | 0 |  | 0 | 0 | 0 | 0 |  | 0 | Item Attribute | 1 | Nos | 0.0 | 0.0 | 0 | 0.0 | 0 | ABB | 1SDA060216R1 | India |  |  | 0 | 0.0 |  | 0 | 0 |  | 0 | 0 | 0 | 0 |  |  | 0 | 0 | 0 |  | 0 | [5 empty] | 0 |  |  | 0 | [13 empty] | Nos | 1.0 | [10 empty] | Ringlus Electro Controls & Automation PVT LTD | [18 empty] | CGST - RNG | 9.0
[121 empty] | SGST - RNG | 9.0
| 16A 4P 36kA TMD MCCB XT2 160 ABB | 16A 4P 36kA TMD MCCB XT2 160 ABB | ABBMCCB | Nos |  | 16A 4P 36kA TMD MCCB XT2 160 ABB |  | 0 | 0 | 1 | 1 | 1 | 0.0 | 0.0 | 0.0 | 0 |  |  | 0.0 | Electrical Components | 16A 4P 36kA TMD MCCB XT2 160 ABB | 0 | 31-12-2099 | Material Transfer | Moving Average |  | 0.0 |  | 0 | 0 |  | 0 | 0 | 0 | 0 |  | 0 | Item Attribute | 1 | Nos | 0.0 | 0.0 | 0 | 0.0 | 0 | ABB | 1SDA067031R1 | India |  |  | 0 | 0.0 |  | 0 | 0 |  | 0 | 0 | 0 | 0 |  |  | 0 | 0 | 0 |  | 0 | [5 empty] | 0 |  |  | 0 | [13 empty] | Nos | 1.0 | [10 empty] | Ringlus Electro Controls & Automation PVT LTD | [18 empty] | CGST - RNG | 9.0
[121 empty] | SGST - RNG | 9.0
| 20A 4P 36kA TMD MCCB XT2 160 ABB | 20A 4P 36kA TMD MCCB XT2 160 ABB | ABBMCCB | Nos |  | 20A 4P 36kA TMD MCCB XT2 160 ABB |  | 0 | 0 | 1 | 1 | 1 | 0.0 | 0.0 | 0.0 | 0 |  |  | 0.0 | Electrical Components | 20A 4P 36kA TMD MCCB XT2 160 ABB | 0 | 31-12-2099 | Material Transfer | Moving Average |  | 0.0 |  | 0 | 0 |  | 0 | 0 | 0 | 0 |  | 0 | Item Attribute | 1 | Nos | 0.0 | 0.0 | 0 | 0.0 | 0 | ABB | 1SDA067032R1 | India |  |  | 0 | 0.0 |  | 0 | 0 |  | 0 | 0 | 0 | 0 |  |  | 0 | 0 | 0 |  | 0 | [5 empty] | 0 |  |  | 0 | [13 empty] | Nos | 1.0 | [10 empty] | Ringlus Electro Controls & Automation PVT LTD | [18 empty] | CGST - RNG | 9.0
[121 empty] | SGST - RNG | 9.0
| 25A 4P 36kA TMD MCCB XT2 160 ABB | 25A 4P 36kA TMD MCCB XT2 160 ABB | ABBMCCB | Nos |  | 25A 4P 36kA TMD MCCB XT2 160 ABB |  | 0 | 0 | 1 | 1 | 1 | 0.0 | 0.0 | 0.0 | 0 |  |  | 0.0 | Electrical Components | 25A 4P 36kA TMD MCCB XT2 160 ABB | 0 | 31-12-2099 | Material Transfer | Moving Average |  | 0.0 |  | 0 | 0 |  | 0 | 0 | 0 | 0 |  | 0 | Item Attribute | 1 | Nos | 0.0 | 0.0 | 0 | 0.0 | 0 | ABB | 1SDA067033R1 | India |  |  | 0 | 0.0 |  | 0 | 0 |  | 0 | 0 | 0 | 0 |  |  | 0 | 0 | 0 |  | 0 | [5 empty] | 0 |  |  | 0 | [13 empty] | Nos | 1.0 | [10 empty] | Ringlus Electro Controls & Automation PVT LTD | [18 empty] | CGST - RNG | 9.0
[121 empty] | SGST - RNG | 9.0
| 32A 4P 36kA TMD MCCB XT2 160 ABB | 32A 4P 36kA TMD MCCB XT2 160 ABB | ABBMCCB | Nos |  | 32A 4P 36kA TMD MCCB XT2 160 ABB |  | 0 | 0 | 1 | 1 | 1 | 0.0 | 0.0 | 0.0 | 0 |  |  | 0.0 | Electrical Components | 32A 4P 36kA TMD MCCB XT2 160 ABB | 0 | 31-12-2099 | Material Transfer | Moving Average |  | 0.0 |  | 0 | 0 |  | 0 | 0 | 0 | 0 |  | 0 | Item Attribute | 1 | Nos | 0.0 | 0.0 | 0 | 0.0 | 0 | ABB | 1SDA067034R1 | India |  |  | 0 | 0.0 |  | 0 | 0 |  | 0 | 0 | 0 | 0 |  |  | 0 | 0 | 0 |  | 0 | [5 empty] | 0 |  |  | 0 | [13 empty] | Nos | 1.0 | [10 empty] | Ringlus Electro Controls & Automation PVT LTD | [18 empty] | CGST - RNG | 9.0
[121 empty] | SGST - RNG | 9.0
| 40A 4P 36kA TMD/TMA MCCB XT2 160 ABB | 40A 4P 36kA TMD/TMA MCCB XT2 160 ABB | ABBMCCB | Nos |  | 40A 4P 36kA TMD/TMA MCCB XT2 160 ABB |  | 0 | 0 | 1 | 1 | 1 | 0.0 | 0.0 | 0.0 | 0 |  |  | 0.0 | Electrical Components | 40A 4P 36kA TMD/TMA MCCB XT2 160 ABB | 0 | 31-12-2099 | Material Transfer | Moving Average |  | 0.0 |  | 0 | 0 |  | 0 | 0 | 0 | 0 |  | 0 | Item Attribute | 1 | Nos | 0.0 | 0.0 | 0 | 0.0 | 0 | ABB | 1SDA067035R1 | India |  |  | 0 | 0.0 |  | 0 | 0 |  | 0 | 0 | 0 | 0 |  |  | 0 | 0 | 0 |  | 0 | [5 empty] | 0 |  |  | 0 | [13 empty] | Nos | 1.0 | [10 empty] | Ringlus Electro Controls & Automation PVT LTD | [18 empty] | CGST - RNG | 9.0
[121 empty] | SGST - RNG | 9.0
| 50A 4P 36kA TMD/TMA MCCB XT2 160 ABB | 50A 4P 36kA TMD/TMA MCCB XT2 160 ABB | ABBMCCB | Nos |  | 50A 4P 36kA TMD/TMA MCCB XT2 160 ABB |  | 0 | 0 | 1 | 1 | 1 | 0.0 | 0.0 | 0.0 | 0 |  |  | 0.0 | Electrical Components | 50A 4P 36kA TMD/TMA MCCB XT2 160 ABB | 0 | 31-12-2099 | Material Transfer | Moving Average |  | 0.0 |  | 0 | 0 |  | 0 | 0 | 0 | 0 |  | 0 | Item Attribute | 1 | Nos | 0.0 | 0.0 | 0 | 0.0 | 0 | ABB | 1SDA067036R1 | India |  |  | 0 | 0.0 |  | 0 | 0 |  | 0 | 0 | 0 | 0 |  |  | 0 | 0 | 0 |  | 0 | [5 empty] | 0 |  |  | 0 | [13 empty] | Nos | 1.0 | [10 empty] | Ringlus Electro Controls & Automation PVT LTD | [18 empty] | CGST - RNG | 9.0
[121 empty] | SGST - RNG | 9.0
| 63A 4P 36kA TMD/TMA MCCB XT2 160 ABB | 63A 4P 36kA TMD/TMA MCCB XT2 160 ABB | ABBMCCB | Nos |  | 63A 4P 36kA TMD/TMA MCCB XT2 160 ABB |  | 0 | 0 | 1 | 1 | 1 | 0.0 | 0.0 | 0.0 | 0 |  |  | 0.0 | Electrical Components | 63A 4P 36kA TMD/TMA MCCB XT2 160 ABB | 0 | 31-12-2099 | Material Transfer | Moving Average |  | 0.0 |  | 0 | 0 |  | 0 | 0 | 0 | 0 |  | 0 | Item Attribute | 1 | Nos | 0.0 | 0.0 | 0 | 0.0 | 0 | ABB | 1SDA067037R1 | India |  |  | 0 | 0.0 |  | 0 | 0 |  | 0 | 0 | 0 | 0 |  |  | 0 | 0 | 0 |  | 0 | [5 empty] | 0 |  |  | 0 | [13 empty] | Nos | 1.0 | [10 empty] | Ringlus Electro Controls & Automation PVT LTD | [18 empty] | CGST - RNG | 9.0
[121 empty] | SGST - RNG | 9.0
| 80A 4P 36kA TMD/TMA MCCB XT2 160 ABB | 80A 4P 36kA TMD/TMA MCCB XT2 160 ABB | ABBMCCB | Nos |  | 80A 4P 36kA TMD/TMA MCCB XT2 160 ABB |  | 0 | 0 | 1 | 1 | 1 | 0.0 | 0.0 | 0.0 | 0 |  |  | 0.0 | Electrical Components | 80A 4P 36kA TMD/TMA MCCB XT2 160 ABB | 0 | 31-12-2099 | Material Transfer | Moving Average |  | 0.0 |  | 0 | 0 |  | 0 | 0 | 0 | 0 |  | 0 | Item Attribute | 1 | Nos | 0.0 | 0.0 | 0 | 0.0 | 0 | ABB | 1SDA067038R1 | India |  |  | 0 | 0.0 |  | 0 | 0 |  | 0 | 0 | 0 | 0 |  |  | 0 | 0 | 0 |  | 0 | [5 empty] | 0 |  |  | 0 | [13 empty] | Nos | 1.0 | [10 empty] | Ringlus Electro Controls & Automation PVT LTD | [18 empty] | CGST - RNG | 9.0
[121 empty] | SGST - RNG | 9.0
| 100A 4P 36kA TMD/TMA MCCB XT2 160 ABB | 100A 4P 36kA TMD/TMA MCCB XT2 160 ABB | ABBMCCB | Nos |  | 100A 4P 36kA TMD/TMA MCCB XT2 160 ABB |  | 0 | 0 | 1 | 1 | 1 | 0.0 | 0.0 | 0.0 | 0 |  |  | 0.0 | Electrical Components | 100A 4P 36kA TMD/TMA MCCB XT2 160 ABB | 0 | 31-12-2099 | Material Transfer | Moving Average |  | 0.0 |  | 0 | 0 |  | 0 | 0 | 0 | 0 |  | 0 | Item Attribute | 1 | Nos | 0.0 | 0.0 | 0 | 0.0 | 0 | ABB | 1SDA067039R1 | India |  |  | 0 | 0.0 |  | 0 | 0 |  | 0 | 0 | 0 | 0 |  |  | 0 | 0 | 0 |  | 0 | [5 empty] | 0 |  |  | 0 | [13 empty] | Nos | 1.0 | [10 empty] | Ringlus Electro Controls & Automation PVT LTD | [18 empty] | CGST - RNG | 9.0
[121 empty] | SGST - RNG | 9.0
| 125A 4P 36kA TMD/TMA MCCB XT2 160 ABB | 125A 4P 36kA TMD/TMA MCCB XT2 160 ABB | ABBMCCB | Nos |  | 125A 4P 36kA TMD/TMA MCCB XT2 160 ABB |  | 0 | 0 | 1 | 1 | 1 | 0.0 | 0.0 | 0.0 | 0 |  |  | 0.0 | Electrical Components | 125A 4P 36kA TMD/TMA MCCB XT2 160 ABB | 0 | 31-12-2099 | Material Transfer | Moving Average |  | 0.0 |  | 0 | 0 |  | 0 | 0 | 0 | 0 |  | 0 | Item Attribute | 1 | Nos | 0.0 | 0.0 | 0 | 0.0 | 0 | ABB | 1SDA067042R1 | India |  |  | 0 | 0.0 |  | 0 | 0 |  | 0 | 0 | 0 | 0 |  |  | 0 | 0 | 0 |  | 0 | [5 empty] | 0 |  |  | 0 | [13 empty] | Nos | 1.0 | [10 empty] | Ringlus Electro Controls & Automation PVT LTD | [18 empty] | CGST - RNG | 9.0
[121 empty] | SGST - RNG | 9.0
| 160A 4P 36kA TMD/TMA MCCB XT2 160 ABB | 160A 4P 36kA TMD/TMA MCCB XT2 160 ABB | ABBMCCB | Nos |  | 160A 4P 36kA TMD/TMA MCCB XT2 160 ABB |  | 0 | 0 | 1 | 1 | 1 | 0.0 | 0.0 | 0.0 | 0 |  |  | 0.0 | Electrical Components | 160A 4P 36kA TMD/TMA MCCB XT2 160 ABB | 0 | 31-12-2099 | Material Transfer | Moving Average |  | 0.0 |  | 0 | 0 |  | 0 | 0 | 0 | 0 |  | 0 | Item Attribute | 1 | Nos | 0.0 | 0.0 | 0 | 0.0 | 0 | ABB | 1SDA067043R1 | India |  |  | 0 | 0.0 |  | 0 | 0 |  | 0 | 0 | 0 | 0 |  |  | 0 | 0 | 0 |  | 0 | [5 empty] | 0 |  |  | 0 | [13 empty] | Nos | 1.0 | [10 empty] | Ringlus Electro Controls & Automation PVT LTD | [18 empty] | CGST - RNG | 9.0
[121 empty] | SGST - RNG | 9.0
| 16A 4P 50kA TMD MCCB XT2 160 ABB | 16A 4P 50kA TMD MCCB XT2 160 ABB | ABBMCCB | Nos |  | 16A 4P 50kA TMD MCCB XT2 160 ABB |  | 0 | 0 | 1 | 1 | 1 | 0.0 | 0.0 | 0.0 | 0 |  |  | 0.0 | Electrical Components | 16A 4P 50kA TMD MCCB XT2 160 ABB | 0 | 31-12-2099 | Material Transfer | Moving Average |  | 0.0 |  | 0 | 0 |  | 0 | 0 | 0 | 0 |  | 0 | Item Attribute | 1 | Nos | 0.0 | 0.0 | 0 | 0.0 | 0 | ABB | 1SDA067571R1 | India |  |  | 0 | 0.0 |  | 0 | 0 |  | 0 | 0 | 0 | 0 |  |  | 0 | 0 | 0 |  | 0 | [5 empty] | 0 |  |  | 0 | [13 empty] | Nos | 1.0 | [10 empty] | Ringlus Electro Controls & Automation PVT LTD | [18 empty] | CGST - RNG | 9.0
[121 empty] | SGST - RNG | 9.0
| 20A 4P 50kA TMD MCCB XT2 160 ABB | 20A 4P 50kA TMD MCCB XT2 160 ABB | ABBMCCB | Nos |  | 20A 4P 50kA TMD MCCB XT2 160 ABB |  | 0 | 0 | 1 | 1 | 1 | 0.0 | 0.0 | 0.0 | 0 |  |  | 0.0 | Electrical Components | 20A 4P 50kA TMD MCCB XT2 160 ABB | 0 | 31-12-2099 | Material Transfer | Moving Average |  | 0.0 |  | 0 | 0 |  | 0 | 0 | 0 | 0 |  | 0 | Item Attribute | 1 | Nos | 0.0 | 0.0 | 0 | 0.0 | 0 | ABB | 1SDA067572R1 | India |  |  | 0 | 0.0 |  | 0 | 0 |  | 0 | 0 | 0 | 0 |  |  | 0 | 0 | 0 |  | 0 | [5 empty] | 0 |  |  | 0 | [13 empty] | Nos | 1.0 | [10 empty] | Ringlus Electro Controls & Automation PVT LTD | [18 empty] | CGST - RNG | 9.0
[121 empty] | SGST - RNG | 9.0
| 25A 4P 50kA TMD MCCB XT2 160 ABB | 25A 4P 50kA TMD MCCB XT2 160 ABB | ABBMCCB | Nos |  | 25A 4P 50kA TMD MCCB XT2 160 ABB |  | 0 | 0 | 1 | 1 | 1 | 0.0 | 0.0 | 0.0 | 0 |  |  | 0.0 | Electrical Components | 25A 4P 50kA TMD MCCB XT2 160 ABB | 0 | 31-12-2099 | Material Transfer | Moving Average |  | 0.0 |  | 0 | 0 |  | 0 | 0 | 0 | 0 |  | 0 | Item Attribute | 1 | Nos | 0.0 | 0.0 | 0 | 0.0 | 0 | ABB | 1SDA067573R1 | India |  |  | 0 | 0.0 |  | 0 | 0 |  | 0 | 0 | 0 | 0 |  |  | 0 | 0 | 0 |  | 0 | [5 empty] | 0 |  |  | 0 | [13 empty] | Nos | 1.0 | [10 empty] | Ringlus Electro Controls & Automation PVT LTD | [18 empty] | CGST - RNG | 9.0
[121 empty] | SGST - RNG | 9.0
| 32A 4P 50kA TMD MCCB XT2 160 ABB | 32A 4P 50kA TMD MCCB XT2 160 ABB | ABBMCCB | Nos |  | 32A 4P 50kA TMD MCCB XT2 160 ABB |  | 0 | 0 | 1 | 1 | 1 | 0.0 | 0.0 | 0.0 | 0 |  |  | 0.0 | Electrical Components | 32A 4P 50kA TMD MCCB XT2 160 ABB | 0 | 31-12-2099 | Material Transfer | Moving Average |  | 0.0 |  | 0 | 0 |  | 0 | 0 | 0 | 0 |  | 0 | Item Attribute | 1 | Nos | 0.0 | 0.0 | 0 | 0.0 | 0 | ABB | 1SDA067574R1 | India |  |  | 0 | 0.0 |  | 0 | 0 |  | 0 | 0 | 0 | 0 |  |  | 0 | 0 | 0 |  | 0 | [5 empty] | 0 |  |  | 0 | [13 empty] | Nos | 1.0 | [10 empty] | Ringlus Electro Controls & Automation PVT LTD | [18 empty] | CGST - RNG | 9.0
[121 empty] | SGST - RNG | 9.0
| 40A 4P 50kA TMD/TMA MCCB XT2 160 ABB | 40A 4P 50kA TMD/TMA MCCB XT2 160 ABB | ABBMCCB | Nos |  | 40A 4P 50kA TMD/TMA MCCB XT2 160 ABB |  | 0 | 0 | 1 | 1 | 1 | 0.0 | 0.0 | 0.0 | 0 |  |  | 0.0 | Electrical Components | 40A 4P 50kA TMD/TMA MCCB XT2 160 ABB | 0 | 31-12-2099 | Material Transfer | Moving Average |  | 0.0 |  | 0 | 0 |  | 0 | 0 | 0 | 0 |  | 0 | Item Attribute | 1 | Nos | 0.0 | 0.0 | 0 | 0.0 | 0 | ABB | 1SDA067575R1 | India |  |  | 0 | 0.0 |  | 0 | 0 |  | 0 | 0 | 0 | 0 |  |  | 0 | 0 | 0 |  | 0 | [5 empty] | 0 |  |  | 0 | [13 empty] | Nos | 1.0 | [10 empty] | Ringlus Electro Controls & Automation PVT LTD | [18 empty] | CGST - RNG | 9.0
[121 empty] | SGST - RNG | 9.0
| 50A 4P 50kA TMD/TMA MCCB XT2 160 ABB | 50A 4P 50kA TMD/TMA MCCB XT2 160 ABB | ABBMCCB | Nos |  | 50A 4P 50kA TMD/TMA MCCB XT2 160 ABB |  | 0 | 0 | 1 | 1 | 1 | 0.0 | 0.0 | 0.0 | 0 |  |  | 0.0 | Electrical Components | 50A 4P 50kA TMD/TMA MCCB XT2 160 ABB | 0 | 31-12-2099 | Material Transfer | Moving Average |  | 0.0 |  | 0 | 0 |  | 0 | 0 | 0 | 0 |  | 0 | Item Attribute | 1 | Nos | 0.0 | 0.0 | 0 | 0.0 | 0 | ABB | 1SDA067576R1 | India |  |  | 0 | 0.0 |  | 0 | 0 |  | 0 | 0 | 0 | 0 |  |  | 0 | 0 | 0 |  | 0 | [5 empty] | 0 |  |  | 0 | [13 empty] | Nos | 1.0 | [10 empty] | Ringlus Electro Controls & Automation PVT LTD | [18 empty] | CGST - RNG | 9.0
[121 empty] | SGST - RNG | 9.0
| 63A 4P 50kA TMD/TMA MCCB XT2 160 ABB | 63A 4P 50kA TMD/TMA MCCB XT2 160 ABB | ABBMCCB | Nos |  | 63A 4P 50kA TMD/TMA MCCB XT2 160 ABB |  | 0 | 0 | 1 | 1 | 1 | 0.0 | 0.0 | 0.0 | 0 |  |  | 0.0 | Electrical Components | 63A 4P 50kA TMD/TMA MCCB XT2 160 ABB | 0 | 31-12-2099 | Material Transfer | Moving Average |  | 0.0 |  | 0 | 0 |  | 0 | 0 | 0 | 0 |  | 0 | Item Attribute | 1 | Nos | 0.0 | 0.0 | 0 | 0.0 | 0 | ABB | 1SDA067577R1 | India |  |  | 0 | 0.0 |  | 0 | 0 |  | 0 | 0 | 0 | 0 |  |  | 0 | 0 | 0 |  | 0 | [5 empty] | 0 |  |  | 0 | [13 empty] | Nos | 1.0 | [10 empty] | Ringlus Electro Controls & Automation PVT LTD | [18 empty] | CGST - RNG | 9.0
[121 empty] | SGST - RNG | 9.0
| 80A 4P 50kA TMD/TMA MCCB XT2 160 ABB | 80A 4P 50kA TMD/TMA MCCB XT2 160 ABB | ABBMCCB | Nos |  | 80A 4P 50kA TMD/TMA MCCB XT2 160 ABB |  | 0 | 0 | 1 | 1 | 1 | 0.0 | 0.0 | 0.0 | 0 |  |  | 0.0 | Electrical Components | 80A 4P 50kA TMD/TMA MCCB XT2 160 ABB | 0 | 31-12-2099 | Material Transfer | Moving Average |  | 0.0 |  | 0 | 0 |  | 0 | 0 | 0 | 0 |  | 0 | Item Attribute | 1 | Nos | 0.0 | 0.0 | 0 | 0.0 | 0 | ABB | 1SDA067578R1 | India |  |  | 0 | 0.0 |  | 0 | 0 |  | 0 | 0 | 0 | 0 |  |  | 0 | 0 | 0 |  | 0 | [5 empty] | 0 |  |  | 0 | [13 empty] | Nos | 1.0 | [10 empty] | Ringlus Electro Controls & Automation PVT LTD | [18 empty] | CGST - RNG | 9.0
[121 empty] | SGST - RNG | 9.0
| 100A 4P 50kA TMD/TMA MCCB XT2 160 ABB | 100A 4P 50kA TMD/TMA MCCB XT2 160 ABB | ABBMCCB | Nos |  | 100A 4P 50kA TMD/TMA MCCB XT2 160 ABB |  | 0 | 0 | 1 | 1 | 1 | 0.0 | 0.0 | 0.0 | 0 |  |  | 0.0 | Electrical Components | 100A 4P 50kA TMD/TMA MCCB XT2 160 ABB | 0 | 31-12-2099 | Material Transfer | Moving Average |  | 0.0 |  | 0 | 0 |  | 0 | 0 | 0 | 0 |  | 0 | Item Attribute | 1 | Nos | 0.0 | 0.0 | 0 | 0.0 | 0 | ABB | 1SDA067579R1 | India |  |  | 0 | 0.0 |  | 0 | 0 |  | 0 | 0 | 0 | 0 |  |  | 0 | 0 | 0 |  | 0 | [5 empty] | 0 |  |  | 0 | [13 empty] | Nos | 1.0 | [10 empty] | Ringlus Electro Controls & Automation PVT LTD | [18 empty] | CGST - RNG | 9.0
[121 empty] | SGST - RNG | 9.0
| 125A 4P 50kA TMD/TMA MCCB XT2 160 ABB | 125A 4P 50kA TMD/TMA MCCB XT2 160 ABB | ABBMCCB | Nos |  | 125A 4P 50kA TMD/TMA MCCB XT2 160 ABB |  | 0 | 0 | 1 | 1 | 1 | 0.0 | 0.0 | 0.0 | 0 |  |  | 0.0 | Electrical Components | 125A 4P 50kA TMD/TMA MCCB XT2 160 ABB | 0 | 31-12-2099 | Material Transfer | Moving Average |  | 0.0 |  | 0 | 0 |  | 0 | 0 | 0 | 0 |  | 0 | Item Attribute | 1 | Nos | 0.0 | 0.0 | 0 | 0.0 | 0 | ABB | 1SDA067582R1 | India |  |  | 0 | 0.0 |  | 0 | 0 |  | 0 | 0 | 0 | 0 |  |  | 0 | 0 | 0 |  | 0 | [5 empty] | 0 |  |  | 0 | [13 empty] | Nos | 1.0 | [10 empty] | Ringlus Electro Controls & Automation PVT LTD | [18 empty] | CGST - RNG | 9.0
[121 empty] | SGST - RNG | 9.0
| 160A 4P 50kA TMD/TMA MCCB XT2 160 ABB | 160A 4P 50kA TMD/TMA MCCB XT2 160 ABB | ABBMCCB | Nos |  | 160A 4P 50kA TMD/TMA MCCB XT2 160 ABB |  | 0 | 0 | 1 | 1 | 1 | 0.0 | 0.0 | 0.0 | 0 |  |  | 0.0 | Electrical Components | 160A 4P 50kA TMD/TMA MCCB XT2 160 ABB | 0 | 31-12-2099 | Material Transfer | Moving Average |  | 0.0 |  | 0 | 0 |  | 0 | 0 | 0 | 0 |  | 0 | Item Attribute | 1 | Nos | 0.0 | 0.0 | 0 | 0.0 | 0 | ABB | 1SDA067583R1 | India |  |  | 0 | 0.0 |  | 0 | 0 |  | 0 | 0 | 0 | 0 |  |  | 0 | 0 | 0 |  | 0 | [5 empty] | 0 |  |  | 0 | [13 empty] | Nos | 1.0 | [10 empty] | Ringlus Electro Controls & Automation PVT LTD | [18 empty] | CGST - RNG | 9.0
[121 empty] | SGST - RNG | 9.0
| 200A 4P 36kA TMD/TMA MCCB XT4 250 ABB | 200A 4P 36kA TMD/TMA MCCB XT4 250 ABB | ABBMCCB | Nos |  | 200A 4P 36kA TMD/TMA MCCB XT4 250 ABB |  | 0 | 0 | 1 | 1 | 1 | 0.0 | 0.0 | 0.0 | 0 |  |  | 0.0 | Electrical Components | 200A 4P 36kA TMD/TMA MCCB XT4 250 ABB | 0 | 31-12-2099 | Material Transfer | Moving Average |  | 0.0 |  | 0 | 0 |  | 0 | 0 | 0 | 0 |  | 0 | Item Attribute | 1 | Nos | 0.0 | 0.0 | 0 | 0.0 | 0 | ABB | 1SDA068109R1 | India |  |  | 0 | 0.0 |  | 0 | 0 |  | 0 | 0 | 0 | 0 |  |  | 0 | 0 | 0 |  | 0 | [5 empty] | 0 |  |  | 0 | [13 empty] | Nos | 1.0 | [10 empty] | Ringlus Electro Controls & Automation PVT LTD | [18 empty] | CGST - RNG | 9.0
[121 empty] | SGST - RNG | 9.0
| 225A 4P 36kA TMD/TMA MCCB XT4 250 ABB | 225A 4P 36kA TMD/TMA MCCB XT4 250 ABB | ABBMCCB | Nos |  | 225A 4P 36kA TMD/TMA MCCB XT4 250 ABB |  | 0 | 0 | 1 | 1 | 1 | 0.0 | 0.0 | 0.0 | 0 |  |  | 0.0 | Electrical Components | 225A 4P 36kA TMD/TMA MCCB XT4 250 ABB | 0 | 31-12-2099 | Material Transfer | Moving Average |  | 0.0 |  | 0 | 0 |  | 0 | 0 | 0 | 0 |  | 0 | Item Attribute | 1 | Nos | 0.0 | 0.0 | 0 | 0.0 | 0 | ABB | 1SDA068110R1 | India |  |  | 0 | 0.0 |  | 0 | 0 |  | 0 | 0 | 0 | 0 |  |  | 0 | 0 | 0 |  | 0 | [5 empty] | 0 |  |  | 0 | [13 empty] | Nos | 1.0 | [10 empty] | Ringlus Electro Controls & Automation PVT LTD | [18 empty] | CGST - RNG | 9.0
[121 empty] | SGST - RNG | 9.0
| 250A 4P 36kA TMD/TMA MCCB XT4 250 ABB | 250A 4P 36kA TMD/TMA MCCB XT4 250 ABB | ABBMCCB | Nos |  | 250A 4P 36kA TMD/TMA MCCB XT4 250 ABB |  | 0 | 0 | 1 | 1 | 1 | 0.0 | 0.0 | 0.0 | 0 |  |  | 0.0 | Electrical Components | 250A 4P 36kA TMD/TMA MCCB XT4 250 ABB | 0 | 31-12-2099 | Material Transfer | Moving Average |  | 0.0 |  | 0 | 0 |  | 0 | 0 | 0 | 0 |  | 0 | Item Attribute | 1 | Nos | 0.0 | 0.0 | 0 | 0.0 | 0 | ABB | 1SDA068111R1 | India |  |  | 0 | 0.0 |  | 0 | 0 |  | 0 | 0 | 0 | 0 |  |  | 0 | 0 | 0 |  | 0 | [5 empty] | 0 |  |  | 0 | [13 empty] | Nos | 1.0 | [10 empty] | Ringlus Electro Controls & Automation PVT LTD | [18 empty] | CGST - RNG | 9.0
[121 empty] | SGST - RNG | 9.0
| 200A 4P 50kA TMD/TMA MCCB XT4 250 ABB | 200A 4P 50kA TMD/TMA MCCB XT4 250 ABB | ABBMCCB | Nos |  | 200A 4P 50kA TMD/TMA MCCB XT4 250 ABB |  | 0 | 0 | 1 | 1 | 1 | 0.0 | 0.0 | 0.0 | 0 |  |  | 0.0 | Electrical Components | 200A 4P 50kA TMD/TMA MCCB XT4 250 ABB | 0 | 31-12-2099 | Material Transfer | Moving Average |  | 0.0 |  | 0 | 0 |  | 0 | 0 | 0 | 0 |  | 0 | Item Attribute | 1 | Nos | 0.0 | 0.0 | 0 | 0.0 | 0 | ABB | 1SDA068329R1 | India |  |  | 0 | 0.0 |  | 0 | 0 |  | 0 | 0 | 0 | 0 |  |  | 0 | 0 | 0 |  | 0 | [5 empty] | 0 |  |  | 0 | [13 empty] | Nos | 1.0 | [10 empty] | Ringlus Electro Controls & Automation PVT LTD | [18 empty] | CGST - RNG | 9.0
[121 empty] | SGST - RNG | 9.0
| 225A 4P 50kA TMD/TMA MCCB XT4 250 ABB | 225A 4P 50kA TMD/TMA MCCB XT4 250 ABB | ABBMCCB | Nos |  | 225A 4P 50kA TMD/TMA MCCB XT4 250 ABB |  | 0 | 0 | 1 | 1 | 1 | 0.0 | 0.0 | 0.0 | 0 |  |  | 0.0 | Electrical Components | 225A 4P 50kA TMD/TMA MCCB XT4 250 ABB | 0 | 31-12-2099 | Material Transfer | Moving Average |  | 0.0 |  | 0 | 0 |  | 0 | 0 | 0 | 0 |  | 0 | Item Attribute | 1 | Nos | 0.0 | 0.0 | 0 | 0.0 | 0 | ABB | 1SDA068330R1 | India |  |  | 0 | 0.0 |  | 0 | 0 |  | 0 | 0 | 0 | 0 |  |  | 0 | 0 | 0 |  | 0 | [5 empty] | 0 |  |  | 0 | [13 empty] | Nos | 1.0 | [10 empty] | Ringlus Electro Controls & Automation PVT LTD | [18 empty] | CGST - RNG | 9.0
[121 empty] | SGST - RNG | 9.0
| 250A 4P 50kA TMD/TMA MCCB XT4 250 ABB | 250A 4P 50kA TMD/TMA MCCB XT4 250 ABB | ABBMCCB | Nos |  | 250A 4P 50kA TMD/TMA MCCB XT4 250 ABB |  | 0 | 0 | 1 | 1 | 1 | 0.0 | 0.0 | 0.0 | 0 |  |  | 0.0 | Electrical Components | 250A 4P 50kA TMD/TMA MCCB XT4 250 ABB | 0 | 31-12-2099 | Material Transfer | Moving Average |  | 0.0 |  | 0 | 0 |  | 0 | 0 | 0 | 0 |  | 0 | Item Attribute | 1 | Nos | 0.0 | 0.0 | 0 | 0.0 | 0 | ABB | 1SDA068331R1 | India |  |  | 0 | 0.0 |  | 0 | 0 |  | 0 | 0 | 0 | 0 |  |  | 0 | 0 | 0 |  | 0 | [5 empty] | 0 |  |  | 0 | [13 empty] | Nos | 1.0 | [10 empty] | Ringlus Electro Controls & Automation PVT LTD | [18 empty] | CGST - RNG | 9.0
[121 empty] | SGST - RNG | 9.0
| 320A 4P 36kA TMD/TMA MCCB T5 ABB | 320A 4P 36kA TMD/TMA MCCB T5 ABB | ABBMCCB | Nos |  | 320A 4P 36kA TMD/TMA MCCB T5 ABB |  | 0 | 0 | 1 | 1 | 1 | 0.0 | 0.0 | 0.0 | 0 |  |  | 0.0 | Electrical Components | 320A 4P 36kA TMD/TMA MCCB T5 ABB | 0 | 31-12-2099 | Material Transfer | Moving Average |  | 0.0 |  | 0 | 0 |  | 0 | 0 | 0 | 0 |  | 0 | Item Attribute | 1 | Nos | 0.0 | 0.0 | 0 | 0.0 | 0 | ABB | 1SDA054477R1 | India |  |  | 0 | 0.0 |  | 0 | 0 |  | 0 | 0 | 0 | 0 |  |  | 0 | 0 | 0 |  | 0 | [5 empty] | 0 |  |  | 0 | [13 empty] | Nos | 1.0 | [10 empty] | Ringlus Electro Controls & Automation PVT LTD | [18 empty] | CGST - RNG | 9.0
[121 empty] | SGST - RNG | 9.0
| 400A 4P 36kA TMD/TMA MCCB T5 ABB | 400A 4P 36kA TMD/TMA MCCB T5 ABB | ABBMCCB | Nos |  | 400A 4P 36kA TMD/TMA MCCB T5 ABB |  | 0 | 0 | 1 | 1 | 1 | 0.0 | 0.0 | 0.0 | 0 |  |  | 0.0 | Electrical Components | 400A 4P 36kA TMD/TMA MCCB T5 ABB | 0 | 31-12-2099 | Material Transfer | Moving Average |  | 0.0 |  | 0 | 0 |  | 0 | 0 | 0 | 0 |  | 0 | Item Attribute | 1 | Nos | 0.0 | 0.0 | 0 | 0.0 | 0 | ABB | 1SDA054478R1 | India |  |  | 0 | 0.0 |  | 0 | 0 |  | 0 | 0 | 0 | 0 |  |  | 0 | 0 | 0 |  | 0 | [5 empty] | 0 |  |  | 0 | [13 empty] | Nos | 1.0 | [10 empty] | Ringlus Electro Controls & Automation PVT LTD | [18 empty] | CGST - RNG | 9.0
[121 empty] | SGST - RNG | 9.0
| 500A 4P 36kA TMD/TMA MCCB T5 ABB | 500A 4P 36kA TMD/TMA MCCB T5 ABB | ABBMCCB | Nos |  | 500A 4P 36kA TMD/TMA MCCB T5 ABB |  | 0 | 0 | 1 | 1 | 1 | 0.0 | 0.0 | 0.0 | 0 |  |  | 0.0 | Electrical Components | 500A 4P 36kA TMD/TMA MCCB T5 ABB | 0 | 31-12-2099 | Material Transfer | Moving Average |  | 0.0 |  | 0 | 0 |  | 0 | 0 | 0 | 0 |  | 0 | Item Attribute | 1 | Nos | 0.0 | 0.0 | 0 | 0.0 | 0 | ABB | 1SDA054487R1 | India |  |  | 0 | 0.0 |  | 0 | 0 |  | 0 | 0 | 0 | 0 |  |  | 0 | 0 | 0 |  | 0 | [5 empty] | 0 |  |  | 0 | [13 empty] | Nos | 1.0 | [10 empty] | Ringlus Electro Controls & Automation PVT LTD | [18 empty] | CGST - RNG | 9.0
[121 empty] | SGST - RNG | 9.0
| 320A 4P 50kA TMD/TMA MCCB T5 ABB | 320A 4P 50kA TMD/TMA MCCB T5 ABB | ABBMCCB | Nos |  | 320A 4P 50kA TMD/TMA MCCB T5 ABB |  | 0 | 0 | 1 | 1 | 1 | 0.0 | 0.0 | 0.0 | 0 |  |  | 0.0 | Electrical Components | 320A 4P 50kA TMD/TMA MCCB T5 ABB | 0 | 31-12-2099 | Material Transfer | Moving Average |  | 0.0 |  | 0 | 0 |  | 0 | 0 | 0 | 0 |  | 0 | Item Attribute | 1 | Nos | 0.0 | 0.0 | 0 | 0.0 | 0 | ABB | 1SDA054479R1 | India |  |  | 0 | 0.0 |  | 0 | 0 |  | 0 | 0 | 0 | 0 |  |  | 0 | 0 | 0 |  | 0 | [5 empty] | 0 |  |  | 0 | [13 empty] | Nos | 1.0 | [10 empty] | Ringlus Electro Controls & Automation PVT LTD | [18 empty] | CGST - RNG | 9.0
[121 empty] | SGST - RNG | 9.0
| 400A 4P 50kA TMD/TMA MCCB T5 ABB | 400A 4P 50kA TMD/TMA MCCB T5 ABB | ABBMCCB | Nos |  | 400A 4P 50kA TMD/TMA MCCB T5 ABB |  | 0 | 0 | 1 | 1 | 1 | 0.0 | 0.0 | 0.0 | 0 |  |  | 0.0 | Electrical Components | 400A 4P 50kA TMD/TMA MCCB T5 ABB | 0 | 31-12-2099 | Material Transfer | Moving Average |  | 0.0 |  | 0 | 0 |  | 0 | 0 | 0 | 0 |  | 0 | Item Attribute | 1 | Nos | 0.0 | 0.0 | 0 | 0.0 | 0 | ABB | 1SDA054480R1 | India |  |  | 0 | 0.0 |  | 0 | 0 |  | 0 | 0 | 0 | 0 |  |  | 0 | 0 | 0 |  | 0 | [5 empty] | 0 |  |  | 0 | [13 empty] | Nos | 1.0 | [10 empty] | Ringlus Electro Controls & Automation PVT LTD | [18 empty] | CGST - RNG | 9.0
[121 empty] | SGST - RNG | 9.0
| 500A 4P 50kA TMD/TMA MCCB T5 ABB | 500A 4P 50kA TMD/TMA MCCB T5 ABB | ABBMCCB | Nos |  | 500A 4P 50kA TMD/TMA MCCB T5 ABB |  | 0 | 0 | 1 | 1 | 1 | 0.0 | 0.0 | 0.0 | 0 |  |  | 0.0 | Electrical Components | 500A 4P 50kA TMD/TMA MCCB T5 ABB | 0 | 31-12-2099 | Material Transfer | Moving Average |  | 0.0 |  | 0 | 0 |  | 0 | 0 | 0 | 0 |  | 0 | Item Attribute | 1 | Nos | 0.0 | 0.0 | 0 | 0.0 | 0 | ABB | 1SDA054489R1 | India |  |  | 0 | 0.0 |  | 0 | 0 |  | 0 | 0 | 0 | 0 |  |  | 0 | 0 | 0 |  | 0 | [5 empty] | 0 |  |  | 0 | [13 empty] | Nos | 1.0 | [10 empty] | Ringlus Electro Controls & Automation PVT LTD | [18 empty] | CGST - RNG | 9.0
[121 empty] | SGST - RNG | 9.0
| 630A 4P 36kA TMD/TMA MCCB T6 ABB | 630A 4P 36kA TMD/TMA MCCB T6 ABB | ABBMCCB | Nos |  | 630A 4P 36kA TMD/TMA MCCB T6 ABB |  | 0 | 0 | 1 | 1 | 1 | 0.0 | 0.0 | 0.0 | 0 |  |  | 0.0 | Electrical Components | 630A 4P 36kA TMD/TMA MCCB T6 ABB | 0 | 31-12-2099 | Material Transfer | Moving Average |  | 0.0 |  | 0 | 0 |  | 0 | 0 | 0 | 0 |  | 0 | Item Attribute | 1 | Nos | 0.0 | 0.0 | 0 | 0.0 | 0 | ABB | 1SDA060210R1 | India |  |  | 0 | 0.0 |  | 0 | 0 |  | 0 | 0 | 0 | 0 |  |  | 0 | 0 | 0 |  | 0 | [5 empty] | 0 |  |  | 0 | [13 empty] | Nos | 1.0 | [10 empty] | Ringlus Electro Controls & Automation PVT LTD | [18 empty] | CGST - RNG | 9.0
[121 empty] | SGST - RNG | 9.0
| 800A 4P 36kA TMD/TMA MCCB T6 ABB | 800A 4P 36kA TMD/TMA MCCB T6 ABB | ABBMCCB | Nos |  | 800A 4P 36kA TMD/TMA MCCB T6 ABB |  | 0 | 0 | 1 | 1 | 1 | 0.0 | 0.0 | 0.0 | 0 |  |  | 0.0 | Electrical Components | 800A 4P 36kA TMD/TMA MCCB T6 ABB | 0 | 31-12-2099 | Material Transfer | Moving Average |  | 0.0 |  | 0 | 0 |  | 0 | 0 | 0 | 0 |  | 0 | Item Attribute | 1 | Nos | 0.0 | 0.0 | 0 | 0.0 | 0 | ABB | 1SDA060222R1 | India |  |  | 0 | 0.0 |  | 0 | 0 |  | 0 | 0 | 0 | 0 |  |  | 0 | 0 | 0 |  | 0 | [5 empty] | 0 |  |  | 0 | [13 empty] | Nos | 1.0 | [10 empty] | Ringlus Electro Controls & Automation PVT LTD | [18 empty] | CGST - RNG | 9.0
[121 empty] | SGST - RNG | 9.0
| 630A 4P 50kA TMD/TMA MCCB T6 ABB | 630A 4P 50kA TMD/TMA MCCB T6 ABB | ABBMCCB | Nos |  | 630A 4P 50kA TMD/TMA MCCB T6 ABB |  | 0 | 0 | 1 | 1 | 1 | 0.0 | 0.0 | 0.0 | 0 |  |  | 0.0 | Electrical Components | 630A 4P 50kA TMD/TMA MCCB T6 ABB | 0 | 31-12-2099 | Material Transfer | Moving Average |  | 0.0 |  | 0 | 0 |  | 0 | 0 | 0 | 0 |  | 0 | Item Attribute | 1 | Nos | 0.0 | 0.0 | 0 | 0.0 | 0 | ABB | 1SDA060211R1 | India |  |  | 0 | 0.0 |  | 0 | 0 |  | 0 | 0 | 0 | 0 |  |  | 0 | 0 | 0 |  | 0 | [5 empty] | 0 |  |  | 0 | [13 empty] | Nos | 1.0 | [10 empty] | Ringlus Electro Controls & Automation PVT LTD | [18 empty] | CGST - RNG | 9.0
[121 empty] | SGST - RNG | 9.0
| 800A 4P 50kA TMD/TMA MCCB T6 ABB | 800A 4P 50kA TMD/TMA MCCB T6 ABB | ABBMCCB | Nos |  | 800A 4P 50kA TMD/TMA MCCB T6 ABB |  | 0 | 0 | 1 | 1 | 1 | 0.0 | 0.0 | 0.0 | 0 |  |  | 0.0 | Electrical Components | 800A 4P 50kA TMD/TMA MCCB T6 ABB | 0 | 31-12-2099 | Material Transfer | Moving Average |  | 0.0 |  | 0 | 0 |  | 0 | 0 | 0 | 0 |  | 0 | Item Attribute | 1 | Nos | 0.0 | 0.0 | 0 | 0.0 | 0 | ABB | 1SDA060223R1 | India |  |  | 0 | 0.0 |  | 0 | 0 |  | 0 | 0 | 0 | 0 |  |  | 0 | 0 | 0 |  | 0 | [5 empty] | 0 |  |  | 0 | [13 empty] | Nos | 1.0 | [10 empty] | Ringlus Electro Controls & Automation PVT LTD | [18 empty] | CGST - RNG | 9.0
[121 empty] | SGST - RNG | 9.0
| 10A 3P 36kA Ekip LSIG MCCB XT2 160 ABB | 10A 3P 36kA Ekip LSIG MCCB XT2 160 ABB | ABBMCCB | Nos |  | 10A 3P 36kA Ekip LSIG MCCB XT2 160 ABB |  | 0 | 0 | 1 | 1 | 1 | 0.0 | 0.0 | 0.0 | 0 |  |  | 0.0 | Electrical Components | 10A 3P 36kA Ekip LSIG MCCB XT2 160 ABB | 0 | 31-12-2099 | Material Transfer | Moving Average |  | 0.0 |  | 0 | 0 |  | 0 | 0 | 0 | 0 |  | 0 | Item Attribute | 1 | Nos | 0.0 | 0.0 | 0 | 0.0 | 0 | ABB | 1SDA067072R1 | India |  |  | 0 | 0.0 |  | 0 | 0 |  | 0 | 0 | 0 | 0 |  |  | 0 | 0 | 0 |  | 0 | [5 empty] | 0 |  |  | 0 | [13 empty] | Nos | 1.0 | [10 empty] | Ringlus Electro Controls & Automation PVT LTD | [18 empty] | CGST - RNG | 9.0
[121 empty] | SGST - RNG | 9.0
| 25A 3P 36kA Ekip LSIG MCCB XT2 160 ABB | 25A 3P 36kA Ekip LSIG MCCB XT2 160 ABB | ABBMCCB | Nos |  | 25A 3P 36kA Ekip LSIG MCCB XT2 160 ABB |  | 0 | 0 | 1 | 1 | 1 | 0.0 | 0.0 | 0.0 | 0 |  |  | 0.0 | Electrical Components | 25A 3P 36kA Ekip LSIG MCCB XT2 160 ABB | 0 | 31-12-2099 | Material Transfer | Moving Average |  | 0.0 |  | 0 | 0 |  | 0 | 0 | 0 | 0 |  | 0 | Item Attribute | 1 | Nos | 0.0 | 0.0 | 0 | 0.0 | 0 | ABB | 1SDA067073R1 | India |  |  | 0 | 0.0 |  | 0 | 0 |  | 0 | 0 | 0 | 0 |  |  | 0 | 0 | 0 |  | 0 | [5 empty] | 0 |  |  | 0 | [13 empty] | Nos | 1.0 | [10 empty] | Ringlus Electro Controls & Automation PVT LTD | [18 empty] | CGST - RNG | 9.0
[121 empty] | SGST - RNG | 9.0
| 63A 3P 36kA Ekip LSIG MCCB XT2 160 ABB | 63A 3P 36kA Ekip LSIG MCCB XT2 160 ABB | ABBMCCB | Nos |  | 63A 3P 36kA Ekip LSIG MCCB XT2 160 ABB |  | 0 | 0 | 1 | 1 | 1 | 0.0 | 0.0 | 0.0 | 0 |  |  | 0.0 | Electrical Components | 63A 3P 36kA Ekip LSIG MCCB XT2 160 ABB | 0 | 31-12-2099 | Material Transfer | Moving Average |  | 0.0 |  | 0 | 0 |  | 0 | 0 | 0 | 0 |  | 0 | Item Attribute | 1 | Nos | 0.0 | 0.0 | 0 | 0.0 | 0 | ABB | 1SDA067074R1 | India |  |  | 0 | 0.0 |  | 0 | 0 |  | 0 | 0 | 0 | 0 |  |  | 0 | 0 | 0 |  | 0 | [5 empty] | 0 |  |  | 0 | [13 empty] | Nos | 1.0 | [10 empty] | Ringlus Electro Controls & Automation PVT LTD | [18 empty] | CGST - RNG | 9.0
[121 empty] | SGST - RNG | 9.0
| 100A 3P 36kA Ekip LSIG MCCB XT2 160 ABB | 100A 3P 36kA Ekip LSIG MCCB XT2 160 ABB | ABBMCCB | Nos |  | 100A 3P 36kA Ekip LSIG MCCB XT2 160 ABB |  | 0 | 0 | 1 | 1 | 1 | 0.0 | 0.0 | 0.0 | 0 |  |  | 0.0 | Electrical Components | 100A 3P 36kA Ekip LSIG MCCB XT2 160 ABB | 0 | 31-12-2099 | Material Transfer | Moving Average |  | 0.0 |  | 0 | 0 |  | 0 | 0 | 0 | 0 |  | 0 | Item Attribute | 1 | Nos | 0.0 | 0.0 | 0 | 0.0 | 0 | ABB | 1SDA067075R1 | India |  |  | 0 | 0.0 |  | 0 | 0 |  | 0 | 0 | 0 | 0 |  |  | 0 | 0 | 0 |  | 0 | [5 empty] | 0 |  |  | 0 | [13 empty] | Nos | 1.0 | [10 empty] | Ringlus Electro Controls & Automation PVT LTD | [18 empty] | CGST - RNG | 9.0
[121 empty] | SGST - RNG | 9.0
| 160A 3P 36kA Ekip LSIG MCCB XT2 160 ABB | 160A 3P 36kA Ekip LSIG MCCB XT2 160 ABB | ABBMCCB | Nos |  | 160A 3P 36kA Ekip LSIG MCCB XT2 160 ABB |  | 0 | 0 | 1 | 1 | 1 | 0.0 | 0.0 | 0.0 | 0 |  |  | 0.0 | Electrical Components | 160A 3P 36kA Ekip LSIG MCCB XT2 160 ABB | 0 | 31-12-2099 | Material Transfer | Moving Average |  | 0.0 |  | 0 | 0 |  | 0 | 0 | 0 | 0 |  | 0 | Item Attribute | 1 | Nos | 0.0 | 0.0 | 0 | 0.0 | 0 | ABB | 1SDA067076R1 | India |  |  | 0 | 0.0 |  | 0 | 0 |  | 0 | 0 | 0 | 0 |  |  | 0 | 0 | 0 |  | 0 | [5 empty] | 0 |  |  | 0 | [13 empty] | Nos | 1.0 | [10 empty] | Ringlus Electro Controls & Automation PVT LTD | [18 empty] | CGST - RNG | 9.0
[121 empty] | SGST - RNG | 9.0
| 250A 3P 36kA Ekip LSIG MCCB XT4 250 ABB | 250A 3P 36kA Ekip LSIG MCCB XT4 250 ABB | ABBMCCB | Nos |  | 250A 3P 36kA Ekip LSIG MCCB XT4 250 ABB |  | 0 | 0 | 1 | 1 | 1 | 0.0 | 0.0 | 0.0 | 0 |  |  | 0.0 | Electrical Components | 250A 3P 36kA Ekip LSIG MCCB XT4 250 ABB | 0 | 31-12-2099 | Material Transfer | Moving Average |  | 0.0 |  | 0 | 0 |  | 0 | 0 | 0 | 0 |  | 0 | Item Attribute | 1 | Nos | 0.0 | 0.0 | 0 | 0.0 | 0 | ABB | 1SDA068141R1 | India |  |  | 0 | 0.0 |  | 0 | 0 |  | 0 | 0 | 0 | 0 |  |  | 0 | 0 | 0 |  | 0 | [5 empty] | 0 |  |  | 0 | [13 empty] | Nos | 1.0 | [10 empty] | Ringlus Electro Controls & Automation PVT LTD | [18 empty] | CGST - RNG | 9.0
[121 empty] | SGST - RNG | 9.0
| 10A 4P 36kA Ekip LSIG MCCB XT2 160 ABB | 10A 4P 36kA Ekip LSIG MCCB XT2 160 ABB | ABBMCCB | Nos |  | 10A 4P 36kA Ekip LSIG MCCB XT2 160 ABB |  | 0 | 0 | 1 | 1 | 1 | 0.0 | 0.0 | 0.0 | 0 |  |  | 0.0 | Electrical Components | 10A 4P 36kA Ekip LSIG MCCB XT2 160 ABB | 0 | 31-12-2099 | Material Transfer | Moving Average |  | 0.0 |  | 0 | 0 |  | 0 | 0 | 0 | 0 |  | 0 | Item Attribute | 1 | Nos | 0.0 | 0.0 | 0 | 0.0 | 0 | ABB | 1SDA067108R1 | India |  |  | 0 | 0.0 |  | 0 | 0 |  | 0 | 0 | 0 | 0 |  |  | 0 | 0 | 0 |  | 0 | [5 empty] | 0 |  |  | 0 | [13 empty] | Nos | 1.0 | [10 empty] | Ringlus Electro Controls & Automation PVT LTD | [18 empty] | CGST - RNG | 9.0
[121 empty] | SGST - RNG | 9.0
| 25A 4P 36kA Ekip LSIG MCCB XT2 160 ABB | 25A 4P 36kA Ekip LSIG MCCB XT2 160 ABB | ABBMCCB | Nos |  | 25A 4P 36kA Ekip LSIG MCCB XT2 160 ABB |  | 0 | 0 | 1 | 1 | 1 | 0.0 | 0.0 | 0.0 | 0 |  |  | 0.0 | Electrical Components | 25A 4P 36kA Ekip LSIG MCCB XT2 160 ABB | 0 | 31-12-2099 | Material Transfer | Moving Average |  | 0.0 |  | 0 | 0 |  | 0 | 0 | 0 | 0 |  | 0 | Item Attribute | 1 | Nos | 0.0 | 0.0 | 0 | 0.0 | 0 | ABB | 1SDA067109R1 | India |  |  | 0 | 0.0 |  | 0 | 0 |  | 0 | 0 | 0 | 0 |  |  | 0 | 0 | 0 |  | 0 | [5 empty] | 0 |  |  | 0 | [13 empty] | Nos | 1.0 | [10 empty] | Ringlus Electro Controls & Automation PVT LTD | [18 empty] | CGST - RNG | 9.0
[121 empty] | SGST - RNG | 9.0
| 63A 4P 36kA Ekip LSIG MCCB XT2 160 ABB | 63A 4P 36kA Ekip LSIG MCCB XT2 160 ABB | ABBMCCB | Nos |  | 63A 4P 36kA Ekip LSIG MCCB XT2 160 ABB |  | 0 | 0 | 1 | 1 | 1 | 0.0 | 0.0 | 0.0 | 0 |  |  | 0.0 | Electrical Components | 63A 4P 36kA Ekip LSIG MCCB XT2 160 ABB | 0 | 31-12-2099 | Material Transfer | Moving Average |  | 0.0 |  | 0 | 0 |  | 0 | 0 | 0 | 0 |  | 0 | Item Attribute | 1 | Nos | 0.0 | 0.0 | 0 | 0.0 | 0 | ABB | 1SDA067110R1 | India |  |  | 0 | 0.0 |  | 0 | 0 |  | 0 | 0 | 0 | 0 |  |  | 0 | 0 | 0 |  | 0 | [5 empty] | 0 |  |  | 0 | [13 empty] | Nos | 1.0 | [10 empty] | Ringlus Electro Controls & Automation PVT LTD | [18 empty] | CGST - RNG | 9.0
[121 empty] | SGST - RNG | 9.0
| 100A 4P 36kA Ekip LSIG MCCB XT2 160 ABB | 100A 4P 36kA Ekip LSIG MCCB XT2 160 ABB | ABBMCCB | Nos |  | 100A 4P 36kA Ekip LSIG MCCB XT2 160 ABB |  | 0 | 0 | 1 | 1 | 1 | 0.0 | 0.0 | 0.0 | 0 |  |  | 0.0 | Electrical Components | 100A 4P 36kA Ekip LSIG MCCB XT2 160 ABB | 0 | 31-12-2099 | Material Transfer | Moving Average |  | 0.0 |  | 0 | 0 |  | 0 | 0 | 0 | 0 |  | 0 | Item Attribute | 1 | Nos | 0.0 | 0.0 | 0 | 0.0 | 0 | ABB | 1SDA067111R1 | India |  |  | 0 | 0.0 |  | 0 | 0 |  | 0 | 0 | 0 | 0 |  |  | 0 | 0 | 0 |  | 0 | [5 empty] | 0 |  |  | 0 | [13 empty] | Nos | 1.0 | [10 empty] | Ringlus Electro Controls & Automation PVT LTD | [18 empty] | CGST - RNG | 9.0
[121 empty] | SGST - RNG | 9.0
| 160A 4P 36kA Ekip LSIG MCCB XT2 160 ABB | 160A 4P 36kA Ekip LSIG MCCB XT2 160 ABB | ABBMCCB | Nos |  | 160A 4P 36kA Ekip LSIG MCCB XT2 160 ABB |  | 0 | 0 | 1 | 1 | 1 | 0.0 | 0.0 | 0.0 | 0 |  |  | 0.0 | Electrical Components | 160A 4P 36kA Ekip LSIG MCCB XT2 160 ABB | 0 | 31-12-2099 | Material Transfer | Moving Average |  | 0.0 |  | 0 | 0 |  | 0 | 0 | 0 | 0 |  | 0 | Item Attribute | 1 | Nos | 0.0 | 0.0 | 0 | 0.0 | 0 | ABB | 1SDA067113R1 | India |  |  | 0 | 0.0 |  | 0 | 0 |  | 0 | 0 | 0 | 0 |  |  | 0 | 0 | 0 |  | 0 | [5 empty] | 0 |  |  | 0 | [13 empty] | Nos | 1.0 | [10 empty] | Ringlus Electro Controls & Automation PVT LTD | [18 empty] | CGST - RNG | 9.0
[121 empty] | SGST - RNG | 9.0
| 250A 4P 36kA Ekip LSIG MCCB XT4 250 ABB | 250A 4P 36kA Ekip LSIG MCCB XT4 250 ABB | ABBMCCB | Nos |  | 250A 4P 36kA Ekip LSIG MCCB XT4 250 ABB |  | 0 | 0 | 1 | 1 | 1 | 0.0 | 0.0 | 0.0 | 0 |  |  | 0.0 | Electrical Components | 250A 4P 36kA Ekip LSIG MCCB XT4 250 ABB | 0 | 31-12-2099 | Material Transfer | Moving Average |  | 0.0 |  | 0 | 0 |  | 0 | 0 | 0 | 0 |  | 0 | Item Attribute | 1 | Nos | 0.0 | 0.0 | 0 | 0.0 | 0 | ABB | 1SDA068162R1 | India |  |  | 0 | 0.0 |  | 0 | 0 |  | 0 | 0 | 0 | 0 |  |  | 0 | 0 | 0 |  | 0 | [5 empty] | 0 |  |  | 0 | [13 empty] | Nos | 1.0 | [10 empty] | Ringlus Electro Controls & Automation PVT LTD | [18 empty] | CGST - RNG | 9.0
[121 empty] | SGST - RNG | 9.0
| 10A 3P 50kA Ekip LSIG MCCB XT2 160 ABB | 10A 3P 50kA Ekip LSIG MCCB XT2 160 ABB | ABBMCCB | Nos |  | 10A 3P 50kA Ekip LSIG MCCB XT2 160 ABB |  | 0 | 0 | 1 | 1 | 1 | 0.0 | 0.0 | 0.0 | 0 |  |  | 0.0 | Electrical Components | 10A 3P 50kA Ekip LSIG MCCB XT2 160 ABB | 0 | 31-12-2099 | Material Transfer | Moving Average |  | 0.0 |  | 0 | 0 |  | 0 | 0 | 0 | 0 |  | 0 | Item Attribute | 1 | Nos | 0.0 | 0.0 | 0 | 0.0 | 0 | ABB | 1SDA067815R1 | India |  |  | 0 | 0.0 |  | 0 | 0 |  | 0 | 0 | 0 | 0 |  |  | 0 | 0 | 0 |  | 0 | [5 empty] | 0 |  |  | 0 | [13 empty] | Nos | 1.0 | [10 empty] | Ringlus Electro Controls & Automation PVT LTD | [18 empty] | CGST - RNG | 9.0
[121 empty] | SGST - RNG | 9.0
| 25A 3P 50kA Ekip LSIG MCCB XT2 160 ABB | 25A 3P 50kA Ekip LSIG MCCB XT2 160 ABB | ABBMCCB | Nos |  | 25A 3P 50kA Ekip LSIG MCCB XT2 160 ABB |  | 0 | 0 | 1 | 1 | 1 | 0.0 | 0.0 | 0.0 | 0 |  |  | 0.0 | Electrical Components | 25A 3P 50kA Ekip LSIG MCCB XT2 160 ABB | 0 | 31-12-2099 | Material Transfer | Moving Average |  | 0.0 |  | 0 | 0 |  | 0 | 0 | 0 | 0 |  | 0 | Item Attribute | 1 | Nos | 0.0 | 0.0 | 0 | 0.0 | 0 | ABB | 1SDA067816R1 | India |  |  | 0 | 0.0 |  | 0 | 0 |  | 0 | 0 | 0 | 0 |  |  | 0 | 0 | 0 |  | 0 | [5 empty] | 0 |  |  | 0 | [13 empty] | Nos | 1.0 | [10 empty] | Ringlus Electro Controls & Automation PVT LTD | [18 empty] | CGST - RNG | 9.0
[121 empty] | SGST - RNG | 9.0
| 63A 3P 50kA Ekip LSIG MCCB XT2 160 ABB | 63A 3P 50kA Ekip LSIG MCCB XT2 160 ABB | ABBMCCB | Nos |  | 63A 3P 50kA Ekip LSIG MCCB XT2 160 ABB |  | 0 | 0 | 1 | 1 | 1 | 0.0 | 0.0 | 0.0 | 0 |  |  | 0.0 | Electrical Components | 63A 3P 50kA Ekip LSIG MCCB XT2 160 ABB | 0 | 31-12-2099 | Material Transfer | Moving Average |  | 0.0 |  | 0 | 0 |  | 0 | 0 | 0 | 0 |  | 0 | Item Attribute | 1 | Nos | 0.0 | 0.0 | 0 | 0.0 | 0 | ABB | 1SDA067817R1 | India |  |  | 0 | 0.0 |  | 0 | 0 |  | 0 | 0 | 0 | 0 |  |  | 0 | 0 | 0 |  | 0 | [5 empty] | 0 |  |  | 0 | [13 empty] | Nos | 1.0 | [10 empty] | Ringlus Electro Controls & Automation PVT LTD | [18 empty] | CGST - RNG | 9.0
[121 empty] | SGST - RNG | 9.0
| 100A 3P 50kA Ekip LSIG MCCB XT2 160 ABB | 100A 3P 50kA Ekip LSIG MCCB XT2 160 ABB | ABBMCCB | Nos |  | 100A 3P 50kA Ekip LSIG MCCB XT2 160 ABB |  | 0 | 0 | 1 | 1 | 1 | 0.0 | 0.0 | 0.0 | 0 |  |  | 0.0 | Electrical Components | 100A 3P 50kA Ekip LSIG MCCB XT2 160 ABB | 0 | 31-12-2099 | Material Transfer | Moving Average |  | 0.0 |  | 0 | 0 |  | 0 | 0 | 0 | 0 |  | 0 | Item Attribute | 1 | Nos | 0.0 | 0.0 | 0 | 0.0 | 0 | ABB | 1SDA067818R1 | India |  |  | 0 | 0.0 |  | 0 | 0 |  | 0 | 0 | 0 | 0 |  |  | 0 | 0 | 0 |  | 0 | [5 empty] | 0 |  |  | 0 | [13 empty] | Nos | 1.0 | [10 empty] | Ringlus Electro Controls & Automation PVT LTD | [18 empty] | CGST - RNG | 9.0
[121 empty] | SGST - RNG | 9.0
| 160A 3P 50kA Ekip LSIG MCCB XT2 160 ABB | 160A 3P 50kA Ekip LSIG MCCB XT2 160 ABB | ABBMCCB | Nos |  | 160A 3P 50kA Ekip LSIG MCCB XT2 160 ABB |  | 0 | 0 | 1 | 1 | 1 | 0.0 | 0.0 | 0.0 | 0 |  |  | 0.0 | Electrical Components | 160A 3P 50kA Ekip LSIG MCCB XT2 160 ABB | 0 | 31-12-2099 | Material Transfer | Moving Average |  | 0.0 |  | 0 | 0 |  | 0 | 0 | 0 | 0 |  | 0 | Item Attribute | 1 | Nos | 0.0 | 0.0 | 0 | 0.0 | 0 | ABB | 1SDA067819R1 | India |  |  | 0 | 0.0 |  | 0 | 0 |  | 0 | 0 | 0 | 0 |  |  | 0 | 0 | 0 |  | 0 | [5 empty] | 0 |  |  | 0 | [13 empty] | Nos | 1.0 | [10 empty] | Ringlus Electro Controls & Automation PVT LTD | [18 empty] | CGST - RNG | 9.0
[121 empty] | SGST - RNG | 9.0
| 250A 3P 50kA Ekip LSIG MCCB XT4 250 ABB | 250A 3P 50kA Ekip LSIG MCCB XT4 250 ABB | ABBMCCB | Nos |  | 250A 3P 50kA Ekip LSIG MCCB XT4 250 ABB |  | 0 | 0 | 1 | 1 | 1 | 0.0 | 0.0 | 0.0 | 0 |  |  | 0.0 | Electrical Components | 250A 3P 50kA Ekip LSIG MCCB XT4 250 ABB | 0 | 31-12-2099 | Material Transfer | Moving Average |  | 0.0 |  | 0 | 0 |  | 0 | 0 | 0 | 0 |  | 0 | Item Attribute | 1 | Nos | 0.0 | 0.0 | 0 | 0.0 | 0 | ABB | 1SDA068490R1 | India |  |  | 0 | 0.0 |  | 0 | 0 |  | 0 | 0 | 0 | 0 |  |  | 0 | 0 | 0 |  | 0 | [5 empty] | 0 |  |  | 0 | [13 empty] | Nos | 1.0 | [10 empty] | Ringlus Electro Controls & Automation PVT LTD | [18 empty] | CGST - RNG | 9.0
[121 empty] | SGST - RNG | 9.0
| 10A 4P 50kA Ekip LSIG MCCB XT2 160 ABB | 10A 4P 50kA Ekip LSIG MCCB XT2 160 ABB | ABBMCCB | Nos |  | 10A 4P 50kA Ekip LSIG MCCB XT2 160 ABB |  | 0 | 0 | 1 | 1 | 1 | 0.0 | 0.0 | 0.0 | 0 |  |  | 0.0 | Electrical Components | 10A 4P 50kA Ekip LSIG MCCB XT2 160 ABB | 0 | 31-12-2099 | Material Transfer | Moving Average |  | 0.0 |  | 0 | 0 |  | 0 | 0 | 0 | 0 |  | 0 | Item Attribute | 1 | Nos | 0.0 | 0.0 | 0 | 0.0 | 0 | ABB | 1SDA067851R1 | India |  |  | 0 | 0.0 |  | 0 | 0 |  | 0 | 0 | 0 | 0 |  |  | 0 | 0 | 0 |  | 0 | [5 empty] | 0 |  |  | 0 | [13 empty] | Nos | 1.0 | [10 empty] | Ringlus Electro Controls & Automation PVT LTD | [18 empty] | CGST - RNG | 9.0
[121 empty] | SGST - RNG | 9.0
| 25A 4P 50kA Ekip LSIG MCCB XT2 160 ABB | 25A 4P 50kA Ekip LSIG MCCB XT2 160 ABB | ABBMCCB | Nos |  | 25A 4P 50kA Ekip LSIG MCCB XT2 160 ABB |  | 0 | 0 | 1 | 1 | 1 | 0.0 | 0.0 | 0.0 | 0 |  |  | 0.0 | Electrical Components | 25A 4P 50kA Ekip LSIG MCCB XT2 160 ABB | 0 | 31-12-2099 | Material Transfer | Moving Average |  | 0.0 |  | 0 | 0 |  | 0 | 0 | 0 | 0 |  | 0 | Item Attribute | 1 | Nos | 0.0 | 0.0 | 0 | 0.0 | 0 | ABB | 1SDA067852R1 | India |  |  | 0 | 0.0 |  | 0 | 0 |  | 0 | 0 | 0 | 0 |  |  | 0 | 0 | 0 |  | 0 | [5 empty] | 0 |  |  | 0 | [13 empty] | Nos | 1.0 | [10 empty] | Ringlus Electro Controls & Automation PVT LTD | [18 empty] | CGST - RNG | 9.0
[121 empty] | SGST - RNG | 9.0
| 63A 4P 50kA Ekip LSIG MCCB XT2 160 ABB | 63A 4P 50kA Ekip LSIG MCCB XT2 160 ABB | ABBMCCB | Nos |  | 63A 4P 50kA Ekip LSIG MCCB XT2 160 ABB |  | 0 | 0 | 1 | 1 | 1 | 0.0 | 0.0 | 0.0 | 0 |  |  | 0.0 | Electrical Components | 63A 4P 50kA Ekip LSIG MCCB XT2 160 ABB | 0 | 31-12-2099 | Material Transfer | Moving Average |  | 0.0 |  | 0 | 0 |  | 0 | 0 | 0 | 0 |  | 0 | Item Attribute | 1 | Nos | 0.0 | 0.0 | 0 | 0.0 | 0 | ABB | 1SDA067853R1 | India |  |  | 0 | 0.0 |  | 0 | 0 |  | 0 | 0 | 0 | 0 |  |  | 0 | 0 | 0 |  | 0 | [5 empty] | 0 |  |  | 0 | [13 empty] | Nos | 1.0 | [10 empty] | Ringlus Electro Controls & Automation PVT LTD | [18 empty] | CGST - RNG | 9.0
[121 empty] | SGST - RNG | 9.0
| 100A 4P 50kA Ekip LSIG MCCB XT2 160 ABB | 100A 4P 50kA Ekip LSIG MCCB XT2 160 ABB | ABBMCCB | Nos |  | 100A 4P 50kA Ekip LSIG MCCB XT2 160 ABB |  | 0 | 0 | 1 | 1 | 1 | 0.0 | 0.0 | 0.0 | 0 |  |  | 0.0 | Electrical Components | 100A 4P 50kA Ekip LSIG MCCB XT2 160 ABB | 0 | 31-12-2099 | Material Transfer | Moving Average |  | 0.0 |  | 0 | 0 |  | 0 | 0 | 0 | 0 |  | 0 | Item Attribute | 1 | Nos | 0.0 | 0.0 | 0 | 0.0 | 0 | ABB | 1SDA067854R1 | India |  |  | 0 | 0.0 |  | 0 | 0 |  | 0 | 0 | 0 | 0 |  |  | 0 | 0 | 0 |  | 0 | [5 empty] | 0 |  |  | 0 | [13 empty] | Nos | 1.0 | [10 empty] | Ringlus Electro Controls & Automation PVT LTD | [18 empty] | CGST - RNG | 9.0
[121 empty] | SGST - RNG | 9.0
| 160A 4P 50kA Ekip LSIG MCCB XT2 160 ABB | 160A 4P 50kA Ekip LSIG MCCB XT2 160 ABB | ABBMCCB | Nos |  | 160A 4P 50kA Ekip LSIG MCCB XT2 160 ABB |  | 0 | 0 | 1 | 1 | 1 | 0.0 | 0.0 | 0.0 | 0 |  |  | 0.0 | Electrical Components | 160A 4P 50kA Ekip LSIG MCCB XT2 160 ABB | 0 | 31-12-2099 | Material Transfer | Moving Average |  | 0.0 |  | 0 | 0 |  | 0 | 0 | 0 | 0 |  | 0 | Item Attribute | 1 | Nos | 0.0 | 0.0 | 0 | 0.0 | 0 | ABB | 1SDA067856R1 | India |  |  | 0 | 0.0 |  | 0 | 0 |  | 0 | 0 | 0 | 0 |  |  | 0 | 0 | 0 |  | 0 | [5 empty] | 0 |  |  | 0 | [13 empty] | Nos | 1.0 | [10 empty] | Ringlus Electro Controls & Automation PVT LTD | [18 empty] | CGST - RNG | 9.0
[121 empty] | SGST - RNG | 9.0
| 250A 4P 50kA Ekip LSIG MCCB XT4 250 ABB | 250A 4P 50kA Ekip LSIG MCCB XT4 250 ABB | ABBMCCB | Nos |  | 250A 4P 50kA Ekip LSIG MCCB XT4 250 ABB |  | 0 | 0 | 1 | 1 | 1 | 0.0 | 0.0 | 0.0 | 0 |  |  | 0.0 | Electrical Components | 250A 4P 50kA Ekip LSIG MCCB XT4 250 ABB | 0 | 31-12-2099 | Material Transfer | Moving Average |  | 0.0 |  | 0 | 0 |  | 0 | 0 | 0 | 0 |  | 0 | Item Attribute | 1 | Nos | 0.0 | 0.0 | 0 | 0.0 | 0 | ABB | 1SDA068510R1 | India |  |  | 0 | 0.0 |  | 0 | 0 |  | 0 | 0 | 0 | 0 |  |  | 0 | 0 | 0 |  | 0 | [5 empty] | 0 |  |  | 0 | [13 empty] | Nos | 1.0 | [10 empty] | Ringlus Electro Controls & Automation PVT LTD | [18 empty] | CGST - RNG | 9.0
[121 empty] | SGST - RNG | 9.0
| 400A 3P 36kA PR222DS/P-LSIG MCCB T5 400 ABB | 400A 3P 36kA PR222DS/P-LSIG MCCB T5 400 ABB | ABBMCCB | Nos |  | 400A 3P 36kA PR222DS/P-LSIG MCCB T5 400 ABB |  | 0 | 0 | 1 | 1 | 1 | 0.0 | 0.0 | 0.0 | 0 |  |  | 0.0 | Electrical Components | 400A 3P 36kA PR222DS/P-LSIG MCCB T5 400 ABB | 0 | 31-12-2099 | Material Transfer | Moving Average |  | 0.0 |  | 0 | 0 |  | 0 | 0 | 0 | 0 |  | 0 | Item Attribute | 1 | Nos | 0.0 | 0.0 | 0 | 0.0 | 0 | ABB | 1SDA054323R1 | India |  |  | 0 | 0.0 |  | 0 | 0 |  | 0 | 0 | 0 | 0 |  |  | 0 | 0 | 0 |  | 0 | [5 empty] | 0 |  |  | 0 | [13 empty] | Nos | 1.0 | [10 empty] | Ringlus Electro Controls & Automation PVT LTD | [18 empty] | CGST - RNG | 9.0
[121 empty] | SGST - RNG | 9.0
| 630A 3P 36kA PR222DS/P-LSIG MCCB T5 630 ABB | 630A 3P 36kA PR222DS/P-LSIG MCCB T5 630 ABB | ABBMCCB | Nos |  | 630A 3P 36kA PR222DS/P-LSIG MCCB T5 630 ABB |  | 0 | 0 | 1 | 1 | 1 | 0.0 | 0.0 | 0.0 | 0 |  |  | 0.0 | Electrical Components | 630A 3P 36kA PR222DS/P-LSIG MCCB T5 630 ABB | 0 | 31-12-2099 | Material Transfer | Moving Average |  | 0.0 |  | 0 | 0 |  | 0 | 0 | 0 | 0 |  | 0 | Item Attribute | 1 | Nos | 0.0 | 0.0 | 0 | 0.0 | 0 | ABB | 1SDA054399R1 | India |  |  | 0 | 0.0 |  | 0 | 0 |  | 0 | 0 | 0 | 0 |  |  | 0 | 0 | 0 |  | 0 | [5 empty] | 0 |  |  | 0 | [13 empty] | Nos | 1.0 | [10 empty] | Ringlus Electro Controls & Automation PVT LTD | [18 empty] | CGST - RNG | 9.0
[121 empty] | SGST - RNG | 9.0
| 800A 3P 36kA PR222DS/P-LSIG MCCB T5 800 ABB | 800A 3P 36kA PR222DS/P-LSIG MCCB T5 800 ABB | ABBMCCB | Nos |  | 800A 3P 36kA PR222DS/P-LSIG MCCB T5 800 ABB |  | 0 | 0 | 1 | 1 | 1 | 0.0 | 0.0 | 0.0 | 0 |  |  | 0.0 | Electrical Components | 800A 3P 36kA PR222DS/P-LSIG MCCB T5 800 ABB | 0 | 31-12-2099 | Material Transfer | Moving Average |  | 0.0 |  | 0 | 0 |  | 0 | 0 | 0 | 0 |  | 0 | Item Attribute | 1 | Nos | 0.0 | 0.0 | 0 | 0.0 | 0 | ABB | 1SDA060271R1 | India |  |  | 0 | 0.0 |  | 0 | 0 |  | 0 | 0 | 0 | 0 |  |  | 0 | 0 | 0 |  | 0 | [5 empty] | 0 |  |  | 0 | [13 empty] | Nos | 1.0 | [10 empty] | Ringlus Electro Controls & Automation PVT LTD | [18 empty] | CGST - RNG | 9.0
[121 empty] | SGST - RNG | 9.0
| 1000A 3P 36kA PR222DS/P-LSIG MCCB T5 1000 ABB | 1000A 3P 36kA PR222DS/P-LSIG MCCB T5 1000 ABB | ABBMCCB | Nos |  | 1000A 3P 36kA PR222DS/P-LSIG MCCB T5 1000 ABB |  | 0 | 0 | 1 | 1 | 1 | 0.0 | 0.0 | 0.0 | 0 |  |  | 0.0 | Electrical Components | 1000A 3P 36kA PR222DS/P-LSIG MCCB T5 1000 ABB | 0 | 31-12-2099 | Material Transfer | Moving Average |  | 0.0 |  | 0 | 0 |  | 0 | 0 | 0 | 0 |  | 0 | Item Attribute | 1 | Nos | 0.0 | 0.0 | 0 | 0.0 | 0 | ABB | 1SDA060540R1 | India |  |  | 0 | 0.0 |  | 0 | 0 |  | 0 | 0 | 0 | 0 |  |  | 0 | 0 | 0 |  | 0 | [5 empty] | 0 |  |  | 0 | [13 empty] | Nos | 1.0 | [10 empty] | Ringlus Electro Controls & Automation PVT LTD | [18 empty] | CGST - RNG | 9.0
[121 empty] | SGST - RNG | 9.0
| 400A 4P 36kA PR222DS/P-LSIG MCCB T5 400 ABB | 400A 4P 36kA PR222DS/P-LSIG MCCB T5 400 ABB | ABBMCCB | Nos |  | 400A 4P 36kA PR222DS/P-LSIG MCCB T5 400 ABB |  | 0 | 0 | 1 | 1 | 1 | 0.0 | 0.0 | 0.0 | 0 |  |  | 0.0 | Electrical Components | 400A 4P 36kA PR222DS/P-LSIG MCCB T5 400 ABB | 0 | 31-12-2099 | Material Transfer | Moving Average |  | 0.0 |  | 0 | 0 |  | 0 | 0 | 0 | 0 |  | 0 | Item Attribute | 1 | Nos | 0.0 | 0.0 | 0 | 0.0 | 0 | ABB | 1SDA054331R1 | India |  |  | 0 | 0.0 |  | 0 | 0 |  | 0 | 0 | 0 | 0 |  |  | 0 | 0 | 0 |  | 0 | [5 empty] | 0 |  |  | 0 | [13 empty] | Nos | 1.0 | [10 empty] | Ringlus Electro Controls & Automation PVT LTD | [18 empty] | CGST - RNG | 9.0
[121 empty] | SGST - RNG | 9.0
| 630A 4P 36kA PR222DS/P-LSIG MCCB T5 630 ABB | 630A 4P 36kA PR222DS/P-LSIG MCCB T5 630 ABB | ABBMCCB | Nos |  | 630A 4P 36kA PR222DS/P-LSIG MCCB T5 630 ABB |  | 0 | 0 | 1 | 1 | 1 | 0.0 | 0.0 | 0.0 | 0 |  |  | 0.0 | Electrical Components | 630A 4P 36kA PR222DS/P-LSIG MCCB T5 630 ABB | 0 | 31-12-2099 | Material Transfer | Moving Average |  | 0.0 |  | 0 | 0 |  | 0 | 0 | 0 | 0 |  | 0 | Item Attribute | 1 | Nos | 0.0 | 0.0 | 0 | 0.0 | 0 | ABB | 1SDA054403R1 | India |  |  | 0 | 0.0 |  | 0 | 0 |  | 0 | 0 | 0 | 0 |  |  | 0 | 0 | 0 |  | 0 | [5 empty] | 0 |  |  | 0 | [13 empty] | Nos | 1.0 | [10 empty] | Ringlus Electro Controls & Automation PVT LTD | [18 empty] | CGST - RNG | 9.0
[121 empty] | SGST - RNG | 9.0
| 800A 4P 36kA PR222DS/P-LSIG MCCB T5 800 ABB | 800A 4P 36kA PR222DS/P-LSIG MCCB T5 800 ABB | ABBMCCB | Nos |  | 800A 4P 36kA PR222DS/P-LSIG MCCB T5 800 ABB |  | 0 | 0 | 1 | 1 | 1 | 0.0 | 0.0 | 0.0 | 0 |  |  | 0.0 | Electrical Components | 800A 4P 36kA PR222DS/P-LSIG MCCB T5 800 ABB | 0 | 31-12-2099 | Material Transfer | Moving Average |  | 0.0 |  | 0 | 0 |  | 0 | 0 | 0 | 0 |  | 0 | Item Attribute | 1 | Nos | 0.0 | 0.0 | 0 | 0.0 | 0 | ABB | 1SDA060276R1 | India |  |  | 0 | 0.0 |  | 0 | 0 |  | 0 | 0 | 0 | 0 |  |  | 0 | 0 | 0 |  | 0 | [5 empty] | 0 |  |  | 0 | [13 empty] | Nos | 1.0 | [10 empty] | Ringlus Electro Controls & Automation PVT LTD | [18 empty] | CGST - RNG | 9.0
[121 empty] | SGST - RNG | 9.0
| 1000A 4P 36kA PR222DS/P-LSIG MCCB T5 1000 ABB | 1000A 4P 36kA PR222DS/P-LSIG MCCB T5 1000 ABB | ABBMCCB | Nos |  | 1000A 4P 36kA PR222DS/P-LSIG MCCB T5 1000 ABB |  | 0 | 0 | 1 | 1 | 1 | 0.0 | 0.0 | 0.0 | 0 |  |  | 0.0 | Electrical Components | 1000A 4P 36kA PR222DS/P-LSIG MCCB T5 1000 ABB | 0 | 31-12-2099 | Material Transfer | Moving Average |  | 0.0 |  | 0 | 0 |  | 0 | 0 | 0 | 0 |  | 0 | Item Attribute | 1 | Nos | 0.0 | 0.0 | 0 | 0.0 | 0 | ABB | 1SDA060545R1 | India |  |  | 0 | 0.0 |  | 0 | 0 |  | 0 | 0 | 0 | 0 |  |  | 0 | 0 | 0 |  | 0 | [5 empty] | 0 |  |  | 0 | [13 empty] | Nos | 1.0 | [10 empty] | Ringlus Electro Controls & Automation PVT LTD | [18 empty] | CGST - RNG | 9.0
[121 empty] | SGST - RNG | 9.0
| 400A 3P 50kA PR222DS/P-LSIG MCCB T5 400 ABB | 400A 3P 50kA PR222DS/P-LSIG MCCB T5 400 ABB | ABBMCCB | Nos |  | 400A 3P 50kA PR222DS/P-LSIG MCCB T5 400 ABB |  | 0 | 0 | 1 | 1 | 1 | 0.0 | 0.0 | 0.0 | 0 |  |  | 0.0 | Electrical Components | 400A 3P 50kA PR222DS/P-LSIG MCCB T5 400 ABB | 0 | 31-12-2099 | Material Transfer | Moving Average |  | 0.0 |  | 0 | 0 |  | 0 | 0 | 0 | 0 |  | 0 | Item Attribute | 1 | Nos | 0.0 | 0.0 | 0 | 0.0 | 0 | ABB | 1SDA054339R1 | India |  |  | 0 | 0.0 |  | 0 | 0 |  | 0 | 0 | 0 | 0 |  |  | 0 | 0 | 0 |  | 0 | [5 empty] | 0 |  |  | 0 | [13 empty] | Nos | 1.0 | [10 empty] | Ringlus Electro Controls & Automation PVT LTD | [18 empty] | CGST - RNG | 9.0
[121 empty] | SGST - RNG | 9.0
| 630A 3P 50kA PR222DS/P-LSIG MCCB T5 630 ABB | 630A 3P 50kA PR222DS/P-LSIG MCCB T5 630 ABB | ABBMCCB | Nos |  | 630A 3P 50kA PR222DS/P-LSIG MCCB T5 630 ABB |  | 0 | 0 | 1 | 1 | 1 | 0.0 | 0.0 | 0.0 | 0 |  |  | 0.0 | Electrical Components | 630A 3P 50kA PR222DS/P-LSIG MCCB T5 630 ABB | 0 | 31-12-2099 | Material Transfer | Moving Average |  | 0.0 |  | 0 | 0 |  | 0 | 0 | 0 | 0 |  | 0 | Item Attribute | 1 | Nos | 0.0 | 0.0 | 0 | 0.0 | 0 | ABB | 1SDA054407R1 | India |  |  | 0 | 0.0 |  | 0 | 0 |  | 0 | 0 | 0 | 0 |  |  | 0 | 0 | 0 |  | 0 | [5 empty] | 0 |  |  | 0 | [13 empty] | Nos | 1.0 | [10 empty] | Ringlus Electro Controls & Automation PVT LTD | [18 empty] | CGST - RNG | 9.0
[121 empty] | SGST - RNG | 9.0
| 800A 3P 50kA PR222DS/P-LSIG MCCB T5 800 ABB | 800A 3P 50kA PR222DS/P-LSIG MCCB T5 800 ABB | ABBMCCB | Nos |  | 800A 3P 50kA PR222DS/P-LSIG MCCB T5 800 ABB |  | 0 | 0 | 1 | 1 | 1 | 0.0 | 0.0 | 0.0 | 0 |  |  | 0.0 | Electrical Components | 800A 3P 50kA PR222DS/P-LSIG MCCB T5 800 ABB | 0 | 31-12-2099 | Material Transfer | Moving Average |  | 0.0 |  | 0 | 0 |  | 0 | 0 | 0 | 0 |  | 0 | Item Attribute | 1 | Nos | 0.0 | 0.0 | 0 | 0.0 | 0 | ABB | 1SDA060281R1 | India |  |  | 0 | 0.0 |  | 0 | 0 |  | 0 | 0 | 0 | 0 |  |  | 0 | 0 | 0 |  | 0 | [5 empty] | 0 |  |  | 0 | [13 empty] | Nos | 1.0 | [10 empty] | Ringlus Electro Controls & Automation PVT LTD | [18 empty] | CGST - RNG | 9.0
[121 empty] | SGST - RNG | 9.0
| 1000A 3P 50kA PR222DS/P-LSIG MCCB T5 1000 ABB | 1000A 3P 50kA PR222DS/P-LSIG MCCB T5 1000 ABB | ABBMCCB | Nos |  | 1000A 3P 50kA PR222DS/P-LSIG MCCB T5 1000 ABB |  | 0 | 0 | 1 | 1 | 1 | 0.0 | 0.0 | 0.0 | 0 |  |  | 0.0 | Electrical Components | 1000A 3P 50kA PR222DS/P-LSIG MCCB T5 1000 ABB | 0 | 31-12-2099 | Material Transfer | Moving Average |  | 0.0 |  | 0 | 0 |  | 0 | 0 | 0 | 0 |  | 0 | Item Attribute | 1 | Nos | 0.0 | 0.0 | 0 | 0.0 | 0 | ABB | 1SDA060554R1 | India |  |  | 0 | 0.0 |  | 0 | 0 |  | 0 | 0 | 0 | 0 |  |  | 0 | 0 | 0 |  | 0 | [5 empty] | 0 |  |  | 0 | [13 empty] | Nos | 1.0 | [10 empty] | Ringlus Electro Controls & Automation PVT LTD | [18 empty] | CGST - RNG | 9.0
[121 empty] | SGST - RNG | 9.0
| 400A 4P 50kA PR222DS/P-LSIG MCCB T5 400 ABB | 400A 4P 50kA PR222DS/P-LSIG MCCB T5 400 ABB | ABBMCCB | Nos |  | 400A 4P 50kA PR222DS/P-LSIG MCCB T5 400 ABB |  | 0 | 0 | 1 | 1 | 1 | 0.0 | 0.0 | 0.0 | 0 |  |  | 0.0 | Electrical Components | 400A 4P 50kA PR222DS/P-LSIG MCCB T5 400 ABB | 0 | 31-12-2099 | Material Transfer | Moving Average |  | 0.0 |  | 0 | 0 |  | 0 | 0 | 0 | 0 |  | 0 | Item Attribute | 1 | Nos | 0.0 | 0.0 | 0 | 0.0 | 0 | ABB | 1SDA054347R1 | India |  |  | 0 | 0.0 |  | 0 | 0 |  | 0 | 0 | 0 | 0 |  |  | 0 | 0 | 0 |  | 0 | [5 empty] | 0 |  |  | 0 | [13 empty] | Nos | 1.0 | [10 empty] | Ringlus Electro Controls & Automation PVT LTD | [18 empty] | CGST - RNG | 9.0
[121 empty] | SGST - RNG | 9.0
| 630A 4P 50kA PR222DS/P-LSIG MCCB T5 630 ABB | 630A 4P 50kA PR222DS/P-LSIG MCCB T5 630 ABB | ABBMCCB | Nos |  | 630A 4P 50kA PR222DS/P-LSIG MCCB T5 630 ABB |  | 0 | 0 | 1 | 1 | 1 | 0.0 | 0.0 | 0.0 | 0 |  |  | 0.0 | Electrical Components | 630A 4P 50kA PR222DS/P-LSIG MCCB T5 630 ABB | 0 | 31-12-2099 | Material Transfer | Moving Average |  | 0.0 |  | 0 | 0 |  | 0 | 0 | 0 | 0 |  | 0 | Item Attribute | 1 | Nos | 0.0 | 0.0 | 0 | 0.0 | 0 | ABB | 1SDA054411R1 | India |  |  | 0 | 0.0 |  | 0 | 0 |  | 0 | 0 | 0 | 0 |  |  | 0 | 0 | 0 |  | 0 | [5 empty] | 0 |  |  | 0 | [13 empty] | Nos | 1.0 | [10 empty] | Ringlus Electro Controls & Automation PVT LTD | [18 empty] | CGST - RNG | 9.0
[121 empty] | SGST - RNG | 9.0
| 800A 4P 50kA PR222DS/P-LSIG MCCB T5 800 ABB | 800A 4P 50kA PR222DS/P-LSIG MCCB T5 800 ABB | ABBMCCB | Nos |  | 800A 4P 50kA PR222DS/P-LSIG MCCB T5 800 ABB |  | 0 | 0 | 1 | 1 | 1 | 0.0 | 0.0 | 0.0 | 0 |  |  | 0.0 | Electrical Components | 800A 4P 50kA PR222DS/P-LSIG MCCB T5 800 ABB | 0 | 31-12-2099 | Material Transfer | Moving Average |  | 0.0 |  | 0 | 0 |  | 0 | 0 | 0 | 0 |  | 0 | Item Attribute | 1 | Nos | 0.0 | 0.0 | 0 | 0.0 | 0 | ABB | 1SDA060286R1 | India |  |  | 0 | 0.0 |  | 0 | 0 |  | 0 | 0 | 0 | 0 |  |  | 0 | 0 | 0 |  | 0 | [5 empty] | 0 |  |  | 0 | [13 empty] | Nos | 1.0 | [10 empty] | Ringlus Electro Controls & Automation PVT LTD | [18 empty] | CGST - RNG | 9.0
[121 empty] | SGST - RNG | 9.0
| 1000A 4P 50kA PR222DS/P-LSIG MCCB T5 1000 ABB | 1000A 4P 50kA PR222DS/P-LSIG MCCB T5 1000 ABB | ABBMCCB | Nos |  | 1000A 4P 50kA PR222DS/P-LSIG MCCB T5 1000 ABB |  | 0 | 0 | 1 | 1 | 1 | 0.0 | 0.0 | 0.0 | 0 |  |  | 0.0 | Electrical Components | 1000A 4P 50kA PR222DS/P-LSIG MCCB T5 1000 ABB | 0 | 31-12-2099 | Material Transfer | Moving Average |  | 0.0 |  | 0 | 0 |  | 0 | 0 | 0 | 0 |  | 0 | Item Attribute | 1 | Nos | 0.0 | 0.0 | 0 | 0.0 | 0 | ABB | 1SDA060559R1 | India |  |  | 0 | 0.0 |  | 0 | 0 |  | 0 | 0 | 0 | 0 |  |  | 0 | 0 | 0 |  | 0 | [5 empty] | 0 |  |  | 0 | [13 empty] | Nos | 1.0 | [10 empty] | Ringlus Electro Controls & Automation PVT LTD | [18 empty] | CGST - RNG | 9.0
[121 empty] | SGST - RNG | 9.0
| Extended spreaded terminals KIT ES XT1 6pcs ABB | Extended spreaded terminals KIT ES XT1 6pcs ABB | ABBMCCB | Nos |  | Extended spreaded terminals KIT ES XT1 6pcs ABB |  | 0 | 0 | 1 | 1 | 1 | 0.0 | 0.0 | 0.0 | 0 |  |  | 0.0 | Electrical Components | Extended spreaded terminals KIT ES XT1 6pcs ABB | 0 | 31-12-2099 | Material Transfer | Moving Average |  | 0.0 |  | 0 | 0 |  | 0 | 0 | 0 | 0 |  | 0 | Item Attribute | 1 | Nos | 0.0 | 0.0 | 0 | 0.0 | 0 | ABB | 1SDA066891R1 | India |  |  | 0 | 0.0 |  | 0 | 0 |  | 0 | 0 | 0 | 0 |  |  | 0 | 0 | 0 |  | 0 | [5 empty] | 0 |  |  | 0 | [13 empty] | Nos | 1.0 | [10 empty] | Ringlus Electro Controls & Automation PVT LTD | [18 empty] | CGST - RNG | 9.0
[121 empty] | SGST - RNG | 9.0
| Extended spreaded terminals KIT ES XT1 8pcs ABB | Extended spreaded terminals KIT ES XT1 8pcs ABB | ABBMCCB | Nos |  | Extended spreaded terminals KIT ES XT1 8pcs ABB |  | 0 | 0 | 1 | 1 | 1 | 0.0 | 0.0 | 0.0 | 0 |  |  | 0.0 | Electrical Components | Extended spreaded terminals KIT ES XT1 8pcs ABB | 0 | 31-12-2099 | Material Transfer | Moving Average |  | 0.0 |  | 0 | 0 |  | 0 | 0 | 0 | 0 |  | 0 | Item Attribute | 1 | Nos | 0.0 | 0.0 | 0 | 0.0 | 0 | ABB | 1SDA066892R1 | India |  |  | 0 | 0.0 |  | 0 | 0 |  | 0 | 0 | 0 | 0 |  |  | 0 | 0 | 0 |  | 0 | [5 empty] | 0 |  |  | 0 | [13 empty] | Nos | 1.0 | [10 empty] | Ringlus Electro Controls & Automation PVT LTD | [18 empty] | CGST - RNG | 9.0
[121 empty] | SGST - RNG | 9.0
| Extended spreaded terminals KIT ES XT2 6pcs ABB | Extended spreaded terminals KIT ES XT2 6pcs ABB | ABBMCCB | Nos |  | Extended spreaded terminals KIT ES XT2 6pcs ABB |  | 0 | 0 | 1 | 1 | 1 | 0.0 | 0.0 | 0.0 | 0 |  |  | 0.0 | Electrical Components | Extended spreaded terminals KIT ES XT2 6pcs ABB | 0 | 31-12-2099 | Material Transfer | Moving Average |  | 0.0 |  | 0 | 0 |  | 0 | 0 | 0 | 0 |  | 0 | Item Attribute | 1 | Nos | 0.0 | 0.0 | 0 | 0.0 | 0 | ABB | 1SDA066895R1 | India |  |  | 0 | 0.0 |  | 0 | 0 |  | 0 | 0 | 0 | 0 |  |  | 0 | 0 | 0 |  | 0 | [5 empty] | 0 |  |  | 0 | [13 empty] | Nos | 1.0 | [10 empty] | Ringlus Electro Controls & Automation PVT LTD | [18 empty] | CGST - RNG | 9.0
[121 empty] | SGST - RNG | 9.0
| Extended spreaded terminals KIT ES XT2 8pcs ABB | Extended spreaded terminals KIT ES XT2 8pcs ABB | ABBMCCB | Nos |  | Extended spreaded terminals KIT ES XT2 8pcs ABB |  | 0 | 0 | 1 | 1 | 1 | 0.0 | 0.0 | 0.0 | 0 |  |  | 0.0 | Electrical Components | Extended spreaded terminals KIT ES XT2 8pcs ABB | 0 | 31-12-2099 | Material Transfer | Moving Average |  | 0.0 |  | 0 | 0 |  | 0 | 0 | 0 | 0 |  | 0 | Item Attribute | 1 | Nos | 0.0 | 0.0 | 0 | 0.0 | 0 | ABB | 1SDA066896R1 | India |  |  | 0 | 0.0 |  | 0 | 0 |  | 0 | 0 | 0 | 0 |  |  | 0 | 0 | 0 |  | 0 | [5 empty] | 0 |  |  | 0 | [13 empty] | Nos | 1.0 | [10 empty] | Ringlus Electro Controls & Automation PVT LTD | [18 empty] | CGST - RNG | 9.0
[121 empty] | SGST - RNG | 9.0
| Extended spreaded terminals KIT ES XT3 6pcs ABB | Extended spreaded terminals KIT ES XT3 6pcs ABB | ABBMCCB | Nos |  | Extended spreaded terminals KIT ES XT3 6pcs ABB |  | 0 | 0 | 1 | 1 | 1 | 0.0 | 0.0 | 0.0 | 0 |  |  | 0.0 | Electrical Components | Extended spreaded terminals KIT ES XT3 6pcs ABB | 0 | 31-12-2099 | Material Transfer | Moving Average |  | 0.0 |  | 0 | 0 |  | 0 | 0 | 0 | 0 |  | 0 | Item Attribute | 1 | Nos | 0.0 | 0.0 | 0 | 0.0 | 0 | ABB | 1SDA066899R1 | India |  |  | 0 | 0.0 |  | 0 | 0 |  | 0 | 0 | 0 | 0 |  |  | 0 | 0 | 0 |  | 0 | [5 empty] | 0 |  |  | 0 | [13 empty] | Nos | 1.0 | [10 empty] | Ringlus Electro Controls & Automation PVT LTD | [18 empty] | CGST - RNG | 9.0
[121 empty] | SGST - RNG | 9.0
| Extended spreaded terminals KIT ES XT3 8pcs ABB | Extended spreaded terminals KIT ES XT3 8pcs ABB | ABBMCCB | Nos |  | Extended spreaded terminals KIT ES XT3 8pcs ABB |  | 0 | 0 | 1 | 1 | 1 | 0.0 | 0.0 | 0.0 | 0 |  |  | 0.0 | Electrical Components | Extended spreaded terminals KIT ES XT3 8pcs ABB | 0 | 31-12-2099 | Material Transfer | Moving Average |  | 0.0 |  | 0 | 0 |  | 0 | 0 | 0 | 0 |  | 0 | Item Attribute | 1 | Nos | 0.0 | 0.0 | 0 | 0.0 | 0 | ABB | 1SDA066900R1 | India |  |  | 0 | 0.0 |  | 0 | 0 |  | 0 | 0 | 0 | 0 |  |  | 0 | 0 | 0 |  | 0 | [5 empty] | 0 |  |  | 0 | [13 empty] | Nos | 1.0 | [10 empty] | Ringlus Electro Controls & Automation PVT LTD | [18 empty] | CGST - RNG | 9.0
[121 empty] | SGST - RNG | 9.0
| Extended spreaded terminals KIT ES XT4 6pcs ABB | Extended spreaded terminals KIT ES XT4 6pcs ABB | ABBMCCB | Nos |  | Extended spreaded terminals KIT ES XT4 6pcs ABB |  | 0 | 0 | 1 | 1 | 1 | 0.0 | 0.0 | 0.0 | 0 |  |  | 0.0 | Electrical Components | Extended spreaded terminals KIT ES XT4 6pcs ABB | 0 | 31-12-2099 | Material Transfer | Moving Average |  | 0.0 |  | 0 | 0 |  | 0 | 0 | 0 | 0 |  | 0 | Item Attribute | 1 | Nos | 0.0 | 0.0 | 0 | 0.0 | 0 | ABB | 1SDA066903R1 | India |  |  | 0 | 0.0 |  | 0 | 0 |  | 0 | 0 | 0 | 0 |  |  | 0 | 0 | 0 |  | 0 | [5 empty] | 0 |  |  | 0 | [13 empty] | Nos | 1.0 | [10 empty] | Ringlus Electro Controls & Automation PVT LTD | [18 empty] | CGST - RNG | 9.0
[121 empty] | SGST - RNG | 9.0
| Extended spreaded terminals KIT ES XT4 8pcs ABB | Extended spreaded terminals KIT ES XT4 8pcs ABB | ABBMCCB | Nos |  | Extended spreaded terminals KIT ES XT4 8pcs ABB |  | 0 | 0 | 1 | 1 | 1 | 0.0 | 0.0 | 0.0 | 0 |  |  | 0.0 | Electrical Components | Extended spreaded terminals KIT ES XT4 8pcs ABB | 0 | 31-12-2099 | Material Transfer | Moving Average |  | 0.0 |  | 0 | 0 |  | 0 | 0 | 0 | 0 |  | 0 | Item Attribute | 1 | Nos | 0.0 | 0.0 | 0 | 0.0 | 0 | ABB | 1SDA066904R1 | India |  |  | 0 | 0.0 |  | 0 | 0 |  | 0 | 0 | 0 | 0 |  |  | 0 | 0 | 0 |  | 0 | [5 empty] | 0 |  |  | 0 | [13 empty] | Nos | 1.0 | [10 empty] | Ringlus Electro Controls & Automation PVT LTD | [18 empty] | CGST - RNG | 9.0
[121 empty] | SGST - RNG | 9.0
| Extended spreaded terminals KIT ES T5 6pcs ABB | Extended spreaded terminals KIT ES T5 6pcs ABB | ABBMCCB | Nos |  | Extended spreaded terminals KIT ES T5 6pcs ABB |  | 0 | 0 | 1 | 1 | 1 | 0.0 | 0.0 | 0.0 | 0 |  |  | 0.0 | Electrical Components | Extended spreaded terminals KIT ES T5 6pcs ABB | 0 | 31-12-2099 | Material Transfer | Moving Average |  | 0.0 |  | 0 | 0 |  | 0 | 0 | 0 | 0 |  | 0 | Item Attribute | 1 | Nos | 0.0 | 0.0 | 0 | 0.0 | 0 | ABB | 1SDA055038R1 | India |  |  | 0 | 0.0 |  | 0 | 0 |  | 0 | 0 | 0 | 0 |  |  | 0 | 0 | 0 |  | 0 | [5 empty] | 0 |  |  | 0 | [13 empty] | Nos | 1.0 | [10 empty] | Ringlus Electro Controls & Automation PVT LTD | [18 empty] | CGST - RNG | 9.0
[121 empty] | SGST - RNG | 9.0
| Extended spreaded terminals KIT ES T5 8pcs ABB | Extended spreaded terminals KIT ES T5 8pcs ABB | ABBMCCB | Nos |  | Extended spreaded terminals KIT ES T5 8pcs ABB |  | 0 | 0 | 1 | 1 | 1 | 0.0 | 0.0 | 0.0 | 0 |  |  | 0.0 | Electrical Components | Extended spreaded terminals KIT ES T5 8pcs ABB | 0 | 31-12-2099 | Material Transfer | Moving Average |  | 0.0 |  | 0 | 0 |  | 0 | 0 | 0 | 0 |  | 0 | Item Attribute | 1 | Nos | 0.0 | 0.0 | 0 | 0.0 | 0 | ABB | 1SDA055039R1 | India |  |  | 0 | 0.0 |  | 0 | 0 |  | 0 | 0 | 0 | 0 |  |  | 0 | 0 | 0 |  | 0 | [5 empty] | 0 |  |  | 0 | [13 empty] | Nos | 1.0 | [10 empty] | Ringlus Electro Controls & Automation PVT LTD | [18 empty] | CGST - RNG | 9.0
[121 empty] | SGST - RNG | 9.0
| Transmitted-RHE XT1-XT3 F/P Standard returned(250mm) ABB | Transmitted-RHE XT1-XT3 F/P Standard returned(250mm) ABB | ABBMCCB | Nos |  | Transmitted-RHE XT1-XT3 F/P Standard returned(250mm) ABB |  | 0 | 0 | 1 | 1 | 1 | 0.0 | 0.0 | 0.0 | 0 |  |  | 0.0 | Electrical Components | Transmitted-RHE XT1-XT3 F/P Standard returned(250mm) ABB | 0 | 31-12-2099 | Material Transfer | Moving Average |  | 0.0 |  | 0 | 0 |  | 0 | 0 | 0 | 0 |  | 0 | Item Attribute | 1 | Nos | 0.0 | 0.0 | 0 | 0.0 | 0 | ABB | 1SDA082810R1 | India |  |  | 0 | 0.0 |  | 0 | 0 |  | 0 | 0 | 0 | 0 |  |  | 0 | 0 | 0 |  | 0 | [5 empty] | 0 |  |  | 0 | [13 empty] | Nos | 1.0 | [10 empty] | Ringlus Electro Controls & Automation PVT LTD | [18 empty] | CGST - RNG | 9.0
[121 empty] | SGST - RNG | 9.0
| Transmitted-RHE XT1-XT3 F/P Standard returned(500mm) ABB | Transmitted-RHE XT1-XT3 F/P Standard returned(500mm) ABB | ABBMCCB | Nos |  | Transmitted-RHE XT1-XT3 F/P Standard returned(500mm) ABB |  | 0 | 0 | 1 | 1 | 1 | 0.0 | 0.0 | 0.0 | 0 |  |  | 0.0 | Electrical Components | Transmitted-RHE XT1-XT3 F/P Standard returned(500mm) ABB | 0 | 31-12-2099 | Material Transfer | Moving Average |  | 0.0 |  | 0 | 0 |  | 0 | 0 | 0 | 0 |  | 0 | Item Attribute | 1 | Nos | 0.0 | 0.0 | 0 | 0.0 | 0 | ABB | 1SDA066479R1 | India |  |  | 0 | 0.0 |  | 0 | 0 |  | 0 | 0 | 0 | 0 |  |  | 0 | 0 | 0 |  | 0 | [5 empty] | 0 |  |  | 0 | [13 empty] | Nos | 1.0 | [10 empty] | Ringlus Electro Controls & Automation PVT LTD | [18 empty] | CGST - RNG | 9.0
[121 empty] | SGST - RNG | 9.0
| Transmitted-RHE XT2-XT4 F/P Standard returned(250mm) ABB | Transmitted-RHE XT2-XT4 F/P Standard returned(250mm) ABB | ABBMCCB | Nos |  | Transmitted-RHE XT2-XT4 F/P Standard returned(250mm) ABB |  | 0 | 0 | 1 | 1 | 1 | 0.0 | 0.0 | 0.0 | 0 |  |  | 0.0 | Electrical Components | Transmitted-RHE XT2-XT4 F/P Standard returned(250mm) ABB | 0 | 31-12-2099 | Material Transfer | Moving Average |  | 0.0 |  | 0 | 0 |  | 0 | 0 | 0 | 0 |  | 0 | Item Attribute | 1 | Nos | 0.0 | 0.0 | 0 | 0.0 | 0 | ABB | 1SDA082811R1 | India |  |  | 0 | 0.0 |  | 0 | 0 |  | 0 | 0 | 0 | 0 |  |  | 0 | 0 | 0 |  | 0 | [5 empty] | 0 |  |  | 0 | [13 empty] | Nos | 1.0 | [10 empty] | Ringlus Electro Controls & Automation PVT LTD | [18 empty] | CGST - RNG | 9.0
[121 empty] | SGST - RNG | 9.0
| Transmitted-RHE XT2-XT4 F/P Standard returned(500mm) ABB | Transmitted-RHE XT2-XT4 F/P Standard returned(500mm) ABB | ABBMCCB | Nos |  | Transmitted-RHE XT2-XT4 F/P Standard returned(500mm) ABB |  | 0 | 0 | 1 | 1 | 1 | 0.0 | 0.0 | 0.0 | 0 |  |  | 0.0 | Electrical Components | Transmitted-RHE XT2-XT4 F/P Standard returned(500mm) ABB | 0 | 31-12-2099 | Material Transfer | Moving Average |  | 0.0 |  | 0 | 0 |  | 0 | 0 | 0 | 0 |  | 0 | Item Attribute | 1 | Nos | 0.0 | 0.0 | 0 | 0.0 | 0 | ABB | 1SDA069055R1 | India |  |  | 0 | 0.0 |  | 0 | 0 |  | 0 | 0 | 0 | 0 |  |  | 0 | 0 | 0 |  | 0 | [5 empty] | 0 |  |  | 0 | [13 empty] | Nos | 1.0 | [10 empty] | Ringlus Electro Controls & Automation PVT LTD | [18 empty] | CGST - RNG | 9.0
[121 empty] | SGST - RNG | 9.0
| Transmitted-RHE XT2-XT4 W Standard returned ABB | Transmitted-RHE XT2-XT4 W Standard returned ABB | ABBMCCB | Nos |  | Transmitted-RHE XT2-XT4 W Standard returned ABB |  | 0 | 0 | 1 | 1 | 1 | 0.0 | 0.0 | 0.0 | 0 |  |  | 0.0 | Electrical Components | Transmitted-RHE XT2-XT4 W Standard returned ABB | 0 | 31-12-2099 | Material Transfer | Moving Average |  | 0.0 |  | 0 | 0 |  | 0 | 0 | 0 | 0 |  | 0 | Item Attribute | 1 | Nos | 0.0 | 0.0 | 0 | 0.0 | 0 | ABB | 1SDA066480R1 | India |  |  | 0 | 0.0 |  | 0 | 0 |  | 0 | 0 | 0 | 0 |  |  | 0 | 0 | 0 |  | 0 | [5 empty] | 0 |  |  | 0 | [13 empty] | Nos | 1.0 | [10 empty] | Ringlus Electro Controls & Automation PVT LTD | [18 empty] | CGST - RNG | 9.0
[121 empty] | SGST - RNG | 9.0
| Transmitted-RHE L XT2-XT4 F/P Stand.SX Lateral ABB | Transmitted-RHE L XT2-XT4 F/P Stand.SX Lateral ABB | ABBMCCB | Nos |  | Transmitted-RHE L XT2-XT4 F/P Stand.SX Lateral ABB |  | 0 | 0 | 1 | 1 | 1 | 0.0 | 0.0 | 0.0 | 0 |  |  | 0.0 | Electrical Components | Transmitted-RHE L XT2-XT4 F/P Stand.SX Lateral ABB | 0 | 31-12-2099 | Material Transfer | Moving Average |  | 0.0 |  | 0 | 0 |  | 0 | 0 | 0 | 0 |  | 0 | Item Attribute | 1 | Nos | 0.0 | 0.0 | 0 | 0.0 | 0 | ABB | 1SDA069058R1 | India |  |  | 0 | 0.0 |  | 0 | 0 |  | 0 | 0 | 0 | 0 |  |  | 0 | 0 | 0 |  | 0 | [5 empty] | 0 |  |  | 0 | [13 empty] | Nos | 1.0 | [10 empty] | Ringlus Electro Controls & Automation PVT LTD | [18 empty] | CGST - RNG | 9.0
[121 empty] | SGST - RNG | 9.0
| Transmitted-RHE R XT2-XT4 F/P Stand.DX Lateral ABB | Transmitted-RHE R XT2-XT4 F/P Stand.DX Lateral ABB | ABBMCCB | Nos |  | Transmitted-RHE R XT2-XT4 F/P Stand.DX Lateral ABB |  | 0 | 0 | 1 | 1 | 1 | 0.0 | 0.0 | 0.0 | 0 |  |  | 0.0 | Electrical Components | Transmitted-RHE R XT2-XT4 F/P Stand.DX Lateral ABB | 0 | 31-12-2099 | Material Transfer | Moving Average |  | 0.0 |  | 0 | 0 |  | 0 | 0 | 0 | 0 |  | 0 | Item Attribute | 1 | Nos | 0.0 | 0.0 | 0 | 0.0 | 0 | ABB | 1SDA069060R1 | India |  |  | 0 | 0.0 |  | 0 | 0 |  | 0 | 0 | 0 | 0 |  |  | 0 | 0 | 0 |  | 0 | [5 empty] | 0 |  |  | 0 | [13 empty] | Nos | 1.0 | [10 empty] | Ringlus Electro Controls & Automation PVT LTD | [18 empty] | CGST - RNG | 9.0
[121 empty] | SGST - RNG | 9.0
| Transmitted-RHE normal for fixed/plug-in T4-T5 250mm ABB | Transmitted-RHE normal for fixed/plug-in T4-T5 250mm ABB | ABBMCCB | Nos |  | Transmitted-RHE normal for fixed/plug-in T4-T5 250mm ABB |  | 0 | 0 | 1 | 1 | 1 | 0.0 | 0.0 | 0.0 | 0 |  |  | 0.0 | Electrical Components | Transmitted-RHE normal for fixed/plug-in T4-T5 250mm ABB | 0 | 31-12-2099 | Material Transfer | Moving Average |  | 0.0 |  | 0 | 0 |  | 0 | 0 | 0 | 0 |  | 0 | Item Attribute | 1 | Nos | 0.0 | 0.0 | 0 | 0.0 | 0 | ABB | 1SDA070447R1 | India |  |  | 0 | 0.0 |  | 0 | 0 |  | 0 | 0 | 0 | 0 |  |  | 0 | 0 | 0 |  | 0 | [5 empty] | 0 |  |  | 0 | [13 empty] | Nos | 1.0 | [10 empty] | Ringlus Electro Controls & Automation PVT LTD | [18 empty] | CGST - RNG | 9.0
[121 empty] | SGST - RNG | 9.0
| Transmitted-RHE normal for withdrawble T4-T5 ABB | Transmitted-RHE normal for withdrawble T4-T5 ABB | ABBMCCB | Nos |  | Transmitted-RHE normal for withdrawble T4-T5 ABB |  | 0 | 0 | 1 | 1 | 1 | 0.0 | 0.0 | 0.0 | 0 |  |  | 0.0 | Electrical Components | Transmitted-RHE normal for withdrawble T4-T5 ABB | 0 | 31-12-2099 | Material Transfer | Moving Average |  | 0.0 |  | 0 | 0 |  | 0 | 0 | 0 | 0 |  | 0 | Item Attribute | 1 | Nos | 0.0 | 0.0 | 0 | 0.0 | 0 | ABB | 1SDA054933R1 | India |  |  | 0 | 0.0 |  | 0 | 0 |  | 0 | 0 | 0 | 0 |  |  | 0 | 0 | 0 |  | 0 | [5 empty] | 0 |  |  | 0 | [13 empty] | Nos | 1.0 | [10 empty] | Ringlus Electro Controls & Automation PVT LTD | [18 empty] | CGST - RNG | 9.0
[121 empty] | SGST - RNG | 9.0
| Transmitted-RHE normal for fixed T6 ABB | Transmitted-RHE normal for fixed T6 ABB | ABBMCCB | Nos |  | Transmitted-RHE normal for fixed T6 ABB |  | 0 | 0 | 1 | 1 | 1 | 0.0 | 0.0 | 0.0 | 0 |  |  | 0.0 | Electrical Components | Transmitted-RHE normal for fixed T6 ABB | 0 | 31-12-2099 | Material Transfer | Moving Average |  | 0.0 |  | 0 | 0 |  | 0 | 0 | 0 | 0 |  | 0 | Item Attribute | 1 | Nos | 0.0 | 0.0 | 0 | 0.0 | 0 | ABB | 1SDA060409R1 | India |  |  | 0 | 0.0 |  | 0 | 0 |  | 0 | 0 | 0 | 0 |  |  | 0 | 0 | 0 |  | 0 | [5 empty] | 0 |  |  | 0 | [13 empty] | Nos | 1.0 | [10 empty] | Ringlus Electro Controls & Automation PVT LTD | [18 empty] | CGST - RNG | 9.0
[121 empty] | SGST - RNG | 9.0
| Transmitted-RHE normal for withdrawble T6 ABB | Transmitted-RHE normal for withdrawble T6 ABB | ABBMCCB | Nos |  | Transmitted-RHE normal for withdrawble T6 ABB |  | 0 | 0 | 1 | 1 | 1 | 0.0 | 0.0 | 0.0 | 0 |  |  | 0.0 | Electrical Components | Transmitted-RHE normal for withdrawble T6 ABB | 0 | 31-12-2099 | Material Transfer | Moving Average |  | 0.0 |  | 0 | 0 |  | 0 | 0 | 0 | 0 |  | 0 | Item Attribute | 1 | Nos | 0.0 | 0.0 | 0 | 0.0 | 0 | ABB | 1SDA060411R1 | India |  |  | 0 | 0.0 |  | 0 | 0 |  | 0 | 0 | 0 | 0 |  |  | 0 | 0 | 0 |  | 0 | [5 empty] | 0 |  |  | 0 | [13 empty] | Nos | 1.0 | [10 empty] | Ringlus Electro Controls & Automation PVT LTD | [18 empty] | CGST - RNG | 9.0
[121 empty] | SGST - RNG | 9.0
| Transmitted-RHE normal for fixed/plug-in T7 ABB | Transmitted-RHE normal for fixed/plug-in T7 ABB | ABBMCCB | Nos |  | Transmitted-RHE normal for fixed/plug-in T7 ABB |  | 0 | 0 | 1 | 1 | 1 | 0.0 | 0.0 | 0.0 | 0 |  |  | 0.0 | Electrical Components | Transmitted-RHE normal for fixed/plug-in T7 ABB | 0 | 31-12-2099 | Material Transfer | Moving Average |  | 0.0 |  | 0 | 0 |  | 0 | 0 | 0 | 0 |  | 0 | Item Attribute | 1 | Nos | 0.0 | 0.0 | 0 | 0.0 | 0 | ABB | 1SDA062122R1 | India |  |  | 0 | 0.0 |  | 0 | 0 |  | 0 | 0 | 0 | 0 |  |  | 0 | 0 | 0 |  | 0 | [5 empty] | 0 |  |  | 0 | [13 empty] | Nos | 1.0 | [10 empty] | Ringlus Electro Controls & Automation PVT LTD | [18 empty] | CGST - RNG | 9.0
[121 empty] | SGST - RNG | 9.0
| 0.5A Miniature circuit breaker SP SH201M-C 1SYS271011R0984 ABB | 0.5A Miniature circuit breaker SP SH201M-C 1SYS271011R0984 ABB | ABBMCB | Nos |  | 0.5A Miniature circuit breaker SP SH201M-C 1SYS271011R0984 ABB |  | 0 | 0 | 1 | 1 | 1 | 0.0 | 0.0 | 0.0 | 0 |  |  | 0.0 | Electrical Components | 0.5A Miniature circuit breaker SP SH201M-C 1SYS271011R0984 ABB | 0 | 31-12-2099 | Material Transfer | Moving Average |  | 0.0 |  | 0 | 0 |  | 0 | 0 | 0 | 0 |  | 0 | Item Attribute | 1 | Nos | 0.0 | 0.0 | 0 | 0.0 | 0 | ABB | 1SYS271011R0984 | India |  |  | 0 | 0.0 |  | 0 | 0 |  | 0 | 0 | 0 | 0 |  |  | 0 | 0 | 0 |  | 0 | [5 empty] | 0 |  |  | 0 | [13 empty] | Nos | 1.0 | [10 empty] | Ringlus Electro Controls & Automation PVT LTD | [18 empty] | CGST - RNG | 9.0
[121 empty] | SGST - RNG | 9.0
| 1A Miniature circuit breaker SP SH201M-C 1SYS271011R0014 ABB | 1A Miniature circuit breaker SP SH201M-C 1SYS271011R0014 ABB | ABBMCB | Nos |  | 1A Miniature circuit breaker SP SH201M-C 1SYS271011R0014 ABB |  | 0 | 0 | 1 | 1 | 1 | 0.0 | 0.0 | 0.0 | 0 |  |  | 0.0 | Electrical Components | 1A Miniature circuit breaker SP SH201M-C 1SYS271011R0014 ABB | 0 | 31-12-2099 | Material Transfer | Moving Average |  | 0.0 |  | 0 | 0 |  | 0 | 0 | 0 | 0 |  | 0 | Item Attribute | 1 | Nos | 0.0 | 0.0 | 0 | 0.0 | 0 | ABB | 1SYS271011R0014 | India |  |  | 0 | 0.0 |  | 0 | 0 |  | 0 | 0 | 0 | 0 |  |  | 0 | 0 | 0 |  | 0 | [5 empty] | 0 |  |  | 0 | [13 empty] | Nos | 1.0 | [10 empty] | Ringlus Electro Controls & Automation PVT LTD | [18 empty] | CGST - RNG | 9.0
[121 empty] | SGST - RNG | 9.0
| 1.6A Miniature circuit breaker SP SH201M-C 1SYS271011R0974 ABB | 1.6A Miniature circuit breaker SP SH201M-C 1SYS271011R0974 ABB | ABBMCB | Nos |  | 1.6A Miniature circuit breaker SP SH201M-C 1SYS271011R0974 ABB |  | 0 | 0 | 1 | 1 | 1 | 0.0 | 0.0 | 0.0 | 0 |  |  | 0.0 | Electrical Components | 1.6A Miniature circuit breaker SP SH201M-C 1SYS271011R0974 ABB | 0 | 31-12-2099 | Material Transfer | Moving Average |  | 0.0 |  | 0 | 0 |  | 0 | 0 | 0 | 0 |  | 0 | Item Attribute | 1 | Nos | 0.0 | 0.0 | 0 | 0.0 | 0 | ABB | 1SYS271011R0974 | India |  |  | 0 | 0.0 |  | 0 | 0 |  | 0 | 0 | 0 | 0 |  |  | 0 | 0 | 0 |  | 0 | [5 empty] | 0 |  |  | 0 | [13 empty] | Nos | 1.0 | [10 empty] | Ringlus Electro Controls & Automation PVT LTD | [18 empty] | CGST - RNG | 9.0
[121 empty] | SGST - RNG | 9.0
| 2A Miniature circuit breaker SP SH201M-C 1SYS271011R0024 ABB | 2A Miniature circuit breaker SP SH201M-C 1SYS271011R0024 ABB | ABBMCB | Nos |  | 2A Miniature circuit breaker SP SH201M-C 1SYS271011R0024 ABB |  | 0 | 0 | 1 | 1 | 1 | 0.0 | 0.0 | 0.0 | 0 |  |  | 0.0 | Electrical Components | 2A Miniature circuit breaker SP SH201M-C 1SYS271011R0024 ABB | 0 | 31-12-2099 | Material Transfer | Moving Average |  | 0.0 |  | 0 | 0 |  | 0 | 0 | 0 | 0 |  | 0 | Item Attribute | 1 | Nos | 0.0 | 0.0 | 0 | 0.0 | 0 | ABB | 1SYS271011R0024 | India |  |  | 0 | 0.0 |  | 0 | 0 |  | 0 | 0 | 0 | 0 |  |  | 0 | 0 | 0 |  | 0 | [5 empty] | 0 |  |  | 0 | [13 empty] | Nos | 1.0 | [10 empty] | Ringlus Electro Controls & Automation PVT LTD | [18 empty] | CGST - RNG | 9.0
[121 empty] | SGST - RNG | 9.0
| 3A Miniature circuit breaker SP SH201M-C 1SYS271011R0034 ABB | 3A Miniature circuit breaker SP SH201M-C 1SYS271011R0034 ABB | ABBMCB | Nos |  | 3A Miniature circuit breaker SP SH201M-C 1SYS271011R0034 ABB |  | 0 | 0 | 1 | 1 | 1 | 0.0 | 0.0 | 0.0 | 0 |  |  | 0.0 | Electrical Components | 3A Miniature circuit breaker SP SH201M-C 1SYS271011R0034 ABB | 0 | 31-12-2099 | Material Transfer | Moving Average |  | 0.0 |  | 0 | 0 |  | 0 | 0 | 0 | 0 |  | 0 | Item Attribute | 1 | Nos | 0.0 | 0.0 | 0 | 0.0 | 0 | ABB | 1SYS271011R0034 | India |  |  | 0 | 0.0 |  | 0 | 0 |  | 0 | 0 | 0 | 0 |  |  | 0 | 0 | 0 |  | 0 | [5 empty] | 0 |  |  | 0 | [13 empty] | Nos | 1.0 | [10 empty] | Ringlus Electro Controls & Automation PVT LTD | [18 empty] | CGST - RNG | 9.0
[121 empty] | SGST - RNG | 9.0
| 4A Miniature circuit breaker SP SH201M-C 1SYS271011R0044 ABB | 4A Miniature circuit breaker SP SH201M-C 1SYS271011R0044 ABB | ABBMCB | Nos |  | 4A Miniature circuit breaker SP SH201M-C 1SYS271011R0044 ABB |  | 0 | 0 | 1 | 1 | 1 | 0.0 | 0.0 | 0.0 | 0 |  |  | 0.0 | Electrical Components | 4A Miniature circuit breaker SP SH201M-C 1SYS271011R0044 ABB | 0 | 31-12-2099 | Material Transfer | Moving Average |  | 0.0 |  | 0 | 0 |  | 0 | 0 | 0 | 0 |  | 0 | Item Attribute | 1 | Nos | 0.0 | 0.0 | 0 | 0.0 | 0 | ABB | 1SYS271011R0044 | India |  |  | 0 | 0.0 |  | 0 | 0 |  | 0 | 0 | 0 | 0 |  |  | 0 | 0 | 0 |  | 0 | [5 empty] | 0 |  |  | 0 | [13 empty] | Nos | 1.0 | [10 empty] | Ringlus Electro Controls & Automation PVT LTD | [18 empty] | CGST - RNG | 9.0
[121 empty] | SGST - RNG | 9.0
| 6A Miniature circuit breaker SP SH201M-C 1SYS271011R0064 ABB | 6A Miniature circuit breaker SP SH201M-C 1SYS271011R0064 ABB | ABBMCB | Nos |  | 6A Miniature circuit breaker SP SH201M-C 1SYS271011R0064 ABB |  | 0 | 0 | 1 | 1 | 1 | 0.0 | 0.0 | 0.0 | 0 |  |  | 0.0 | Electrical Components | 6A Miniature circuit breaker SP SH201M-C 1SYS271011R0064 ABB | 0 | 31-12-2099 | Material Transfer | Moving Average |  | 0.0 |  | 0 | 0 |  | 0 | 0 | 0 | 0 |  | 0 | Item Attribute | 1 | Nos | 0.0 | 0.0 | 0 | 0.0 | 0 | ABB | 1SYS271011R0064 | India |  |  | 0 | 0.0 |  | 0 | 0 |  | 0 | 0 | 0 | 0 |  |  | 0 | 0 | 0 |  | 0 | [5 empty] | 0 |  |  | 0 | [13 empty] | Nos | 1.0 | [10 empty] | Ringlus Electro Controls & Automation PVT LTD | [18 empty] | CGST - RNG | 9.0
[121 empty] | SGST - RNG | 9.0
| 10A Miniature circuit breaker SP SH201M-C 1SYS271011R0104 ABB | 10A Miniature circuit breaker SP SH201M-C 1SYS271011R0104 ABB | ABBMCB | Nos |  | 10A Miniature circuit breaker SP SH201M-C 1SYS271011R0104 ABB |  | 0 | 0 | 1 | 1 | 1 | 0.0 | 0.0 | 0.0 | 0 |  |  | 0.0 | Electrical Components | 10A Miniature circuit breaker SP SH201M-C 1SYS271011R0104 ABB | 0 | 31-12-2099 | Material Transfer | Moving Average |  | 0.0 |  | 0 | 0 |  | 0 | 0 | 0 | 0 |  | 0 | Item Attribute | 1 | Nos | 0.0 | 0.0 | 0 | 0.0 | 0 | ABB | 1SYS271011R0104 | India |  |  | 0 | 0.0 |  | 0 | 0 |  | 0 | 0 | 0 | 0 |  |  | 0 | 0 | 0 |  | 0 | [5 empty] | 0 |  |  | 0 | [13 empty] | Nos | 1.0 | [10 empty] | Ringlus Electro Controls & Automation PVT LTD | [18 empty] | CGST - RNG | 9.0
[121 empty] | SGST - RNG | 9.0
| 16A Miniature circuit breaker SP SH201M-C 1SYS271011R0164 ABB | 16A Miniature circuit breaker SP SH201M-C 1SYS271011R0164 ABB | ABBMCB | Nos |  | 16A Miniature circuit breaker SP SH201M-C 1SYS271011R0164 ABB |  | 0 | 0 | 1 | 1 | 1 | 0.0 | 0.0 | 0.0 | 0 |  |  | 0.0 | Electrical Components | 16A Miniature circuit breaker SP SH201M-C 1SYS271011R0164 ABB | 0 | 31-12-2099 | Material Transfer | Moving Average |  | 0.0 |  | 0 | 0 |  | 0 | 0 | 0 | 0 |  | 0 | Item Attribute | 1 | Nos | 0.0 | 0.0 | 0 | 0.0 | 0 | ABB | 1SYS271011R0164 | India |  |  | 0 | 0.0 |  | 0 | 0 |  | 0 | 0 | 0 | 0 |  |  | 0 | 0 | 0 |  | 0 | [5 empty] | 0 |  |  | 0 | [13 empty] | Nos | 1.0 | [10 empty] | Ringlus Electro Controls & Automation PVT LTD | [18 empty] | CGST - RNG | 9.0
[121 empty] | SGST - RNG | 9.0
| 20A Miniature circuit breaker SP SH201M-C 1SYS271011R0204 ABB | 20A Miniature circuit breaker SP SH201M-C 1SYS271011R0204 ABB | ABBMCB | Nos |  | 20A Miniature circuit breaker SP SH201M-C 1SYS271011R0204 ABB |  | 0 | 0 | 1 | 1 | 1 | 0.0 | 0.0 | 0.0 | 0 |  |  | 0.0 | Electrical Components | 20A Miniature circuit breaker SP SH201M-C 1SYS271011R0204 ABB | 0 | 31-12-2099 | Material Transfer | Moving Average |  | 0.0 |  | 0 | 0 |  | 0 | 0 | 0 | 0 |  | 0 | Item Attribute | 1 | Nos | 0.0 | 0.0 | 0 | 0.0 | 0 | ABB | 1SYS271011R0204 | India |  |  | 0 | 0.0 |  | 0 | 0 |  | 0 | 0 | 0 | 0 |  |  | 0 | 0 | 0 |  | 0 | [5 empty] | 0 |  |  | 0 | [13 empty] | Nos | 1.0 | [10 empty] | Ringlus Electro Controls & Automation PVT LTD | [18 empty] | CGST - RNG | 9.0
[121 empty] | SGST - RNG | 9.0
| 25A Miniature circuit breaker SP SH201M-C 1SYS271011R0254 ABB | 25A Miniature circuit breaker SP SH201M-C 1SYS271011R0254 ABB | ABBMCB | Nos |  | 25A Miniature circuit breaker SP SH201M-C 1SYS271011R0254 ABB |  | 0 | 0 | 1 | 1 | 1 | 0.0 | 0.0 | 0.0 | 0 |  |  | 0.0 | Electrical Components | 25A Miniature circuit breaker SP SH201M-C 1SYS271011R0254 ABB | 0 | 31-12-2099 | Material Transfer | Moving Average |  | 0.0 |  | 0 | 0 |  | 0 | 0 | 0 | 0 |  | 0 | Item Attribute | 1 | Nos | 0.0 | 0.0 | 0 | 0.0 | 0 | ABB | 1SYS271011R0254 | India |  |  | 0 | 0.0 |  | 0 | 0 |  | 0 | 0 | 0 | 0 |  |  | 0 | 0 | 0 |  | 0 | [5 empty] | 0 |  |  | 0 | [13 empty] | Nos | 1.0 | [10 empty] | Ringlus Electro Controls & Automation PVT LTD | [18 empty] | CGST - RNG | 9.0
[121 empty] | SGST - RNG | 9.0
| 32A Miniature circuit breaker SP SH201M-C 1SYS271011R0324 ABB | 32A Miniature circuit breaker SP SH201M-C 1SYS271011R0324 ABB | ABBMCB | Nos |  | 32A Miniature circuit breaker SP SH201M-C 1SYS271011R0324 ABB |  | 0 | 0 | 1 | 1 | 1 | 0.0 | 0.0 | 0.0 | 0 |  |  | 0.0 | Electrical Components | 32A Miniature circuit breaker SP SH201M-C 1SYS271011R0324 ABB | 0 | 31-12-2099 | Material Transfer | Moving Average |  | 0.0 |  | 0 | 0 |  | 0 | 0 | 0 | 0 |  | 0 | Item Attribute | 1 | Nos | 0.0 | 0.0 | 0 | 0.0 | 0 | ABB | 1SYS271011R0324 | India |  |  | 0 | 0.0 |  | 0 | 0 |  | 0 | 0 | 0 | 0 |  |  | 0 | 0 | 0 |  | 0 | [5 empty] | 0 |  |  | 0 | [13 empty] | Nos | 1.0 | [10 empty] | Ringlus Electro Controls & Automation PVT LTD | [18 empty] | CGST - RNG | 9.0
[121 empty] | SGST - RNG | 9.0
| 40A Miniature circuit breaker SP SH201M-C 1SYS271011R0404 ABB | 40A Miniature circuit breaker SP SH201M-C 1SYS271011R0404 ABB | ABBMCB | Nos |  | 40A Miniature circuit breaker SP SH201M-C 1SYS271011R0404 ABB |  | 0 | 0 | 1 | 1 | 1 | 0.0 | 0.0 | 0.0 | 0 |  |  | 0.0 | Electrical Components | 40A Miniature circuit breaker SP SH201M-C 1SYS271011R0404 ABB | 0 | 31-12-2099 | Material Transfer | Moving Average |  | 0.0 |  | 0 | 0 |  | 0 | 0 | 0 | 0 |  | 0 | Item Attribute | 1 | Nos | 0.0 | 0.0 | 0 | 0.0 | 0 | ABB | 1SYS271011R0404 | India |  |  | 0 | 0.0 |  | 0 | 0 |  | 0 | 0 | 0 | 0 |  |  | 0 | 0 | 0 |  | 0 | [5 empty] | 0 |  |  | 0 | [13 empty] | Nos | 1.0 | [10 empty] | Ringlus Electro Controls & Automation PVT LTD | [18 empty] | CGST - RNG | 9.0
[121 empty] | SGST - RNG | 9.0
| 50A Miniature circuit breaker SP SH201M-C 1SYS271011R0504 ABB | 50A Miniature circuit breaker SP SH201M-C 1SYS271011R0504 ABB | ABBMCB | Nos |  | 50A Miniature circuit breaker SP SH201M-C 1SYS271011R0504 ABB |  | 0 | 0 | 1 | 1 | 1 | 0.0 | 0.0 | 0.0 | 0 |  |  | 0.0 | Electrical Components | 50A Miniature circuit breaker SP SH201M-C 1SYS271011R0504 ABB | 0 | 31-12-2099 | Material Transfer | Moving Average |  | 0.0 |  | 0 | 0 |  | 0 | 0 | 0 | 0 |  | 0 | Item Attribute | 1 | Nos | 0.0 | 0.0 | 0 | 0.0 | 0 | ABB | 1SYS271011R0504 | India |  |  | 0 | 0.0 |  | 0 | 0 |  | 0 | 0 | 0 | 0 |  |  | 0 | 0 | 0 |  | 0 | [5 empty] | 0 |  |  | 0 | [13 empty] | Nos | 1.0 | [10 empty] | Ringlus Electro Controls & Automation PVT LTD | [18 empty] | CGST - RNG | 9.0
[121 empty] | SGST - RNG | 9.0
| 63A Miniature circuit breaker SP SH201M-C 1SYS271011R0634 ABB | 63A Miniature circuit breaker SP SH201M-C 1SYS271011R0634 ABB | ABBMCB | Nos |  | 63A Miniature circuit breaker SP SH201M-C 1SYS271011R0634 ABB |  | 0 | 0 | 1 | 1 | 1 | 0.0 | 0.0 | 0.0 | 0 |  |  | 0.0 | Electrical Components | 63A Miniature circuit breaker SP SH201M-C 1SYS271011R0634 ABB | 0 | 31-12-2099 | Material Transfer | Moving Average |  | 0.0 |  | 0 | 0 |  | 0 | 0 | 0 | 0 |  | 0 | Item Attribute | 1 | Nos | 0.0 | 0.0 | 0 | 0.0 | 0 | ABB | 1SYS271011R0634 | India |  |  | 0 | 0.0 |  | 0 | 0 |  | 0 | 0 | 0 | 0 |  |  | 0 | 0 | 0 |  | 0 | [5 empty] | 0 |  |  | 0 | [13 empty] | Nos | 1.0 | [10 empty] | Ringlus Electro Controls & Automation PVT LTD | [18 empty] | CGST - RNG | 9.0
[121 empty] | SGST - RNG | 9.0
| 0.5A Miniature Circuit breaker DP SH202M-C 1SYS272011R0984 ABB | 0.5A Miniature Circuit breaker DP SH202M-C 1SYS272011R0984 ABB | ABBMCB | Nos |  | 0.5A Miniature Circuit breaker DP SH202M-C 1SYS272011R0984 ABB |  | 0 | 0 | 1 | 1 | 1 | 0.0 | 0.0 | 0.0 | 0 |  |  | 0.0 | Electrical Components | 0.5A Miniature Circuit breaker DP SH202M-C 1SYS272011R0984 ABB | 0 | 31-12-2099 | Material Transfer | Moving Average |  | 0.0 |  | 0 | 0 |  | 0 | 0 | 0 | 0 |  | 0 | Item Attribute | 1 | Nos | 0.0 | 0.0 | 0 | 0.0 | 0 | ABB | 1SYS272011R0984 | India |  |  | 0 | 0.0 |  | 0 | 0 |  | 0 | 0 | 0 | 0 |  |  | 0 | 0 | 0 |  | 0 | [5 empty] | 0 |  |  | 0 | [13 empty] | Nos | 1.0 | [10 empty] | Ringlus Electro Controls & Automation PVT LTD | [18 empty] | CGST - RNG | 9.0
[121 empty] | SGST - RNG | 9.0
| 1A Miniature Circuit breaker DP SH202M-C 1SYS272011R0014 ABB | 1A Miniature Circuit breaker DP SH202M-C 1SYS272011R0014 ABB | ABBMCB | Nos |  | 1A Miniature Circuit breaker DP SH202M-C 1SYS272011R0014 ABB |  | 0 | 0 | 1 | 1 | 1 | 0.0 | 0.0 | 0.0 | 0 |  |  | 0.0 | Electrical Components | 1A Miniature Circuit breaker DP SH202M-C 1SYS272011R0014 ABB | 0 | 31-12-2099 | Material Transfer | Moving Average |  | 0.0 |  | 0 | 0 |  | 0 | 0 | 0 | 0 |  | 0 | Item Attribute | 1 | Nos | 0.0 | 0.0 | 0 | 0.0 | 0 | ABB | 1SYS272011R0014 | India |  |  | 0 | 0.0 |  | 0 | 0 |  | 0 | 0 | 0 | 0 |  |  | 0 | 0 | 0 |  | 0 | [5 empty] | 0 |  |  | 0 | [13 empty] | Nos | 1.0 | [10 empty] | Ringlus Electro Controls & Automation PVT LTD | [18 empty] | CGST - RNG | 9.0
[121 empty] | SGST - RNG | 9.0
| 1.6A Miniature Circuit breaker DP SH202M-C 1SYS272011R0974 ABB | 1.6A Miniature Circuit breaker DP SH202M-C 1SYS272011R0974 ABB | ABBMCB | Nos |  | 1.6A Miniature Circuit breaker DP SH202M-C 1SYS272011R0974 ABB |  | 0 | 0 | 1 | 1 | 1 | 0.0 | 0.0 | 0.0 | 0 |  |  | 0.0 | Electrical Components | 1.6A Miniature Circuit breaker DP SH202M-C 1SYS272011R0974 ABB | 0 | 31-12-2099 | Material Transfer | Moving Average |  | 0.0 |  | 0 | 0 |  | 0 | 0 | 0 | 0 |  | 0 | Item Attribute | 1 | Nos | 0.0 | 0.0 | 0 | 0.0 | 0 | ABB | 1SYS272011R0974 | India |  |  | 0 | 0.0 |  | 0 | 0 |  | 0 | 0 | 0 | 0 |  |  | 0 | 0 | 0 |  | 0 | [5 empty] | 0 |  |  | 0 | [13 empty] | Nos | 1.0 | [10 empty] | Ringlus Electro Controls & Automation PVT LTD | [18 empty] | CGST - RNG | 9.0
[121 empty] | SGST - RNG | 9.0
| 2A Miniature Circuit breaker DP SH202M-C 1SYS272011R0024 ABB | 2A Miniature Circuit breaker DP SH202M-C 1SYS272011R0024 ABB | ABBMCB | Nos |  | 2A Miniature Circuit breaker DP SH202M-C 1SYS272011R0024 ABB |  | 0 | 0 | 1 | 1 | 1 | 0.0 | 0.0 | 0.0 | 0 |  |  | 0.0 | Electrical Components | 2A Miniature Circuit breaker DP SH202M-C 1SYS272011R0024 ABB | 0 | 31-12-2099 | Material Transfer | Moving Average |  | 0.0 |  | 0 | 0 |  | 0 | 0 | 0 | 0 |  | 0 | Item Attribute | 1 | Nos | 0.0 | 0.0 | 0 | 0.0 | 0 | ABB | 1SYS272011R0024 | India |  |  | 0 | 0.0 |  | 0 | 0 |  | 0 | 0 | 0 | 0 |  |  | 0 | 0 | 0 |  | 0 | [5 empty] | 0 |  |  | 0 | [13 empty] | Nos | 1.0 | [10 empty] | Ringlus Electro Controls & Automation PVT LTD | [18 empty] | CGST - RNG | 9.0
[121 empty] | SGST - RNG | 9.0
| 3A Miniature Circuit breaker DP SH202M-C 1SYS272011R0034 ABB | 3A Miniature Circuit breaker DP SH202M-C 1SYS272011R0034 ABB | ABBMCB | Nos |  | 3A Miniature Circuit breaker DP SH202M-C 1SYS272011R0034 ABB |  | 0 | 0 | 1 | 1 | 1 | 0.0 | 0.0 | 0.0 | 0 |  |  | 0.0 | Electrical Components | 3A Miniature Circuit breaker DP SH202M-C 1SYS272011R0034 ABB | 0 | 31-12-2099 | Material Transfer | Moving Average |  | 0.0 |  | 0 | 0 |  | 0 | 0 | 0 | 0 |  | 0 | Item Attribute | 1 | Nos | 0.0 | 0.0 | 0 | 0.0 | 0 | ABB | 1SYS272011R0034 | India |  |  | 0 | 0.0 |  | 0 | 0 |  | 0 | 0 | 0 | 0 |  |  | 0 | 0 | 0 |  | 0 | [5 empty] | 0 |  |  | 0 | [13 empty] | Nos | 1.0 | [10 empty] | Ringlus Electro Controls & Automation PVT LTD | [18 empty] | CGST - RNG | 9.0
[121 empty] | SGST - RNG | 9.0
| 4A Miniature Circuit breaker DP SH202M-C 1SYS272011R0044 ABB | 4A Miniature Circuit breaker DP SH202M-C 1SYS272011R0044 ABB | ABBMCB | Nos |  | 4A Miniature Circuit breaker DP SH202M-C 1SYS272011R0044 ABB |  | 0 | 0 | 1 | 1 | 1 | 0.0 | 0.0 | 0.0 | 0 |  |  | 0.0 | Electrical Components | 4A Miniature Circuit breaker DP SH202M-C 1SYS272011R0044 ABB | 0 | 31-12-2099 | Material Transfer | Moving Average |  | 0.0 |  | 0 | 0 |  | 0 | 0 | 0 | 0 |  | 0 | Item Attribute | 1 | Nos | 0.0 | 0.0 | 0 | 0.0 | 0 | ABB | 1SYS272011R0044 | India |  |  | 0 | 0.0 |  | 0 | 0 |  | 0 | 0 | 0 | 0 |  |  | 0 | 0 | 0 |  | 0 | [5 empty] | 0 |  |  | 0 | [13 empty] | Nos | 1.0 | [10 empty] | Ringlus Electro Controls & Automation PVT LTD | [18 empty] | CGST - RNG | 9.0
[121 empty] | SGST - RNG | 9.0
| 6A Miniature Circuit breaker DP SH202M-C 1SYS272011R0064 ABB | 6A Miniature Circuit breaker DP SH202M-C 1SYS272011R0064 ABB | ABBMCB | Nos |  | 6A Miniature Circuit breaker DP SH202M-C 1SYS272011R0064 ABB |  | 0 | 0 | 1 | 1 | 1 | 0.0 | 0.0 | 0.0 | 0 |  |  | 0.0 | Electrical Components | 6A Miniature Circuit breaker DP SH202M-C 1SYS272011R0064 ABB | 0 | 31-12-2099 | Material Transfer | Moving Average |  | 0.0 |  | 0 | 0 |  | 0 | 0 | 0 | 0 |  | 0 | Item Attribute | 1 | Nos | 0.0 | 0.0 | 0 | 0.0 | 0 | ABB | 1SYS272011R0064 | India |  |  | 0 | 0.0 |  | 0 | 0 |  | 0 | 0 | 0 | 0 |  |  | 0 | 0 | 0 |  | 0 | [5 empty] | 0 |  |  | 0 | [13 empty] | Nos | 1.0 | [10 empty] | Ringlus Electro Controls & Automation PVT LTD | [18 empty] | CGST - RNG | 9.0
[121 empty] | SGST - RNG | 9.0
| 10A Miniature Circuit breaker DP SH202M-C 1SYS272011R0104 ABB | 10A Miniature Circuit breaker DP SH202M-C 1SYS272011R0104 ABB | ABBMCB | Nos |  | 10A Miniature Circuit breaker DP SH202M-C 1SYS272011R0104 ABB |  | 0 | 0 | 1 | 1 | 1 | 0.0 | 0.0 | 0.0 | 0 |  |  | 0.0 | Electrical Components | 10A Miniature Circuit breaker DP SH202M-C 1SYS272011R0104 ABB | 0 | 31-12-2099 | Material Transfer | Moving Average |  | 0.0 |  | 0 | 0 |  | 0 | 0 | 0 | 0 |  | 0 | Item Attribute | 1 | Nos | 0.0 | 0.0 | 0 | 0.0 | 0 | ABB | 1SYS272011R0104 | India |  |  | 0 | 0.0 |  | 0 | 0 |  | 0 | 0 | 0 | 0 |  |  | 0 | 0 | 0 |  | 0 | [5 empty] | 0 |  |  | 0 | [13 empty] | Nos | 1.0 | [10 empty] | Ringlus Electro Controls & Automation PVT LTD | [18 empty] | CGST - RNG | 9.0
[121 empty] | SGST - RNG | 9.0
| 16A Miniature Circuit breaker DP SH202M-C 1SYS272011R0164 ABB | 16A Miniature Circuit breaker DP SH202M-C 1SYS272011R0164 ABB | ABBMCB | Nos |  | 16A Miniature Circuit breaker DP SH202M-C 1SYS272011R0164 ABB |  | 0 | 0 | 1 | 1 | 1 | 0.0 | 0.0 | 0.0 | 0 |  |  | 0.0 | Electrical Components | 16A Miniature Circuit breaker DP SH202M-C 1SYS272011R0164 ABB | 0 | 31-12-2099 | Material Transfer | Moving Average |  | 0.0 |  | 0 | 0 |  | 0 | 0 | 0 | 0 |  | 0 | Item Attribute | 1 | Nos | 0.0 | 0.0 | 0 | 0.0 | 0 | ABB | 1SYS272011R0164 | India |  |  | 0 | 0.0 |  | 0 | 0 |  | 0 | 0 | 0 | 0 |  |  | 0 | 0 | 0 |  | 0 | [5 empty] | 0 |  |  | 0 | [13 empty] | Nos | 1.0 | [10 empty] | Ringlus Electro Controls & Automation PVT LTD | [18 empty] | CGST - RNG | 9.0
[121 empty] | SGST - RNG | 9.0
| 20A Miniature Circuit breaker DP SH202M-C 1SYS272011R0204 ABB | 20A Miniature Circuit breaker DP SH202M-C 1SYS272011R0204 ABB | ABBMCB | Nos |  | 20A Miniature Circuit breaker DP SH202M-C 1SYS272011R0204 ABB |  | 0 | 0 | 1 | 1 | 1 | 0.0 | 0.0 | 0.0 | 0 |  |  | 0.0 | Electrical Components | 20A Miniature Circuit breaker DP SH202M-C 1SYS272011R0204 ABB | 0 | 31-12-2099 | Material Transfer | Moving Average |  | 0.0 |  | 0 | 0 |  | 0 | 0 | 0 | 0 |  | 0 | Item Attribute | 1 | Nos | 0.0 | 0.0 | 0 | 0.0 | 0 | ABB | 1SYS272011R0204 | India |  |  | 0 | 0.0 |  | 0 | 0 |  | 0 | 0 | 0 | 0 |  |  | 0 | 0 | 0 |  | 0 | [5 empty] | 0 |  |  | 0 | [13 empty] | Nos | 1.0 | [10 empty] | Ringlus Electro Controls & Automation PVT LTD | [18 empty] | CGST - RNG | 9.0
[121 empty] | SGST - RNG | 9.0
| 25A Miniature Circuit breaker DP SH202M-C 1SYS272011R0254 ABB | 25A Miniature Circuit breaker DP SH202M-C 1SYS272011R0254 ABB | ABBMCB | Nos |  | 25A Miniature Circuit breaker DP SH202M-C 1SYS272011R0254 ABB |  | 0 | 0 | 1 | 1 | 1 | 0.0 | 0.0 | 0.0 | 0 |  |  | 0.0 | Electrical Components | 25A Miniature Circuit breaker DP SH202M-C 1SYS272011R0254 ABB | 0 | 31-12-2099 | Material Transfer | Moving Average |  | 0.0 |  | 0 | 0 |  | 0 | 0 | 0 | 0 |  | 0 | Item Attribute | 1 | Nos | 0.0 | 0.0 | 0 | 0.0 | 0 | ABB | 1SYS272011R0254 | India |  |  | 0 | 0.0 |  | 0 | 0 |  | 0 | 0 | 0 | 0 |  |  | 0 | 0 | 0 |  | 0 | [5 empty] | 0 |  |  | 0 | [13 empty] | Nos | 1.0 | [10 empty] | Ringlus Electro Controls & Automation PVT LTD | [18 empty] | CGST - RNG | 9.0
[121 empty] | SGST - RNG | 9.0
| 32A Miniature Circuit breaker DP SH202M-C 1SYS272011R0324 ABB | 32A Miniature Circuit breaker DP SH202M-C 1SYS272011R0324 ABB | ABBMCB | Nos |  | 32A Miniature Circuit breaker DP SH202M-C 1SYS272011R0324 ABB |  | 0 | 0 | 1 | 1 | 1 | 0.0 | 0.0 | 0.0 | 0 |  |  | 0.0 | Electrical Components | 32A Miniature Circuit breaker DP SH202M-C 1SYS272011R0324 ABB | 0 | 31-12-2099 | Material Transfer | Moving Average |  | 0.0 |  | 0 | 0 |  | 0 | 0 | 0 | 0 |  | 0 | Item Attribute | 1 | Nos | 0.0 | 0.0 | 0 | 0.0 | 0 | ABB | 1SYS272011R0324 | India |  |  | 0 | 0.0 |  | 0 | 0 |  | 0 | 0 | 0 | 0 |  |  | 0 | 0 | 0 |  | 0 | [5 empty] | 0 |  |  | 0 | [13 empty] | Nos | 1.0 | [10 empty] | Ringlus Electro Controls & Automation PVT LTD | [18 empty] | CGST - RNG | 9.0
[121 empty] | SGST - RNG | 9.0
| 40A Miniature Circuit breaker DP SH202M-C 1SYS272011R0404 ABB | 40A Miniature Circuit breaker DP SH202M-C 1SYS272011R0404 ABB | ABBMCB | Nos |  | 40A Miniature Circuit breaker DP SH202M-C 1SYS272011R0404 ABB |  | 0 | 0 | 1 | 1 | 1 | 0.0 | 0.0 | 0.0 | 0 |  |  | 0.0 | Electrical Components | 40A Miniature Circuit breaker DP SH202M-C 1SYS272011R0404 ABB | 0 | 31-12-2099 | Material Transfer | Moving Average |  | 0.0 |  | 0 | 0 |  | 0 | 0 | 0 | 0 |  | 0 | Item Attribute | 1 | Nos | 0.0 | 0.0 | 0 | 0.0 | 0 | ABB | 1SYS272011R0404 | India |  |  | 0 | 0.0 |  | 0 | 0 |  | 0 | 0 | 0 | 0 |  |  | 0 | 0 | 0 |  | 0 | [5 empty] | 0 |  |  | 0 | [13 empty] | Nos | 1.0 | [10 empty] | Ringlus Electro Controls & Automation PVT LTD | [18 empty] | CGST - RNG | 9.0
[121 empty] | SGST - RNG | 9.0
| 50A Miniature Circuit breaker DP SH202M-C 1SYS272011R0504 ABB | 50A Miniature Circuit breaker DP SH202M-C 1SYS272011R0504 ABB | ABBMCB | Nos |  | 50A Miniature Circuit breaker DP SH202M-C 1SYS272011R0504 ABB |  | 0 | 0 | 1 | 1 | 1 | 0.0 | 0.0 | 0.0 | 0 |  |  | 0.0 | Electrical Components | 50A Miniature Circuit breaker DP SH202M-C 1SYS272011R0504 ABB | 0 | 31-12-2099 | Material Transfer | Moving Average |  | 0.0 |  | 0 | 0 |  | 0 | 0 | 0 | 0 |  | 0 | Item Attribute | 1 | Nos | 0.0 | 0.0 | 0 | 0.0 | 0 | ABB | 1SYS272011R0504 | India |  |  | 0 | 0.0 |  | 0 | 0 |  | 0 | 0 | 0 | 0 |  |  | 0 | 0 | 0 |  | 0 | [5 empty] | 0 |  |  | 0 | [13 empty] | Nos | 1.0 | [10 empty] | Ringlus Electro Controls & Automation PVT LTD | [18 empty] | CGST - RNG | 9.0
[121 empty] | SGST - RNG | 9.0
| 63A Miniature Circuit breaker DP SH202M-C 1SYS272011R0634 ABB | 63A Miniature Circuit breaker DP SH202M-C 1SYS272011R0634 ABB | ABBMCB | Nos |  | 63A Miniature Circuit breaker DP SH202M-C 1SYS272011R0634 ABB |  | 0 | 0 | 1 | 1 | 1 | 0.0 | 0.0 | 0.0 | 0 |  |  | 0.0 | Electrical Components | 63A Miniature Circuit breaker DP SH202M-C 1SYS272011R0634 ABB | 0 | 31-12-2099 | Material Transfer | Moving Average |  | 0.0 |  | 0 | 0 |  | 0 | 0 | 0 | 0 |  | 0 | Item Attribute | 1 | Nos | 0.0 | 0.0 | 0 | 0.0 | 0 | ABB | 1SYS272011R0634 | India |  |  | 0 | 0.0 |  | 0 | 0 |  | 0 | 0 | 0 | 0 |  |  | 0 | 0 | 0 |  | 0 | [5 empty] | 0 |  |  | 0 | [13 empty] | Nos | 1.0 | [10 empty] | Ringlus Electro Controls & Automation PVT LTD | [18 empty] | CGST - RNG | 9.0
[121 empty] | SGST - RNG | 9.0
| 0.5A Miniature Circuit braker TP SH203M-C 1SYS273011R0984 ABB | 0.5A Miniature Circuit braker TP SH203M-C 1SYS273011R0984 ABB | ABBMCB | Nos |  | 0.5A Miniature Circuit braker TP SH203M-C 1SYS273011R0984 ABB |  | 0 | 0 | 1 | 1 | 1 | 0.0 | 0.0 | 0.0 | 0 |  |  | 0.0 | Electrical Components | 0.5A Miniature Circuit braker TP SH203M-C 1SYS273011R0984 ABB | 0 | 31-12-2099 | Material Transfer | Moving Average |  | 0.0 |  | 0 | 0 |  | 0 | 0 | 0 | 0 |  | 0 | Item Attribute | 1 | Nos | 0.0 | 0.0 | 0 | 0.0 | 0 | ABB | 1SYS273011R0984 | India |  |  | 0 | 0.0 |  | 0 | 0 |  | 0 | 0 | 0 | 0 |  |  | 0 | 0 | 0 |  | 0 | [5 empty] | 0 |  |  | 0 | [13 empty] | Nos | 1.0 | [10 empty] | Ringlus Electro Controls & Automation PVT LTD | [18 empty] | CGST - RNG | 9.0
[121 empty] | SGST - RNG | 9.0
| 1A Miniature Circuit braker TP SH203M-C 1SYS273011R0014 ABB | 1A Miniature Circuit braker TP SH203M-C 1SYS273011R0014 ABB | ABBMCB | Nos |  | 1A Miniature Circuit braker TP SH203M-C 1SYS273011R0014 ABB |  | 0 | 0 | 1 | 1 | 1 | 0.0 | 0.0 | 0.0 | 0 |  |  | 0.0 | Electrical Components | 1A Miniature Circuit braker TP SH203M-C 1SYS273011R0014 ABB | 0 | 31-12-2099 | Material Transfer | Moving Average |  | 0.0 |  | 0 | 0 |  | 0 | 0 | 0 | 0 |  | 0 | Item Attribute | 1 | Nos | 0.0 | 0.0 | 0 | 0.0 | 0 | ABB | 1SYS273011R0014 | India |  |  | 0 | 0.0 |  | 0 | 0 |  | 0 | 0 | 0 | 0 |  |  | 0 | 0 | 0 |  | 0 | [5 empty] | 0 |  |  | 0 | [13 empty] | Nos | 1.0 | [10 empty] | Ringlus Electro Controls & Automation PVT LTD | [18 empty] | CGST - RNG | 9.0
[121 empty] | SGST - RNG | 9.0
| 1.6A Miniature Circuit braker TP SH203M-C 1SYS273011R0974 ABB | 1.6A Miniature Circuit braker TP SH203M-C 1SYS273011R0974 ABB | ABBMCB | Nos |  | 1.6A Miniature Circuit braker TP SH203M-C 1SYS273011R0974 ABB |  | 0 | 0 | 1 | 1 | 1 | 0.0 | 0.0 | 0.0 | 0 |  |  | 0.0 | Electrical Components | 1.6A Miniature Circuit braker TP SH203M-C 1SYS273011R0974 ABB | 0 | 31-12-2099 | Material Transfer | Moving Average |  | 0.0 |  | 0 | 0 |  | 0 | 0 | 0 | 0 |  | 0 | Item Attribute | 1 | Nos | 0.0 | 0.0 | 0 | 0.0 | 0 | ABB | 1SYS273011R0974 | India |  |  | 0 | 0.0 |  | 0 | 0 |  | 0 | 0 | 0 | 0 |  |  | 0 | 0 | 0 |  | 0 | [5 empty] | 0 |  |  | 0 | [13 empty] | Nos | 1.0 | [10 empty] | Ringlus Electro Controls & Automation PVT LTD | [18 empty] | CGST - RNG | 9.0
[121 empty] | SGST - RNG | 9.0
| 2A Miniature Circuit braker TP SH203M-C 1SYS273011R0024 ABB | 2A Miniature Circuit braker TP SH203M-C 1SYS273011R0024 ABB | ABBMCB | Nos |  | 2A Miniature Circuit braker TP SH203M-C 1SYS273011R0024 ABB |  | 0 | 0 | 1 | 1 | 1 | 0.0 | 0.0 | 0.0 | 0 |  |  | 0.0 | Electrical Components | 2A Miniature Circuit braker TP SH203M-C 1SYS273011R0024 ABB | 0 | 31-12-2099 | Material Transfer | Moving Average |  | 0.0 |  | 0 | 0 |  | 0 | 0 | 0 | 0 |  | 0 | Item Attribute | 1 | Nos | 0.0 | 0.0 | 0 | 0.0 | 0 | ABB | 1SYS273011R0024 | India |  |  | 0 | 0.0 |  | 0 | 0 |  | 0 | 0 | 0 | 0 |  |  | 0 | 0 | 0 |  | 0 | [5 empty] | 0 |  |  | 0 | [13 empty] | Nos | 1.0 | [10 empty] | Ringlus Electro Controls & Automation PVT LTD | [18 empty] | CGST - RNG | 9.0
[121 empty] | SGST - RNG | 9.0
| 3A Miniature Circuit braker TP SH203M-C 1SYS273011R0034 ABB | 3A Miniature Circuit braker TP SH203M-C 1SYS273011R0034 ABB | ABBMCB | Nos |  | 3A Miniature Circuit braker TP SH203M-C 1SYS273011R0034 ABB |  | 0 | 0 | 1 | 1 | 1 | 0.0 | 0.0 | 0.0 | 0 |  |  | 0.0 | Electrical Components | 3A Miniature Circuit braker TP SH203M-C 1SYS273011R0034 ABB | 0 | 31-12-2099 | Material Transfer | Moving Average |  | 0.0 |  | 0 | 0 |  | 0 | 0 | 0 | 0 |  | 0 | Item Attribute | 1 | Nos | 0.0 | 0.0 | 0 | 0.0 | 0 | ABB | 1SYS273011R0034 | India |  |  | 0 | 0.0 |  | 0 | 0 |  | 0 | 0 | 0 | 0 |  |  | 0 | 0 | 0 |  | 0 | [5 empty] | 0 |  |  | 0 | [13 empty] | Nos | 1.0 | [10 empty] | Ringlus Electro Controls & Automation PVT LTD | [18 empty] | CGST - RNG | 9.0
[121 empty] | SGST - RNG | 9.0
| 4A Miniature Circuit braker TP SH203M-C 1SYS273011R0044 ABB | 4A Miniature Circuit braker TP SH203M-C 1SYS273011R0044 ABB | ABBMCB | Nos |  | 4A Miniature Circuit braker TP SH203M-C 1SYS273011R0044 ABB |  | 0 | 0 | 1 | 1 | 1 | 0.0 | 0.0 | 0.0 | 0 |  |  | 0.0 | Electrical Components | 4A Miniature Circuit braker TP SH203M-C 1SYS273011R0044 ABB | 0 | 31-12-2099 | Material Transfer | Moving Average |  | 0.0 |  | 0 | 0 |  | 0 | 0 | 0 | 0 |  | 0 | Item Attribute | 1 | Nos | 0.0 | 0.0 | 0 | 0.0 | 0 | ABB | 1SYS273011R0044 | India |  |  | 0 | 0.0 |  | 0 | 0 |  | 0 | 0 | 0 | 0 |  |  | 0 | 0 | 0 |  | 0 | [5 empty] | 0 |  |  | 0 | [13 empty] | Nos | 1.0 | [10 empty] | Ringlus Electro Controls & Automation PVT LTD | [18 empty] | CGST - RNG | 9.0
[121 empty] | SGST - RNG | 9.0
| 6A Miniature Circuit braker TP SH203M-C 1SYS273011R0064 ABB | 6A Miniature Circuit braker TP SH203M-C 1SYS273011R0064 ABB | ABBMCB | Nos |  | 6A Miniature Circuit braker TP SH203M-C 1SYS273011R0064 ABB |  | 0 | 0 | 1 | 1 | 1 | 0.0 | 0.0 | 0.0 | 0 |  |  | 0.0 | Electrical Components | 6A Miniature Circuit braker TP SH203M-C 1SYS273011R0064 ABB | 0 | 31-12-2099 | Material Transfer | Moving Average |  | 0.0 |  | 0 | 0 |  | 0 | 0 | 0 | 0 |  | 0 | Item Attribute | 1 | Nos | 0.0 | 0.0 | 0 | 0.0 | 0 | ABB | 1SYS273011R0064 | India |  |  | 0 | 0.0 |  | 0 | 0 |  | 0 | 0 | 0 | 0 |  |  | 0 | 0 | 0 |  | 0 | [5 empty] | 0 |  |  | 0 | [13 empty] | Nos | 1.0 | [10 empty] | Ringlus Electro Controls & Automation PVT LTD | [18 empty] | CGST - RNG | 9.0
[121 empty] | SGST - RNG | 9.0
| 10A Miniature Circuit braker TP SH203M-C 1SYS273011R0104 ABB | 10A Miniature Circuit braker TP SH203M-C 1SYS273011R0104 ABB | ABBMCB | Nos |  | 10A Miniature Circuit braker TP SH203M-C 1SYS273011R0104 ABB |  | 0 | 0 | 1 | 1 | 1 | 0.0 | 0.0 | 0.0 | 0 |  |  | 0.0 | Electrical Components | 10A Miniature Circuit braker TP SH203M-C 1SYS273011R0104 ABB | 0 | 31-12-2099 | Material Transfer | Moving Average |  | 0.0 |  | 0 | 0 |  | 0 | 0 | 0 | 0 |  | 0 | Item Attribute | 1 | Nos | 0.0 | 0.0 | 0 | 0.0 | 0 | ABB | 1SYS273011R0104 | India |  |  | 0 | 0.0 |  | 0 | 0 |  | 0 | 0 | 0 | 0 |  |  | 0 | 0 | 0 |  | 0 | [5 empty] | 0 |  |  | 0 | [13 empty] | Nos | 1.0 | [10 empty] | Ringlus Electro Controls & Automation PVT LTD | [18 empty] | CGST - RNG | 9.0
[121 empty] | SGST - RNG | 9.0
| 16A Miniature Circuit braker TP SH203M-C 1SYS273011R0164 ABB | 16A Miniature Circuit braker TP SH203M-C 1SYS273011R0164 ABB | ABBMCB | Nos |  | 16A Miniature Circuit braker TP SH203M-C 1SYS273011R0164 ABB |  | 0 | 0 | 1 | 1 | 1 | 0.0 | 0.0 | 0.0 | 0 |  |  | 0.0 | Electrical Components | 16A Miniature Circuit braker TP SH203M-C 1SYS273011R0164 ABB | 0 | 31-12-2099 | Material Transfer | Moving Average |  | 0.0 |  | 0 | 0 |  | 0 | 0 | 0 | 0 |  | 0 | Item Attribute | 1 | Nos | 0.0 | 0.0 | 0 | 0.0 | 0 | ABB | 1SYS273011R0164 | India |  |  | 0 | 0.0 |  | 0 | 0 |  | 0 | 0 | 0 | 0 |  |  | 0 | 0 | 0 |  | 0 | [5 empty] | 0 |  |  | 0 | [13 empty] | Nos | 1.0 | [10 empty] | Ringlus Electro Controls & Automation PVT LTD | [18 empty] | CGST - RNG | 9.0
[121 empty] | SGST - RNG | 9.0
| 20A Miniature Circuit braker TP SH203M-C 1SYS273011R0204 ABB | 20A Miniature Circuit braker TP SH203M-C 1SYS273011R0204 ABB | ABBMCB | Nos |  | 20A Miniature Circuit braker TP SH203M-C 1SYS273011R0204 ABB |  | 0 | 0 | 1 | 1 | 1 | 0.0 | 0.0 | 0.0 | 0 |  |  | 0.0 | Electrical Components | 20A Miniature Circuit braker TP SH203M-C 1SYS273011R0204 ABB | 0 | 31-12-2099 | Material Transfer | Moving Average |  | 0.0 |  | 0 | 0 |  | 0 | 0 | 0 | 0 |  | 0 | Item Attribute | 1 | Nos | 0.0 | 0.0 | 0 | 0.0 | 0 | ABB | 1SYS273011R0204 | India |  |  | 0 | 0.0 |  | 0 | 0 |  | 0 | 0 | 0 | 0 |  |  | 0 | 0 | 0 |  | 0 | [5 empty] | 0 |  |  | 0 | [13 empty] | Nos | 1.0 | [10 empty] | Ringlus Electro Controls & Automation PVT LTD | [18 empty] | CGST - RNG | 9.0
[121 empty] | SGST - RNG | 9.0
| 25A Miniature Circuit braker TP SH203M-C 1SYS273011R0254 ABB | 25A Miniature Circuit braker TP SH203M-C 1SYS273011R0254 ABB | ABBMCB | Nos |  | 25A Miniature Circuit braker TP SH203M-C 1SYS273011R0254 ABB |  | 0 | 0 | 1 | 1 | 1 | 0.0 | 0.0 | 0.0 | 0 |  |  | 0.0 | Electrical Components | 25A Miniature Circuit braker TP SH203M-C 1SYS273011R0254 ABB | 0 | 31-12-2099 | Material Transfer | Moving Average |  | 0.0 |  | 0 | 0 |  | 0 | 0 | 0 | 0 |  | 0 | Item Attribute | 1 | Nos | 0.0 | 0.0 | 0 | 0.0 | 0 | ABB | 1SYS273011R0254 | India |  |  | 0 | 0.0 |  | 0 | 0 |  | 0 | 0 | 0 | 0 |  |  | 0 | 0 | 0 |  | 0 | [5 empty] | 0 |  |  | 0 | [13 empty] | Nos | 1.0 | [10 empty] | Ringlus Electro Controls & Automation PVT LTD | [18 empty] | CGST - RNG | 9.0
[121 empty] | SGST - RNG | 9.0
| 32A Miniature Circuit braker TP SH203M-C 1SYS273011R0324 ABB | 32A Miniature Circuit braker TP SH203M-C 1SYS273011R0324 ABB | ABBMCB | Nos |  | 32A Miniature Circuit braker TP SH203M-C 1SYS273011R0324 ABB |  | 0 | 0 | 1 | 1 | 1 | 0.0 | 0.0 | 0.0 | 0 |  |  | 0.0 | Electrical Components | 32A Miniature Circuit braker TP SH203M-C 1SYS273011R0324 ABB | 0 | 31-12-2099 | Material Transfer | Moving Average |  | 0.0 |  | 0 | 0 |  | 0 | 0 | 0 | 0 |  | 0 | Item Attribute | 1 | Nos | 0.0 | 0.0 | 0 | 0.0 | 0 | ABB | 1SYS273011R0324 | India |  |  | 0 | 0.0 |  | 0 | 0 |  | 0 | 0 | 0 | 0 |  |  | 0 | 0 | 0 |  | 0 | [5 empty] | 0 |  |  | 0 | [13 empty] | Nos | 1.0 | [10 empty] | Ringlus Electro Controls & Automation PVT LTD | [18 empty] | CGST - RNG | 9.0
[121 empty] | SGST - RNG | 9.0
| 40A Miniature Circuit braker TP SH203M-C 1SYS273011R0404 ABB | 40A Miniature Circuit braker TP SH203M-C 1SYS273011R0404 ABB | ABBMCB | Nos |  | 40A Miniature Circuit braker TP SH203M-C 1SYS273011R0404 ABB |  | 0 | 0 | 1 | 1 | 1 | 0.0 | 0.0 | 0.0 | 0 |  |  | 0.0 | Electrical Components | 40A Miniature Circuit braker TP SH203M-C 1SYS273011R0404 ABB | 0 | 31-12-2099 | Material Transfer | Moving Average |  | 0.0 |  | 0 | 0 |  | 0 | 0 | 0 | 0 |  | 0 | Item Attribute | 1 | Nos | 0.0 | 0.0 | 0 | 0.0 | 0 | ABB | 1SYS273011R0404 | India |  |  | 0 | 0.0 |  | 0 | 0 |  | 0 | 0 | 0 | 0 |  |  | 0 | 0 | 0 |  | 0 | [5 empty] | 0 |  |  | 0 | [13 empty] | Nos | 1.0 | [10 empty] | Ringlus Electro Controls & Automation PVT LTD | [18 empty] | CGST - RNG | 9.0
[121 empty] | SGST - RNG | 9.0
| 50A Miniature Circuit braker TP SH203M-C 1SYS273011R0504 ABB | 50A Miniature Circuit braker TP SH203M-C 1SYS273011R0504 ABB | ABBMCB | Nos |  | 50A Miniature Circuit braker TP SH203M-C 1SYS273011R0504 ABB |  | 0 | 0 | 1 | 1 | 1 | 0.0 | 0.0 | 0.0 | 0 |  |  | 0.0 | Electrical Components | 50A Miniature Circuit braker TP SH203M-C 1SYS273011R0504 ABB | 0 | 31-12-2099 | Material Transfer | Moving Average |  | 0.0 |  | 0 | 0 |  | 0 | 0 | 0 | 0 |  | 0 | Item Attribute | 1 | Nos | 0.0 | 0.0 | 0 | 0.0 | 0 | ABB | 1SYS273011R0504 | India |  |  | 0 | 0.0 |  | 0 | 0 |  | 0 | 0 | 0 | 0 |  |  | 0 | 0 | 0 |  | 0 | [5 empty] | 0 |  |  | 0 | [13 empty] | Nos | 1.0 | [10 empty] | Ringlus Electro Controls & Automation PVT LTD | [18 empty] | CGST - RNG | 9.0
[121 empty] | SGST - RNG | 9.0
| 63A Miniature Circuit braker TP SH203M-C 1SYS273011R0634 ABB | 63A Miniature Circuit braker TP SH203M-C 1SYS273011R0634 ABB | ABBMCB | Nos |  | 63A Miniature Circuit braker TP SH203M-C 1SYS273011R0634 ABB |  | 0 | 0 | 1 | 1 | 1 | 0.0 | 0.0 | 0.0 | 0 |  |  | 0.0 | Electrical Components | 63A Miniature Circuit braker TP SH203M-C 1SYS273011R0634 ABB | 0 | 31-12-2099 | Material Transfer | Moving Average |  | 0.0 |  | 0 | 0 |  | 0 | 0 | 0 | 0 |  | 0 | Item Attribute | 1 | Nos | 0.0 | 0.0 | 0 | 0.0 | 0 | ABB | 1SYS273011R0634 | India |  |  | 0 | 0.0 |  | 0 | 0 |  | 0 | 0 | 0 | 0 |  |  | 0 | 0 | 0 |  | 0 | [5 empty] | 0 |  |  | 0 | [13 empty] | Nos | 1.0 | [10 empty] | Ringlus Electro Controls & Automation PVT LTD | [18 empty] | CGST - RNG | 9.0
[121 empty] | SGST - RNG | 9.0
| 0.5A Miniature Circuit breaker TPN S203M-C 2CDS273103R0984 ABB | 0.5A Miniature Circuit breaker TPN S203M-C 2CDS273103R0984 ABB | ABBMCB | Nos |  | 0.5A Miniature Circuit breaker TPN S203M-C 2CDS273103R0984 ABB |  | 0 | 0 | 1 | 1 | 1 | 0.0 | 0.0 | 0.0 | 0 |  |  | 0.0 | Electrical Components | 0.5A Miniature Circuit breaker TPN S203M-C 2CDS273103R0984 ABB | 0 | 31-12-2099 | Material Transfer | Moving Average |  | 0.0 |  | 0 | 0 |  | 0 | 0 | 0 | 0 |  | 0 | Item Attribute | 1 | Nos | 0.0 | 0.0 | 0 | 0.0 | 0 | ABB | 2CDS273103R0984 | India |  |  | 0 | 0.0 |  | 0 | 0 |  | 0 | 0 | 0 | 0 |  |  | 0 | 0 | 0 |  | 0 | [5 empty] | 0 |  |  | 0 | [13 empty] | Nos | 1.0 | [10 empty] | Ringlus Electro Controls & Automation PVT LTD | [18 empty] | CGST - RNG | 9.0
[121 empty] | SGST - RNG | 9.0
| 1A Miniature Circuit breaker TPN S203M-C 2CDS273103R0014 ABB | 1A Miniature Circuit breaker TPN S203M-C 2CDS273103R0014 ABB | ABBMCB | Nos |  | 1A Miniature Circuit breaker TPN S203M-C 2CDS273103R0014 ABB |  | 0 | 0 | 1 | 1 | 1 | 0.0 | 0.0 | 0.0 | 0 |  |  | 0.0 | Electrical Components | 1A Miniature Circuit breaker TPN S203M-C 2CDS273103R0014 ABB | 0 | 31-12-2099 | Material Transfer | Moving Average |  | 0.0 |  | 0 | 0 |  | 0 | 0 | 0 | 0 |  | 0 | Item Attribute | 1 | Nos | 0.0 | 0.0 | 0 | 0.0 | 0 | ABB | 2CDS273103R0014 | India |  |  | 0 | 0.0 |  | 0 | 0 |  | 0 | 0 | 0 | 0 |  |  | 0 | 0 | 0 |  | 0 | [5 empty] | 0 |  |  | 0 | [13 empty] | Nos | 1.0 | [10 empty] | Ringlus Electro Controls & Automation PVT LTD | [18 empty] | CGST - RNG | 9.0
[121 empty] | SGST - RNG | 9.0
| 1.6A Miniature Circuit breaker TPN S203M-C 2CDS273103R0974 ABB | 1.6A Miniature Circuit breaker TPN S203M-C 2CDS273103R0974 ABB | ABBMCB | Nos |  | 1.6A Miniature Circuit breaker TPN S203M-C 2CDS273103R0974 ABB |  | 0 | 0 | 1 | 1 | 1 | 0.0 | 0.0 | 0.0 | 0 |  |  | 0.0 | Electrical Components | 1.6A Miniature Circuit breaker TPN S203M-C 2CDS273103R0974 ABB | 0 | 31-12-2099 | Material Transfer | Moving Average |  | 0.0 |  | 0 | 0 |  | 0 | 0 | 0 | 0 |  | 0 | Item Attribute | 1 | Nos | 0.0 | 0.0 | 0 | 0.0 | 0 | ABB | 2CDS273103R0974 | India |  |  | 0 | 0.0 |  | 0 | 0 |  | 0 | 0 | 0 | 0 |  |  | 0 | 0 | 0 |  | 0 | [5 empty] | 0 |  |  | 0 | [13 empty] | Nos | 1.0 | [10 empty] | Ringlus Electro Controls & Automation PVT LTD | [18 empty] | CGST - RNG | 9.0
[121 empty] | SGST - RNG | 9.0
| 2A Miniature Circuit breaker TPN S203M-C 2CDS273103R0024 ABB | 2A Miniature Circuit breaker TPN S203M-C 2CDS273103R0024 ABB | ABBMCB | Nos |  | 2A Miniature Circuit breaker TPN S203M-C 2CDS273103R0024 ABB |  | 0 | 0 | 1 | 1 | 1 | 0.0 | 0.0 | 0.0 | 0 |  |  | 0.0 | Electrical Components | 2A Miniature Circuit breaker TPN S203M-C 2CDS273103R0024 ABB | 0 | 31-12-2099 | Material Transfer | Moving Average |  | 0.0 |  | 0 | 0 |  | 0 | 0 | 0 | 0 |  | 0 | Item Attribute | 1 | Nos | 0.0 | 0.0 | 0 | 0.0 | 0 | ABB | 2CDS273103R0024 | India |  |  | 0 | 0.0 |  | 0 | 0 |  | 0 | 0 | 0 | 0 |  |  | 0 | 0 | 0 |  | 0 | [5 empty] | 0 |  |  | 0 | [13 empty] | Nos | 1.0 | [10 empty] | Ringlus Electro Controls & Automation PVT LTD | [18 empty] | CGST - RNG | 9.0
[121 empty] | SGST - RNG | 9.0
| 3A Miniature Circuit breaker TPN S203M-C 2CDS273103R0034 ABB | 3A Miniature Circuit breaker TPN S203M-C 2CDS273103R0034 ABB | ABBMCB | Nos |  | 3A Miniature Circuit breaker TPN S203M-C 2CDS273103R0034 ABB |  | 0 | 0 | 1 | 1 | 1 | 0.0 | 0.0 | 0.0 | 0 |  |  | 0.0 | Electrical Components | 3A Miniature Circuit breaker TPN S203M-C 2CDS273103R0034 ABB | 0 | 31-12-2099 | Material Transfer | Moving Average |  | 0.0 |  | 0 | 0 |  | 0 | 0 | 0 | 0 |  | 0 | Item Attribute | 1 | Nos | 0.0 | 0.0 | 0 | 0.0 | 0 | ABB | 2CDS273103R0034 | India |  |  | 0 | 0.0 |  | 0 | 0 |  | 0 | 0 | 0 | 0 |  |  | 0 | 0 | 0 |  | 0 | [5 empty] | 0 |  |  | 0 | [13 empty] | Nos | 1.0 | [10 empty] | Ringlus Electro Controls & Automation PVT LTD | [18 empty] | CGST - RNG | 9.0
[121 empty] | SGST - RNG | 9.0
| 4A Miniature Circuit breaker TPN S203M-C 2CDS273103R0044 ABB | 4A Miniature Circuit breaker TPN S203M-C 2CDS273103R0044 ABB | ABBMCB | Nos |  | 4A Miniature Circuit breaker TPN S203M-C 2CDS273103R0044 ABB |  | 0 | 0 | 1 | 1 | 1 | 0.0 | 0.0 | 0.0 | 0 |  |  | 0.0 | Electrical Components | 4A Miniature Circuit breaker TPN S203M-C 2CDS273103R0044 ABB | 0 | 31-12-2099 | Material Transfer | Moving Average |  | 0.0 |  | 0 | 0 |  | 0 | 0 | 0 | 0 |  | 0 | Item Attribute | 1 | Nos | 0.0 | 0.0 | 0 | 0.0 | 0 | ABB | 2CDS273103R0044 | India |  |  | 0 | 0.0 |  | 0 | 0 |  | 0 | 0 | 0 | 0 |  |  | 0 | 0 | 0 |  | 0 | [5 empty] | 0 |  |  | 0 | [13 empty] | Nos | 1.0 | [10 empty] | Ringlus Electro Controls & Automation PVT LTD | [18 empty] | CGST - RNG | 9.0
[121 empty] | SGST - RNG | 9.0
| 6A Miniature Circuit breaker TPN S203M-C 2CDS273103R0064 ABB | 6A Miniature Circuit breaker TPN S203M-C 2CDS273103R0064 ABB | ABBMCB | Nos |  | 6A Miniature Circuit breaker TPN S203M-C 2CDS273103R0064 ABB |  | 0 | 0 | 1 | 1 | 1 | 0.0 | 0.0 | 0.0 | 0 |  |  | 0.0 | Electrical Components | 6A Miniature Circuit breaker TPN S203M-C 2CDS273103R0064 ABB | 0 | 31-12-2099 | Material Transfer | Moving Average |  | 0.0 |  | 0 | 0 |  | 0 | 0 | 0 | 0 |  | 0 | Item Attribute | 1 | Nos | 0.0 | 0.0 | 0 | 0.0 | 0 | ABB | 2CDS273103R0064 | India |  |  | 0 | 0.0 |  | 0 | 0 |  | 0 | 0 | 0 | 0 |  |  | 0 | 0 | 0 |  | 0 | [5 empty] | 0 |  |  | 0 | [13 empty] | Nos | 1.0 | [10 empty] | Ringlus Electro Controls & Automation PVT LTD | [18 empty] | CGST - RNG | 9.0
[121 empty] | SGST - RNG | 9.0
| 10A Miniature Circuit breaker TPN S203M-C 2CDS273103R0104 ABB | 10A Miniature Circuit breaker TPN S203M-C 2CDS273103R0104 ABB | ABBMCB | Nos |  | 10A Miniature Circuit breaker TPN S203M-C 2CDS273103R0104 ABB |  | 0 | 0 | 1 | 1 | 1 | 0.0 | 0.0 | 0.0 | 0 |  |  | 0.0 | Electrical Components | 10A Miniature Circuit breaker TPN S203M-C 2CDS273103R0104 ABB | 0 | 31-12-2099 | Material Transfer | Moving Average |  | 0.0 |  | 0 | 0 |  | 0 | 0 | 0 | 0 |  | 0 | Item Attribute | 1 | Nos | 0.0 | 0.0 | 0 | 0.0 | 0 | ABB | 2CDS273103R0104 | India |  |  | 0 | 0.0 |  | 0 | 0 |  | 0 | 0 | 0 | 0 |  |  | 0 | 0 | 0 |  | 0 | [5 empty] | 0 |  |  | 0 | [13 empty] | Nos | 1.0 | [10 empty] | Ringlus Electro Controls & Automation PVT LTD | [18 empty] | CGST - RNG | 9.0
[121 empty] | SGST - RNG | 9.0
| 16A Miniature Circuit breaker TPN S203M-C 2CDS273103R0164 ABB | 16A Miniature Circuit breaker TPN S203M-C 2CDS273103R0164 ABB | ABBMCB | Nos |  | 16A Miniature Circuit breaker TPN S203M-C 2CDS273103R0164 ABB |  | 0 | 0 | 1 | 1 | 1 | 0.0 | 0.0 | 0.0 | 0 |  |  | 0.0 | Electrical Components | 16A Miniature Circuit breaker TPN S203M-C 2CDS273103R0164 ABB | 0 | 31-12-2099 | Material Transfer | Moving Average |  | 0.0 |  | 0 | 0 |  | 0 | 0 | 0 | 0 |  | 0 | Item Attribute | 1 | Nos | 0.0 | 0.0 | 0 | 0.0 | 0 | ABB | 2CDS273103R0164 | India |  |  | 0 | 0.0 |  | 0 | 0 |  | 0 | 0 | 0 | 0 |  |  | 0 | 0 | 0 |  | 0 | [5 empty] | 0 |  |  | 0 | [13 empty] | Nos | 1.0 | [10 empty] | Ringlus Electro Controls & Automation PVT LTD | [18 empty] | CGST - RNG | 9.0
[121 empty] | SGST - RNG | 9.0
| 20A Miniature Circuit breaker TPN S203M-C 2CDS273103R0204 ABB | 20A Miniature Circuit breaker TPN S203M-C 2CDS273103R0204 ABB | ABBMCB | Nos |  | 20A Miniature Circuit breaker TPN S203M-C 2CDS273103R0204 ABB |  | 0 | 0 | 1 | 1 | 1 | 0.0 | 0.0 | 0.0 | 0 |  |  | 0.0 | Electrical Components | 20A Miniature Circuit breaker TPN S203M-C 2CDS273103R0204 ABB | 0 | 31-12-2099 | Material Transfer | Moving Average |  | 0.0 |  | 0 | 0 |  | 0 | 0 | 0 | 0 |  | 0 | Item Attribute | 1 | Nos | 0.0 | 0.0 | 0 | 0.0 | 0 | ABB | 2CDS273103R0204 | India |  |  | 0 | 0.0 |  | 0 | 0 |  | 0 | 0 | 0 | 0 |  |  | 0 | 0 | 0 |  | 0 | [5 empty] | 0 |  |  | 0 | [13 empty] | Nos | 1.0 | [10 empty] | Ringlus Electro Controls & Automation PVT LTD | [18 empty] | CGST - RNG | 9.0
[121 empty] | SGST - RNG | 9.0
| 25A Miniature Circuit breaker TPN S203M-C 2CDS273103R0254 ABB | 25A Miniature Circuit breaker TPN S203M-C 2CDS273103R0254 ABB | ABBMCB | Nos |  | 25A Miniature Circuit breaker TPN S203M-C 2CDS273103R0254 ABB |  | 0 | 0 | 1 | 1 | 1 | 0.0 | 0.0 | 0.0 | 0 |  |  | 0.0 | Electrical Components | 25A Miniature Circuit breaker TPN S203M-C 2CDS273103R0254 ABB | 0 | 31-12-2099 | Material Transfer | Moving Average |  | 0.0 |  | 0 | 0 |  | 0 | 0 | 0 | 0 |  | 0 | Item Attribute | 1 | Nos | 0.0 | 0.0 | 0 | 0.0 | 0 | ABB | 2CDS273103R0254 | India |  |  | 0 | 0.0 |  | 0 | 0 |  | 0 | 0 | 0 | 0 |  |  | 0 | 0 | 0 |  | 0 | [5 empty] | 0 |  |  | 0 | [13 empty] | Nos | 1.0 | [10 empty] | Ringlus Electro Controls & Automation PVT LTD | [18 empty] | CGST - RNG | 9.0
[121 empty] | SGST - RNG | 9.0
| 32A Miniature Circuit breaker TPN S203M-C 2CDS273103R0324 ABB | 32A Miniature Circuit breaker TPN S203M-C 2CDS273103R0324 ABB | ABBMCB | Nos |  | 32A Miniature Circuit breaker TPN S203M-C 2CDS273103R0324 ABB |  | 0 | 0 | 1 | 1 | 1 | 0.0 | 0.0 | 0.0 | 0 |  |  | 0.0 | Electrical Components | 32A Miniature Circuit breaker TPN S203M-C 2CDS273103R0324 ABB | 0 | 31-12-2099 | Material Transfer | Moving Average |  | 0.0 |  | 0 | 0 |  | 0 | 0 | 0 | 0 |  | 0 | Item Attribute | 1 | Nos | 0.0 | 0.0 | 0 | 0.0 | 0 | ABB | 2CDS273103R0324 | India |  |  | 0 | 0.0 |  | 0 | 0 |  | 0 | 0 | 0 | 0 |  |  | 0 | 0 | 0 |  | 0 | [5 empty] | 0 |  |  | 0 | [13 empty] | Nos | 1.0 | [10 empty] | Ringlus Electro Controls & Automation PVT LTD | [18 empty] | CGST - RNG | 9.0
[121 empty] | SGST - RNG | 9.0
| 40A Miniature Circuit breaker TPN S203M-C 2CDS273103R0404 ABB | 40A Miniature Circuit breaker TPN S203M-C 2CDS273103R0404 ABB | ABBMCB | Nos |  | 40A Miniature Circuit breaker TPN S203M-C 2CDS273103R0404 ABB |  | 0 | 0 | 1 | 1 | 1 | 0.0 | 0.0 | 0.0 | 0 |  |  | 0.0 | Electrical Components | 40A Miniature Circuit breaker TPN S203M-C 2CDS273103R0404 ABB | 0 | 31-12-2099 | Material Transfer | Moving Average |  | 0.0 |  | 0 | 0 |  | 0 | 0 | 0 | 0 |  | 0 | Item Attribute | 1 | Nos | 0.0 | 0.0 | 0 | 0.0 | 0 | ABB | 2CDS273103R0404 | India |  |  | 0 | 0.0 |  | 0 | 0 |  | 0 | 0 | 0 | 0 |  |  | 0 | 0 | 0 |  | 0 | [5 empty] | 0 |  |  | 0 | [13 empty] | Nos | 1.0 | [10 empty] | Ringlus Electro Controls & Automation PVT LTD | [18 empty] | CGST - RNG | 9.0
[121 empty] | SGST - RNG | 9.0
| 50A Miniature Circuit breaker TPN S203M-C 2CDS273103R0504 ABB | 50A Miniature Circuit breaker TPN S203M-C 2CDS273103R0504 ABB | ABBMCB | Nos |  | 50A Miniature Circuit breaker TPN S203M-C 2CDS273103R0504 ABB |  | 0 | 0 | 1 | 1 | 1 | 0.0 | 0.0 | 0.0 | 0 |  |  | 0.0 | Electrical Components | 50A Miniature Circuit breaker TPN S203M-C 2CDS273103R0504 ABB | 0 | 31-12-2099 | Material Transfer | Moving Average |  | 0.0 |  | 0 | 0 |  | 0 | 0 | 0 | 0 |  | 0 | Item Attribute | 1 | Nos | 0.0 | 0.0 | 0 | 0.0 | 0 | ABB | 2CDS273103R0504 | India |  |  | 0 | 0.0 |  | 0 | 0 |  | 0 | 0 | 0 | 0 |  |  | 0 | 0 | 0 |  | 0 | [5 empty] | 0 |  |  | 0 | [13 empty] | Nos | 1.0 | [10 empty] | Ringlus Electro Controls & Automation PVT LTD | [18 empty] | CGST - RNG | 9.0
[121 empty] | SGST - RNG | 9.0
| 63A Miniature Circuit breaker TPN S203M-C 2CDS273103R0634 ABB | 63A Miniature Circuit breaker TPN S203M-C 2CDS273103R0634 ABB | ABBMCB | Nos |  | 63A Miniature Circuit breaker TPN S203M-C 2CDS273103R0634 ABB |  | 0 | 0 | 1 | 1 | 1 | 0.0 | 0.0 | 0.0 | 0 |  |  | 0.0 | Electrical Components | 63A Miniature Circuit breaker TPN S203M-C 2CDS273103R0634 ABB | 0 | 31-12-2099 | Material Transfer | Moving Average |  | 0.0 |  | 0 | 0 |  | 0 | 0 | 0 | 0 |  | 0 | Item Attribute | 1 | Nos | 0.0 | 0.0 | 0 | 0.0 | 0 | ABB | 2CDS273103R0634 | India |  |  | 0 | 0.0 |  | 0 | 0 |  | 0 | 0 | 0 | 0 |  |  | 0 | 0 | 0 |  | 0 | [5 empty] | 0 |  |  | 0 | [13 empty] | Nos | 1.0 | [10 empty] | Ringlus Electro Controls & Automation PVT LTD | [18 empty] | CGST - RNG | 9.0
[121 empty] | SGST - RNG | 9.0
| 0.5A Miniature Circuit breaker FP S204M-C 2CDS274001R0984 ABB | 0.5A Miniature Circuit breaker FP S204M-C 2CDS274001R0984 ABB | ABBMCB | Nos |  | 0.5A Miniature Circuit breaker FP S204M-C 2CDS274001R0984 ABB |  | 0 | 0 | 1 | 1 | 1 | 0.0 | 0.0 | 0.0 | 0 |  |  | 0.0 | Electrical Components | 0.5A Miniature Circuit breaker FP S204M-C 2CDS274001R0984 ABB | 0 | 31-12-2099 | Material Transfer | Moving Average |  | 0.0 |  | 0 | 0 |  | 0 | 0 | 0 | 0 |  | 0 | Item Attribute | 1 | Nos | 0.0 | 0.0 | 0 | 0.0 | 0 | ABB | 2CDS274001R0984 | India |  |  | 0 | 0.0 |  | 0 | 0 |  | 0 | 0 | 0 | 0 |  |  | 0 | 0 | 0 |  | 0 | [5 empty] | 0 |  |  | 0 | [13 empty] | Nos | 1.0 | [10 empty] | Ringlus Electro Controls & Automation PVT LTD | [18 empty] | CGST - RNG | 9.0
[121 empty] | SGST - RNG | 9.0
| 1A Miniature Circuit breaker FP S204M-C 2CDS274001R0014 ABB | 1A Miniature Circuit breaker FP S204M-C 2CDS274001R0014 ABB | ABBMCB | Nos |  | 1A Miniature Circuit breaker FP S204M-C 2CDS274001R0014 ABB |  | 0 | 0 | 1 | 1 | 1 | 0.0 | 0.0 | 0.0 | 0 |  |  | 0.0 | Electrical Components | 1A Miniature Circuit breaker FP S204M-C 2CDS274001R0014 ABB | 0 | 31-12-2099 | Material Transfer | Moving Average |  | 0.0 |  | 0 | 0 |  | 0 | 0 | 0 | 0 |  | 0 | Item Attribute | 1 | Nos | 0.0 | 0.0 | 0 | 0.0 | 0 | ABB | 2CDS274001R0014 | India |  |  | 0 | 0.0 |  | 0 | 0 |  | 0 | 0 | 0 | 0 |  |  | 0 | 0 | 0 |  | 0 | [5 empty] | 0 |  |  | 0 | [13 empty] | Nos | 1.0 | [10 empty] | Ringlus Electro Controls & Automation PVT LTD | [18 empty] | CGST - RNG | 9.0
[121 empty] | SGST - RNG | 9.0
| 1.6A Miniature Circuit breaker FP S204M-C 2CDS274001R0974 ABB | 1.6A Miniature Circuit breaker FP S204M-C 2CDS274001R0974 ABB | ABBMCB | Nos |  | 1.6A Miniature Circuit breaker FP S204M-C 2CDS274001R0974 ABB |  | 0 | 0 | 1 | 1 | 1 | 0.0 | 0.0 | 0.0 | 0 |  |  | 0.0 | Electrical Components | 1.6A Miniature Circuit breaker FP S204M-C 2CDS274001R0974 ABB | 0 | 31-12-2099 | Material Transfer | Moving Average |  | 0.0 |  | 0 | 0 |  | 0 | 0 | 0 | 0 |  | 0 | Item Attribute | 1 | Nos | 0.0 | 0.0 | 0 | 0.0 | 0 | ABB | 2CDS274001R0974 | India |  |  | 0 | 0.0 |  | 0 | 0 |  | 0 | 0 | 0 | 0 |  |  | 0 | 0 | 0 |  | 0 | [5 empty] | 0 |  |  | 0 | [13 empty] | Nos | 1.0 | [10 empty] | Ringlus Electro Controls & Automation PVT LTD | [18 empty] | CGST - RNG | 9.0
[121 empty] | SGST - RNG | 9.0
| 2A Miniature Circuit breaker FP S204M-C 2CDS274001R0024 ABB | 2A Miniature Circuit breaker FP S204M-C 2CDS274001R0024 ABB | ABBMCB | Nos |  | 2A Miniature Circuit breaker FP S204M-C 2CDS274001R0024 ABB |  | 0 | 0 | 1 | 1 | 1 | 0.0 | 0.0 | 0.0 | 0 |  |  | 0.0 | Electrical Components | 2A Miniature Circuit breaker FP S204M-C 2CDS274001R0024 ABB | 0 | 31-12-2099 | Material Transfer | Moving Average |  | 0.0 |  | 0 | 0 |  | 0 | 0 | 0 | 0 |  | 0 | Item Attribute | 1 | Nos | 0.0 | 0.0 | 0 | 0.0 | 0 | ABB | 2CDS274001R0024 | India |  |  | 0 | 0.0 |  | 0 | 0 |  | 0 | 0 | 0 | 0 |  |  | 0 | 0 | 0 |  | 0 | [5 empty] | 0 |  |  | 0 | [13 empty] | Nos | 1.0 | [10 empty] | Ringlus Electro Controls & Automation PVT LTD | [18 empty] | CGST - RNG | 9.0
[121 empty] | SGST - RNG | 9.0
| 3A Miniature Circuit breaker FP S204M-C 2CDS274001R0034 ABB | 3A Miniature Circuit breaker FP S204M-C 2CDS274001R0034 ABB | ABBMCB | Nos |  | 3A Miniature Circuit breaker FP S204M-C 2CDS274001R0034 ABB |  | 0 | 0 | 1 | 1 | 1 | 0.0 | 0.0 | 0.0 | 0 |  |  | 0.0 | Electrical Components | 3A Miniature Circuit breaker FP S204M-C 2CDS274001R0034 ABB | 0 | 31-12-2099 | Material Transfer | Moving Average |  | 0.0 |  | 0 | 0 |  | 0 | 0 | 0 | 0 |  | 0 | Item Attribute | 1 | Nos | 0.0 | 0.0 | 0 | 0.0 | 0 | ABB | 2CDS274001R0034 | India |  |  | 0 | 0.0 |  | 0 | 0 |  | 0 | 0 | 0 | 0 |  |  | 0 | 0 | 0 |  | 0 | [5 empty] | 0 |  |  | 0 | [13 empty] | Nos | 1.0 | [10 empty] | Ringlus Electro Controls & Automation PVT LTD | [18 empty] | CGST - RNG | 9.0
[121 empty] | SGST - RNG | 9.0
| 4A Miniature Circuit breaker FP S204M-C 2CDS274001R0044 ABB | 4A Miniature Circuit breaker FP S204M-C 2CDS274001R0044 ABB | ABBMCB | Nos |  | 4A Miniature Circuit breaker FP S204M-C 2CDS274001R0044 ABB |  | 0 | 0 | 1 | 1 | 1 | 0.0 | 0.0 | 0.0 | 0 |  |  | 0.0 | Electrical Components | 4A Miniature Circuit breaker FP S204M-C 2CDS274001R0044 ABB | 0 | 31-12-2099 | Material Transfer | Moving Average |  | 0.0 |  | 0 | 0 |  | 0 | 0 | 0 | 0 |  | 0 | Item Attribute | 1 | Nos | 0.0 | 0.0 | 0 | 0.0 | 0 | ABB | 2CDS274001R0044 | India |  |  | 0 | 0.0 |  | 0 | 0 |  | 0 | 0 | 0 | 0 |  |  | 0 | 0 | 0 |  | 0 | [5 empty] | 0 |  |  | 0 | [13 empty] | Nos | 1.0 | [10 empty] | Ringlus Electro Controls & Automation PVT LTD | [18 empty] | CGST - RNG | 9.0
[121 empty] | SGST - RNG | 9.0
| 6A Miniature Circuit breaker FP S204M-C 2CDS274001R0064 ABB | 6A Miniature Circuit breaker FP S204M-C 2CDS274001R0064 ABB | ABBMCB | Nos |  | 6A Miniature Circuit breaker FP S204M-C 2CDS274001R0064 ABB |  | 0 | 0 | 1 | 1 | 1 | 0.0 | 0.0 | 0.0 | 0 |  |  | 0.0 | Electrical Components | 6A Miniature Circuit breaker FP S204M-C 2CDS274001R0064 ABB | 0 | 31-12-2099 | Material Transfer | Moving Average |  | 0.0 |  | 0 | 0 |  | 0 | 0 | 0 | 0 |  | 0 | Item Attribute | 1 | Nos | 0.0 | 0.0 | 0 | 0.0 | 0 | ABB | 2CDS274001R0064 | India |  |  | 0 | 0.0 |  | 0 | 0 |  | 0 | 0 | 0 | 0 |  |  | 0 | 0 | 0 |  | 0 | [5 empty] | 0 |  |  | 0 | [13 empty] | Nos | 1.0 | [10 empty] | Ringlus Electro Controls & Automation PVT LTD | [18 empty] | CGST - RNG | 9.0
[121 empty] | SGST - RNG | 9.0
| 10A Miniature Circuit breaker FP S204M-C 2CDS274001R0104 ABB | 10A Miniature Circuit breaker FP S204M-C 2CDS274001R0104 ABB | ABBMCB | Nos |  | 10A Miniature Circuit breaker FP S204M-C 2CDS274001R0104 ABB |  | 0 | 0 | 1 | 1 | 1 | 0.0 | 0.0 | 0.0 | 0 |  |  | 0.0 | Electrical Components | 10A Miniature Circuit breaker FP S204M-C 2CDS274001R0104 ABB | 0 | 31-12-2099 | Material Transfer | Moving Average |  | 0.0 |  | 0 | 0 |  | 0 | 0 | 0 | 0 |  | 0 | Item Attribute | 1 | Nos | 0.0 | 0.0 | 0 | 0.0 | 0 | ABB | 2CDS274001R0104 | India |  |  | 0 | 0.0 |  | 0 | 0 |  | 0 | 0 | 0 | 0 |  |  | 0 | 0 | 0 |  | 0 | [5 empty] | 0 |  |  | 0 | [13 empty] | Nos | 1.0 | [10 empty] | Ringlus Electro Controls & Automation PVT LTD | [18 empty] | CGST - RNG | 9.0
[121 empty] | SGST - RNG | 9.0
| 16A Miniature Circuit breaker FP S204M-C 2CDS274001R0164 ABB | 16A Miniature Circuit breaker FP S204M-C 2CDS274001R0164 ABB | ABBMCB | Nos |  | 16A Miniature Circuit breaker FP S204M-C 2CDS274001R0164 ABB |  | 0 | 0 | 1 | 1 | 1 | 0.0 | 0.0 | 0.0 | 0 |  |  | 0.0 | Electrical Components | 16A Miniature Circuit breaker FP S204M-C 2CDS274001R0164 ABB | 0 | 31-12-2099 | Material Transfer | Moving Average |  | 0.0 |  | 0 | 0 |  | 0 | 0 | 0 | 0 |  | 0 | Item Attribute | 1 | Nos | 0.0 | 0.0 | 0 | 0.0 | 0 | ABB | 2CDS274001R0164 | India |  |  | 0 | 0.0 |  | 0 | 0 |  | 0 | 0 | 0 | 0 |  |  | 0 | 0 | 0 |  | 0 | [5 empty] | 0 |  |  | 0 | [13 empty] | Nos | 1.0 | [10 empty] | Ringlus Electro Controls & Automation PVT LTD | [18 empty] | CGST - RNG | 9.0
[121 empty] | SGST - RNG | 9.0
| 20A Miniature Circuit breaker FP S204M-C 2CDS274001R0204 ABB | 20A Miniature Circuit breaker FP S204M-C 2CDS274001R0204 ABB | ABBMCB | Nos |  | 20A Miniature Circuit breaker FP S204M-C 2CDS274001R0204 ABB |  | 0 | 0 | 1 | 1 | 1 | 0.0 | 0.0 | 0.0 | 0 |  |  | 0.0 | Electrical Components | 20A Miniature Circuit breaker FP S204M-C 2CDS274001R0204 ABB | 0 | 31-12-2099 | Material Transfer | Moving Average |  | 0.0 |  | 0 | 0 |  | 0 | 0 | 0 | 0 |  | 0 | Item Attribute | 1 | Nos | 0.0 | 0.0 | 0 | 0.0 | 0 | ABB | 2CDS274001R0204 | India |  |  | 0 | 0.0 |  | 0 | 0 |  | 0 | 0 | 0 | 0 |  |  | 0 | 0 | 0 |  | 0 | [5 empty] | 0 |  |  | 0 | [13 empty] | Nos | 1.0 | [10 empty] | Ringlus Electro Controls & Automation PVT LTD | [18 empty] | CGST - RNG | 9.0
[121 empty] | SGST - RNG | 9.0
| 25A Miniature Circuit breaker FP S204M-C 2CDS274001R0254 ABB | 25A Miniature Circuit breaker FP S204M-C 2CDS274001R0254 ABB | ABBMCB | Nos |  | 25A Miniature Circuit breaker FP S204M-C 2CDS274001R0254 ABB |  | 0 | 0 | 1 | 1 | 1 | 0.0 | 0.0 | 0.0 | 0 |  |  | 0.0 | Electrical Components | 25A Miniature Circuit breaker FP S204M-C 2CDS274001R0254 ABB | 0 | 31-12-2099 | Material Transfer | Moving Average |  | 0.0 |  | 0 | 0 |  | 0 | 0 | 0 | 0 |  | 0 | Item Attribute | 1 | Nos | 0.0 | 0.0 | 0 | 0.0 | 0 | ABB | 2CDS274001R0254 | India |  |  | 0 | 0.0 |  | 0 | 0 |  | 0 | 0 | 0 | 0 |  |  | 0 | 0 | 0 |  | 0 | [5 empty] | 0 |  |  | 0 | [13 empty] | Nos | 1.0 | [10 empty] | Ringlus Electro Controls & Automation PVT LTD | [18 empty] | CGST - RNG | 9.0
[121 empty] | SGST - RNG | 9.0
| 32A Miniature Circuit breaker FP S204M-C 2CDS274001R0324 ABB | 32A Miniature Circuit breaker FP S204M-C 2CDS274001R0324 ABB | ABBMCB | Nos |  | 32A Miniature Circuit breaker FP S204M-C 2CDS274001R0324 ABB |  | 0 | 0 | 1 | 1 | 1 | 0.0 | 0.0 | 0.0 | 0 |  |  | 0.0 | Electrical Components | 32A Miniature Circuit breaker FP S204M-C 2CDS274001R0324 ABB | 0 | 31-12-2099 | Material Transfer | Moving Average |  | 0.0 |  | 0 | 0 |  | 0 | 0 | 0 | 0 |  | 0 | Item Attribute | 1 | Nos | 0.0 | 0.0 | 0 | 0.0 | 0 | ABB | 2CDS274001R0324 | India |  |  | 0 | 0.0 |  | 0 | 0 |  | 0 | 0 | 0 | 0 |  |  | 0 | 0 | 0 |  | 0 | [5 empty] | 0 |  |  | 0 | [13 empty] | Nos | 1.0 | [10 empty] | Ringlus Electro Controls & Automation PVT LTD | [18 empty] | CGST - RNG | 9.0
[121 empty] | SGST - RNG | 9.0
| 40A Miniature Circuit breaker FP S204M-C 2CDS274001R0404 ABB | 40A Miniature Circuit breaker FP S204M-C 2CDS274001R0404 ABB | ABBMCB | Nos |  | 40A Miniature Circuit breaker FP S204M-C 2CDS274001R0404 ABB |  | 0 | 0 | 1 | 1 | 1 | 0.0 | 0.0 | 0.0 | 0 |  |  | 0.0 | Electrical Components | 40A Miniature Circuit breaker FP S204M-C 2CDS274001R0404 ABB | 0 | 31-12-2099 | Material Transfer | Moving Average |  | 0.0 |  | 0 | 0 |  | 0 | 0 | 0 | 0 |  | 0 | Item Attribute | 1 | Nos | 0.0 | 0.0 | 0 | 0.0 | 0 | ABB | 2CDS274001R0404 | India |  |  | 0 | 0.0 |  | 0 | 0 |  | 0 | 0 | 0 | 0 |  |  | 0 | 0 | 0 |  | 0 | [5 empty] | 0 |  |  | 0 | [13 empty] | Nos | 1.0 | [10 empty] | Ringlus Electro Controls & Automation PVT LTD | [18 empty] | CGST - RNG | 9.0
[121 empty] | SGST - RNG | 9.0
| 50A Miniature Circuit breaker FP S204M-C 2CDS274001R0504 ABB | 50A Miniature Circuit breaker FP S204M-C 2CDS274001R0504 ABB | ABBMCB | Nos |  | 50A Miniature Circuit breaker FP S204M-C 2CDS274001R0504 ABB |  | 0 | 0 | 1 | 1 | 1 | 0.0 | 0.0 | 0.0 | 0 |  |  | 0.0 | Electrical Components | 50A Miniature Circuit breaker FP S204M-C 2CDS274001R0504 ABB | 0 | 31-12-2099 | Material Transfer | Moving Average |  | 0.0 |  | 0 | 0 |  | 0 | 0 | 0 | 0 |  | 0 | Item Attribute | 1 | Nos | 0.0 | 0.0 | 0 | 0.0 | 0 | ABB | 2CDS274001R0504 | India |  |  | 0 | 0.0 |  | 0 | 0 |  | 0 | 0 | 0 | 0 |  |  | 0 | 0 | 0 |  | 0 | [5 empty] | 0 |  |  | 0 | [13 empty] | Nos | 1.0 | [10 empty] | Ringlus Electro Controls & Automation PVT LTD | [18 empty] | CGST - RNG | 9.0
[121 empty] | SGST - RNG | 9.0
| 63A Miniature Circuit breaker FP S204M-C 2CDS274001R0634 ABB | 63A Miniature Circuit breaker FP S204M-C 2CDS274001R0634 ABB | ABBMCB | Nos |  | 63A Miniature Circuit breaker FP S204M-C 2CDS274001R0634 ABB |  | 0 | 0 | 1 | 1 | 1 | 0.0 | 0.0 | 0.0 | 0 |  |  | 0.0 | Electrical Components | 63A Miniature Circuit breaker FP S204M-C 2CDS274001R0634 ABB | 0 | 31-12-2099 | Material Transfer | Moving Average |  | 0.0 |  | 0 | 0 |  | 0 | 0 | 0 | 0 |  | 0 | Item Attribute | 1 | Nos | 0.0 | 0.0 | 0 | 0.0 | 0 | ABB | 2CDS274001R0634 | India |  |  | 0 | 0.0 |  | 0 | 0 |  | 0 | 0 | 0 | 0 |  |  | 0 | 0 | 0 |  | 0 | [5 empty] | 0 |  |  | 0 | [13 empty] | Nos | 1.0 | [10 empty] | Ringlus Electro Controls & Automation PVT LTD | [18 empty] | CGST - RNG | 9.0
[121 empty] | SGST - RNG | 9.0
| 80A Miniature Circuit breaker SP S201-C80 2CDS251001R0804 ABB | 80A Miniature Circuit breaker SP S201-C80 2CDS251001R0804 ABB | ABBMCB | Nos |  | 80A Miniature Circuit breaker SP S201-C80 2CDS251001R0804 ABB |  | 0 | 0 | 1 | 1 | 1 | 0.0 | 0.0 | 0.0 | 0 |  |  | 0.0 | Electrical Components | 80A Miniature Circuit breaker SP S201-C80 2CDS251001R0804 ABB | 0 | 31-12-2099 | Material Transfer | Moving Average |  | 0.0 |  | 0 | 0 |  | 0 | 0 | 0 | 0 |  | 0 | Item Attribute | 1 | Nos | 0.0 | 0.0 | 0 | 0.0 | 0 | ABB | 2CDS251001R0804 | India |  |  | 0 | 0.0 |  | 0 | 0 |  | 0 | 0 | 0 | 0 |  |  | 0 | 0 | 0 |  | 0 | [5 empty] | 0 |  |  | 0 | [13 empty] | Nos | 1.0 | [10 empty] | Ringlus Electro Controls & Automation PVT LTD | [18 empty] | CGST - RNG | 9.0
[121 empty] | SGST - RNG | 9.0
| 100A Miniature Circuit breaker SP S201-C100 2CDS251001R0824 ABB | 100A Miniature Circuit breaker SP S201-C100 2CDS251001R0824 ABB | ABBMCB | Nos |  | 100A Miniature Circuit breaker SP S201-C100 2CDS251001R0824 ABB |  | 0 | 0 | 1 | 1 | 1 | 0.0 | 0.0 | 0.0 | 0 |  |  | 0.0 | Electrical Components | 100A Miniature Circuit breaker SP S201-C100 2CDS251001R0824 ABB | 0 | 31-12-2099 | Material Transfer | Moving Average |  | 0.0 |  | 0 | 0 |  | 0 | 0 | 0 | 0 |  | 0 | Item Attribute | 1 | Nos | 0.0 | 0.0 | 0 | 0.0 | 0 | ABB | 2CDS251001R0824 | India |  |  | 0 | 0.0 |  | 0 | 0 |  | 0 | 0 | 0 | 0 |  |  | 0 | 0 | 0 |  | 0 | [5 empty] | 0 |  |  | 0 | [13 empty] | Nos | 1.0 | [10 empty] | Ringlus Electro Controls & Automation PVT LTD | [18 empty] | CGST - RNG | 9.0
[121 empty] | SGST - RNG | 9.0
| 80A Miniature Circuit breaker SPN S201-C80 2CDS251101R0804 ABB | 80A Miniature Circuit breaker SPN S201-C80 2CDS251101R0804 ABB | ABBMCB | Nos |  | 80A Miniature Circuit breaker SPN S201-C80 2CDS251101R0804 ABB |  | 0 | 0 | 1 | 1 | 1 | 0.0 | 0.0 | 0.0 | 0 |  |  | 0.0 | Electrical Components | 80A Miniature Circuit breaker SPN S201-C80 2CDS251101R0804 ABB | 0 | 31-12-2099 | Material Transfer | Moving Average |  | 0.0 |  | 0 | 0 |  | 0 | 0 | 0 | 0 |  | 0 | Item Attribute | 1 | Nos | 0.0 | 0.0 | 0 | 0.0 | 0 | ABB | 2CDS251101R0804 | India |  |  | 0 | 0.0 |  | 0 | 0 |  | 0 | 0 | 0 | 0 |  |  | 0 | 0 | 0 |  | 0 | [5 empty] | 0 |  |  | 0 | [13 empty] | Nos | 1.0 | [10 empty] | Ringlus Electro Controls & Automation PVT LTD | [18 empty] | CGST - RNG | 9.0
[121 empty] | SGST - RNG | 9.0
| 100A Miniature Circuit breaker SPN S201-C100 2CDS251101R0824 ABB | 100A Miniature Circuit breaker SPN S201-C100 2CDS251101R0824 ABB | ABBMCB | Nos |  | 100A Miniature Circuit breaker SPN S201-C100 2CDS251101R0824 ABB |  | 0 | 0 | 1 | 1 | 1 | 0.0 | 0.0 | 0.0 | 0 |  |  | 0.0 | Electrical Components | 100A Miniature Circuit breaker SPN S201-C100 2CDS251101R0824 ABB | 0 | 31-12-2099 | Material Transfer | Moving Average |  | 0.0 |  | 0 | 0 |  | 0 | 0 | 0 | 0 |  | 0 | Item Attribute | 1 | Nos | 0.0 | 0.0 | 0 | 0.0 | 0 | ABB | 2CDS251101R0824 | India |  |  | 0 | 0.0 |  | 0 | 0 |  | 0 | 0 | 0 | 0 |  |  | 0 | 0 | 0 |  | 0 | [5 empty] | 0 |  |  | 0 | [13 empty] | Nos | 1.0 | [10 empty] | Ringlus Electro Controls & Automation PVT LTD | [18 empty] | CGST - RNG | 9.0
[121 empty] | SGST - RNG | 9.0
| 80A Miniature Circuit breaker DP S202-C80 2CDS252001R0804 ABB | 80A Miniature Circuit breaker DP S202-C80 2CDS252001R0804 ABB | ABBMCB | Nos |  | 80A Miniature Circuit breaker DP S202-C80 2CDS252001R0804 ABB |  | 0 | 0 | 1 | 1 | 1 | 0.0 | 0.0 | 0.0 | 0 |  |  | 0.0 | Electrical Components | 80A Miniature Circuit breaker DP S202-C80 2CDS252001R0804 ABB | 0 | 31-12-2099 | Material Transfer | Moving Average |  | 0.0 |  | 0 | 0 |  | 0 | 0 | 0 | 0 |  | 0 | Item Attribute | 1 | Nos | 0.0 | 0.0 | 0 | 0.0 | 0 | ABB | 2CDS252001R0804 | India |  |  | 0 | 0.0 |  | 0 | 0 |  | 0 | 0 | 0 | 0 |  |  | 0 | 0 | 0 |  | 0 | [5 empty] | 0 |  |  | 0 | [13 empty] | Nos | 1.0 | [10 empty] | Ringlus Electro Controls & Automation PVT LTD | [18 empty] | CGST - RNG | 9.0
[121 empty] | SGST - RNG | 9.0
| 100A Miniature Circuit breaker DP S202-C100 2CDS252001R0824 ABB | 100A Miniature Circuit breaker DP S202-C100 2CDS252001R0824 ABB | ABBMCB | Nos |  | 100A Miniature Circuit breaker DP S202-C100 2CDS252001R0824 ABB |  | 0 | 0 | 1 | 1 | 1 | 0.0 | 0.0 | 0.0 | 0 |  |  | 0.0 | Electrical Components | 100A Miniature Circuit breaker DP S202-C100 2CDS252001R0824 ABB | 0 | 31-12-2099 | Material Transfer | Moving Average |  | 0.0 |  | 0 | 0 |  | 0 | 0 | 0 | 0 |  | 0 | Item Attribute | 1 | Nos | 0.0 | 0.0 | 0 | 0.0 | 0 | ABB | 2CDS252001R0824 | India |  |  | 0 | 0.0 |  | 0 | 0 |  | 0 | 0 | 0 | 0 |  |  | 0 | 0 | 0 |  | 0 | [5 empty] | 0 |  |  | 0 | [13 empty] | Nos | 1.0 | [10 empty] | Ringlus Electro Controls & Automation PVT LTD | [18 empty] | CGST - RNG | 9.0
[121 empty] | SGST - RNG | 9.0
| 80A Miniature Circuit breaker TP S203-C80 2CDS253001R0804 ABB | 80A Miniature Circuit breaker TP S203-C80 2CDS253001R0804 ABB | ABBMCB | Nos |  | 80A Miniature Circuit breaker TP S203-C80 2CDS253001R0804 ABB |  | 0 | 0 | 1 | 1 | 1 | 0.0 | 0.0 | 0.0 | 0 |  |  | 0.0 | Electrical Components | 80A Miniature Circuit breaker TP S203-C80 2CDS253001R0804 ABB | 0 | 31-12-2099 | Material Transfer | Moving Average |  | 0.0 |  | 0 | 0 |  | 0 | 0 | 0 | 0 |  | 0 | Item Attribute | 1 | Nos | 0.0 | 0.0 | 0 | 0.0 | 0 | ABB | 2CDS253001R0804 | India |  |  | 0 | 0.0 |  | 0 | 0 |  | 0 | 0 | 0 | 0 |  |  | 0 | 0 | 0 |  | 0 | [5 empty] | 0 |  |  | 0 | [13 empty] | Nos | 1.0 | [10 empty] | Ringlus Electro Controls & Automation PVT LTD | [18 empty] | CGST - RNG | 9.0
[121 empty] | SGST - RNG | 9.0
| 100A Miniature Circuit breaker TP S203-C100 2CDS253001R0824 ABB | 100A Miniature Circuit breaker TP S203-C100 2CDS253001R0824 ABB | ABBMCB | Nos |  | 100A Miniature Circuit breaker TP S203-C100 2CDS253001R0824 ABB |  | 0 | 0 | 1 | 1 | 1 | 0.0 | 0.0 | 0.0 | 0 |  |  | 0.0 | Electrical Components | 100A Miniature Circuit breaker TP S203-C100 2CDS253001R0824 ABB | 0 | 31-12-2099 | Material Transfer | Moving Average |  | 0.0 |  | 0 | 0 |  | 0 | 0 | 0 | 0 |  | 0 | Item Attribute | 1 | Nos | 0.0 | 0.0 | 0 | 0.0 | 0 | ABB | 2CDS253001R0824 | India |  |  | 0 | 0.0 |  | 0 | 0 |  | 0 | 0 | 0 | 0 |  |  | 0 | 0 | 0 |  | 0 | [5 empty] | 0 |  |  | 0 | [13 empty] | Nos | 1.0 | [10 empty] | Ringlus Electro Controls & Automation PVT LTD | [18 empty] | CGST - RNG | 9.0
[121 empty] | SGST - RNG | 9.0
| 80A Miniature Circuit breaker TPN S203-C80NA 2CDS253103R0804 ABB | 80A Miniature Circuit breaker TPN S203-C80NA 2CDS253103R0804 ABB | ABBMCB | Nos |  | 80A Miniature Circuit breaker TPN S203-C80NA 2CDS253103R0804 ABB |  | 0 | 0 | 1 | 1 | 1 | 0.0 | 0.0 | 0.0 | 0 |  |  | 0.0 | Electrical Components | 80A Miniature Circuit breaker TPN S203-C80NA 2CDS253103R0804 ABB | 0 | 31-12-2099 | Material Transfer | Moving Average |  | 0.0 |  | 0 | 0 |  | 0 | 0 | 0 | 0 |  | 0 | Item Attribute | 1 | Nos | 0.0 | 0.0 | 0 | 0.0 | 0 | ABB | 2CDS253103R0804 | India |  |  | 0 | 0.0 |  | 0 | 0 |  | 0 | 0 | 0 | 0 |  |  | 0 | 0 | 0 |  | 0 | [5 empty] | 0 |  |  | 0 | [13 empty] | Nos | 1.0 | [10 empty] | Ringlus Electro Controls & Automation PVT LTD | [18 empty] | CGST - RNG | 9.0
[121 empty] | SGST - RNG | 9.0
| 100A Miniature Circuit breaker TPN S203-C100NA 2CDS253103R0824 ABB | 100A Miniature Circuit breaker TPN S203-C100NA 2CDS253103R0824 ABB | ABBMCB | Nos |  | 100A Miniature Circuit breaker TPN S203-C100NA 2CDS253103R0824 ABB |  | 0 | 0 | 1 | 1 | 1 | 0.0 | 0.0 | 0.0 | 0 |  |  | 0.0 | Electrical Components | 100A Miniature Circuit breaker TPN S203-C100NA 2CDS253103R0824 ABB | 0 | 31-12-2099 | Material Transfer | Moving Average |  | 0.0 |  | 0 | 0 |  | 0 | 0 | 0 | 0 |  | 0 | Item Attribute | 1 | Nos | 0.0 | 0.0 | 0 | 0.0 | 0 | ABB | 2CDS253103R0824 | India |  |  | 0 | 0.0 |  | 0 | 0 |  | 0 | 0 | 0 | 0 |  |  | 0 | 0 | 0 |  | 0 | [5 empty] | 0 |  |  | 0 | [13 empty] | Nos | 1.0 | [10 empty] | Ringlus Electro Controls & Automation PVT LTD | [18 empty] | CGST - RNG | 9.0
[121 empty] | SGST - RNG | 9.0
| 80A Miniature Circuit breaker FP S203-C80NA 2CDS254001R0804 ABB | 80A Miniature Circuit breaker FP S203-C80NA 2CDS254001R0804 ABB | ABBMCB | Nos |  | 80A Miniature Circuit breaker FP S203-C80NA 2CDS254001R0804 ABB |  | 0 | 0 | 1 | 1 | 1 | 0.0 | 0.0 | 0.0 | 0 |  |  | 0.0 | Electrical Components | 80A Miniature Circuit breaker FP S203-C80NA 2CDS254001R0804 ABB | 0 | 31-12-2099 | Material Transfer | Moving Average |  | 0.0 |  | 0 | 0 |  | 0 | 0 | 0 | 0 |  | 0 | Item Attribute | 1 | Nos | 0.0 | 0.0 | 0 | 0.0 | 0 | ABB | 2CDS254001R0804 | India |  |  | 0 | 0.0 |  | 0 | 0 |  | 0 | 0 | 0 | 0 |  |  | 0 | 0 | 0 |  | 0 | [5 empty] | 0 |  |  | 0 | [13 empty] | Nos | 1.0 | [10 empty] | Ringlus Electro Controls & Automation PVT LTD | [18 empty] | CGST - RNG | 9.0
[121 empty] | SGST - RNG | 9.0
| 100A Miniature Circuit breaker FP S203-C100NA 2CDS254001R0824 ABB | 100A Miniature Circuit breaker FP S203-C100NA 2CDS254001R0824 ABB | ABBMCB | Nos |  | 100A Miniature Circuit breaker FP S203-C100NA 2CDS254001R0824 ABB |  | 0 | 0 | 1 | 1 | 1 | 0.0 | 0.0 | 0.0 | 0 |  |  | 0.0 | Electrical Components | 100A Miniature Circuit breaker FP S203-C100NA 2CDS254001R0824 ABB | 0 | 31-12-2099 | Material Transfer | Moving Average |  | 0.0 |  | 0 | 0 |  | 0 | 0 | 0 | 0 |  | 0 | Item Attribute | 1 | Nos | 0.0 | 0.0 | 0 | 0.0 | 0 | ABB | 2CDS254001R0824 | India |  |  | 0 | 0.0 |  | 0 | 0 |  | 0 | 0 | 0 | 0 |  |  | 0 | 0 | 0 |  | 0 | [5 empty] | 0 |  |  | 0 | [13 empty] | Nos | 1.0 | [10 empty] | Ringlus Electro Controls & Automation PVT LTD | [18 empty] | CGST - RNG | 9.0
[121 empty] | SGST - RNG | 9.0
| 25A MCB Isolator DP SHD202/25 1SYD272111R0025 ABB | 25A MCB Isolator DP SHD202/25 1SYD272111R0025 ABB | ABBMCB | Nos |  | 25A MCB Isolator DP SHD202/25 1SYD272111R0025 ABB |  | 0 | 0 | 1 | 1 | 1 | 0.0 | 0.0 | 0.0 | 0 |  |  | 0.0 | Electrical Components | 25A MCB Isolator DP SHD202/25 1SYD272111R0025 ABB | 0 | 31-12-2099 | Material Transfer | Moving Average |  | 0.0 |  | 0 | 0 |  | 0 | 0 | 0 | 0 |  | 0 | Item Attribute | 1 | Nos | 0.0 | 0.0 | 0 | 0.0 | 0 | ABB | 1SYD272111R0025 | India |  |  | 0 | 0.0 |  | 0 | 0 |  | 0 | 0 | 0 | 0 |  |  | 0 | 0 | 0 |  | 0 | [5 empty] | 0 |  |  | 0 | [13 empty] | Nos | 1.0 | [10 empty] | Ringlus Electro Controls & Automation PVT LTD | [18 empty] | CGST - RNG | 9.0
[121 empty] | SGST - RNG | 9.0
| 40A MCB Isolator DP SHD202/40 1SYD272111R0040 ABB | 40A MCB Isolator DP SHD202/40 1SYD272111R0040 ABB | ABBMCB | Nos |  | 40A MCB Isolator DP SHD202/40 1SYD272111R0040 ABB |  | 0 | 0 | 1 | 1 | 1 | 0.0 | 0.0 | 0.0 | 0 |  |  | 0.0 | Electrical Components | 40A MCB Isolator DP SHD202/40 1SYD272111R0040 ABB | 0 | 31-12-2099 | Material Transfer | Moving Average |  | 0.0 |  | 0 | 0 |  | 0 | 0 | 0 | 0 |  | 0 | Item Attribute | 1 | Nos | 0.0 | 0.0 | 0 | 0.0 | 0 | ABB | 1SYD272111R0040 | India |  |  | 0 | 0.0 |  | 0 | 0 |  | 0 | 0 | 0 | 0 |  |  | 0 | 0 | 0 |  | 0 | [5 empty] | 0 |  |  | 0 | [13 empty] | Nos | 1.0 | [10 empty] | Ringlus Electro Controls & Automation PVT LTD | [18 empty] | CGST - RNG | 9.0
[121 empty] | SGST - RNG | 9.0
| 63A MCB Isolator DP SHD202/63 1SYD272111R0063 ABB | 63A MCB Isolator DP SHD202/63 1SYD272111R0063 ABB | ABBMCB | Nos |  | 63A MCB Isolator DP SHD202/63 1SYD272111R0063 ABB |  | 0 | 0 | 1 | 1 | 1 | 0.0 | 0.0 | 0.0 | 0 |  |  | 0.0 | Electrical Components | 63A MCB Isolator DP SHD202/63 1SYD272111R0063 ABB | 0 | 31-12-2099 | Material Transfer | Moving Average |  | 0.0 |  | 0 | 0 |  | 0 | 0 | 0 | 0 |  | 0 | Item Attribute | 1 | Nos | 0.0 | 0.0 | 0 | 0.0 | 0 | ABB | 1SYD272111R0063 | India |  |  | 0 | 0.0 |  | 0 | 0 |  | 0 | 0 | 0 | 0 |  |  | 0 | 0 | 0 |  | 0 | [5 empty] | 0 |  |  | 0 | [13 empty] | Nos | 1.0 | [10 empty] | Ringlus Electro Controls & Automation PVT LTD | [18 empty] | CGST - RNG | 9.0
[121 empty] | SGST - RNG | 9.0
| 25A MCB Isolator TP SHD203/25 1SYD273111R0025 ABB | 25A MCB Isolator TP SHD203/25 1SYD273111R0025 ABB | ABBMCB | Nos |  | 25A MCB Isolator TP SHD203/25 1SYD273111R0025 ABB |  | 0 | 0 | 1 | 1 | 1 | 0.0 | 0.0 | 0.0 | 0 |  |  | 0.0 | Electrical Components | 25A MCB Isolator TP SHD203/25 1SYD273111R0025 ABB | 0 | 31-12-2099 | Material Transfer | Moving Average |  | 0.0 |  | 0 | 0 |  | 0 | 0 | 0 | 0 |  | 0 | Item Attribute | 1 | Nos | 0.0 | 0.0 | 0 | 0.0 | 0 | ABB | 1SYD273111R0025 | India |  |  | 0 | 0.0 |  | 0 | 0 |  | 0 | 0 | 0 | 0 |  |  | 0 | 0 | 0 |  | 0 | [5 empty] | 0 |  |  | 0 | [13 empty] | Nos | 1.0 | [10 empty] | Ringlus Electro Controls & Automation PVT LTD | [18 empty] | CGST - RNG | 9.0
[121 empty] | SGST - RNG | 9.0
| 40A MCB Isolator TP SHD203/40 1SYD273111R0040 ABB | 40A MCB Isolator TP SHD203/40 1SYD273111R0040 ABB | ABBMCB | Nos |  | 40A MCB Isolator TP SHD203/40 1SYD273111R0040 ABB |  | 0 | 0 | 1 | 1 | 1 | 0.0 | 0.0 | 0.0 | 0 |  |  | 0.0 | Electrical Components | 40A MCB Isolator TP SHD203/40 1SYD273111R0040 ABB | 0 | 31-12-2099 | Material Transfer | Moving Average |  | 0.0 |  | 0 | 0 |  | 0 | 0 | 0 | 0 |  | 0 | Item Attribute | 1 | Nos | 0.0 | 0.0 | 0 | 0.0 | 0 | ABB | 1SYD273111R0040 | India |  |  | 0 | 0.0 |  | 0 | 0 |  | 0 | 0 | 0 | 0 |  |  | 0 | 0 | 0 |  | 0 | [5 empty] | 0 |  |  | 0 | [13 empty] | Nos | 1.0 | [10 empty] | Ringlus Electro Controls & Automation PVT LTD | [18 empty] | CGST - RNG | 9.0
[121 empty] | SGST - RNG | 9.0
| 63A MCB Isolator TP SHD203/63 1SYD273111R0063 ABB | 63A MCB Isolator TP SHD203/63 1SYD273111R0063 ABB | ABBMCB | Nos |  | 63A MCB Isolator TP SHD203/63 1SYD273111R0063 ABB |  | 0 | 0 | 1 | 1 | 1 | 0.0 | 0.0 | 0.0 | 0 |  |  | 0.0 | Electrical Components | 63A MCB Isolator TP SHD203/63 1SYD273111R0063 ABB | 0 | 31-12-2099 | Material Transfer | Moving Average |  | 0.0 |  | 0 | 0 |  | 0 | 0 | 0 | 0 |  | 0 | Item Attribute | 1 | Nos | 0.0 | 0.0 | 0 | 0.0 | 0 | ABB | 1SYD273111R0063 | India |  |  | 0 | 0.0 |  | 0 | 0 |  | 0 | 0 | 0 | 0 |  |  | 0 | 0 | 0 |  | 0 | [5 empty] | 0 |  |  | 0 | [13 empty] | Nos | 1.0 | [10 empty] | Ringlus Electro Controls & Automation PVT LTD | [18 empty] | CGST - RNG | 9.0
[121 empty] | SGST - RNG | 9.0
| 25A MCB Isolator FP SHD204/25 1SYD274111R0025 ABB | 25A MCB Isolator FP SHD204/25 1SYD274111R0025 ABB | ABBMCB | Nos |  | 25A MCB Isolator FP SHD204/25 1SYD274111R0025 ABB |  | 0 | 0 | 1 | 1 | 1 | 0.0 | 0.0 | 0.0 | 0 |  |  | 0.0 | Electrical Components | 25A MCB Isolator FP SHD204/25 1SYD274111R0025 ABB | 0 | 31-12-2099 | Material Transfer | Moving Average |  | 0.0 |  | 0 | 0 |  | 0 | 0 | 0 | 0 |  | 0 | Item Attribute | 1 | Nos | 0.0 | 0.0 | 0 | 0.0 | 0 | ABB | 1SYD274111R0025 | India |  |  | 0 | 0.0 |  | 0 | 0 |  | 0 | 0 | 0 | 0 |  |  | 0 | 0 | 0 |  | 0 | [5 empty] | 0 |  |  | 0 | [13 empty] | Nos | 1.0 | [10 empty] | Ringlus Electro Controls & Automation PVT LTD | [18 empty] | CGST - RNG | 9.0
[121 empty] | SGST - RNG | 9.0
| 40A MCB Isolator FP SHD204/40 1SYD274111R0040 ABB | 40A MCB Isolator FP SHD204/40 1SYD274111R0040 ABB | ABBMCB | Nos |  | 40A MCB Isolator FP SHD204/40 1SYD274111R0040 ABB |  | 0 | 0 | 1 | 1 | 1 | 0.0 | 0.0 | 0.0 | 0 |  |  | 0.0 | Electrical Components | 40A MCB Isolator FP SHD204/40 1SYD274111R0040 ABB | 0 | 31-12-2099 | Material Transfer | Moving Average |  | 0.0 |  | 0 | 0 |  | 0 | 0 | 0 | 0 |  | 0 | Item Attribute | 1 | Nos | 0.0 | 0.0 | 0 | 0.0 | 0 | ABB | 1SYD274111R0040 | India |  |  | 0 | 0.0 |  | 0 | 0 |  | 0 | 0 | 0 | 0 |  |  | 0 | 0 | 0 |  | 0 | [5 empty] | 0 |  |  | 0 | [13 empty] | Nos | 1.0 | [10 empty] | Ringlus Electro Controls & Automation PVT LTD | [18 empty] | CGST - RNG | 9.0
[121 empty] | SGST - RNG | 9.0
| 63A MCB Isolator FP SHD204/63 1SYD274111R0063 ABB | 63A MCB Isolator FP SHD204/63 1SYD274111R0063 ABB | ABBMCB | Nos |  | 63A MCB Isolator FP SHD204/63 1SYD274111R0063 ABB |  | 0 | 0 | 1 | 1 | 1 | 0.0 | 0.0 | 0.0 | 0 |  |  | 0.0 | Electrical Components | 63A MCB Isolator FP SHD204/63 1SYD274111R0063 ABB | 0 | 31-12-2099 | Material Transfer | Moving Average |  | 0.0 |  | 0 | 0 |  | 0 | 0 | 0 | 0 |  | 0 | Item Attribute | 1 | Nos | 0.0 | 0.0 | 0 | 0.0 | 0 | ABB | 1SYD274111R0063 | India |  |  | 0 | 0.0 |  | 0 | 0 |  | 0 | 0 | 0 | 0 |  |  | 0 | 0 | 0 |  | 0 | [5 empty] | 0 |  |  | 0 | [13 empty] | Nos | 1.0 | [10 empty] | Ringlus Electro Controls & Automation PVT LTD | [18 empty] | CGST - RNG | 9.0
[121 empty] | SGST - RNG | 9.0
| 25A 30mA RCCB F202 AC-25/0,03 1SYF202005R1250 ABB | 25A 30mA RCCB F202 AC-25/0,03 1SYF202005R1250 ABB | ABBMCB | Nos |  | 25A 30mA RCCB F202 AC-25/0,03 1SYF202005R1250 ABB |  | 0 | 0 | 1 | 1 | 1 | 0.0 | 0.0 | 0.0 | 0 |  |  | 0.0 | Electrical Components | 25A 30mA RCCB F202 AC-25/0,03 1SYF202005R1250 ABB | 0 | 31-12-2099 | Material Transfer | Moving Average |  | 0.0 |  | 0 | 0 |  | 0 | 0 | 0 | 0 |  | 0 | Item Attribute | 1 | Nos | 0.0 | 0.0 | 0 | 0.0 | 0 | ABB | 1SYF202005R1250 | India |  |  | 0 | 0.0 |  | 0 | 0 |  | 0 | 0 | 0 | 0 |  |  | 0 | 0 | 0 |  | 0 | [5 empty] | 0 |  |  | 0 | [13 empty] | Nos | 1.0 | [10 empty] | Ringlus Electro Controls & Automation PVT LTD | [18 empty] | CGST - RNG | 9.0
[121 empty] | SGST - RNG | 9.0
| 25A 100mA RCCB F202 AC-25/0,1 1SYF202005R2250 ABB | 25A 100mA RCCB F202 AC-25/0,1 1SYF202005R2250 ABB | ABBMCB | Nos |  | 25A 100mA RCCB F202 AC-25/0,1 1SYF202005R2250 ABB |  | 0 | 0 | 1 | 1 | 1 | 0.0 | 0.0 | 0.0 | 0 |  |  | 0.0 | Electrical Components | 25A 100mA RCCB F202 AC-25/0,1 1SYF202005R2250 ABB | 0 | 31-12-2099 | Material Transfer | Moving Average |  | 0.0 |  | 0 | 0 |  | 0 | 0 | 0 | 0 |  | 0 | Item Attribute | 1 | Nos | 0.0 | 0.0 | 0 | 0.0 | 0 | ABB | 1SYF202005R2250 | India |  |  | 0 | 0.0 |  | 0 | 0 |  | 0 | 0 | 0 | 0 |  |  | 0 | 0 | 0 |  | 0 | [5 empty] | 0 |  |  | 0 | [13 empty] | Nos | 1.0 | [10 empty] | Ringlus Electro Controls & Automation PVT LTD | [18 empty] | CGST - RNG | 9.0
[121 empty] | SGST - RNG | 9.0
| 25A 300mA RCCB F202 AC-25/0,3 1SYF202005R3250 ABB | 25A 300mA RCCB F202 AC-25/0,3 1SYF202005R3250 ABB | ABBMCB | Nos |  | 25A 300mA RCCB F202 AC-25/0,3 1SYF202005R3250 ABB |  | 0 | 0 | 1 | 1 | 1 | 0.0 | 0.0 | 0.0 | 0 |  |  | 0.0 | Electrical Components | 25A 300mA RCCB F202 AC-25/0,3 1SYF202005R3250 ABB | 0 | 31-12-2099 | Material Transfer | Moving Average |  | 0.0 |  | 0 | 0 |  | 0 | 0 | 0 | 0 |  | 0 | Item Attribute | 1 | Nos | 0.0 | 0.0 | 0 | 0.0 | 0 | ABB | 1SYF202005R3250 | India |  |  | 0 | 0.0 |  | 0 | 0 |  | 0 | 0 | 0 | 0 |  |  | 0 | 0 | 0 |  | 0 | [5 empty] | 0 |  |  | 0 | [13 empty] | Nos | 1.0 | [10 empty] | Ringlus Electro Controls & Automation PVT LTD | [18 empty] | CGST - RNG | 9.0
[121 empty] | SGST - RNG | 9.0
| 40A 30mA RCCB F202 AC-40/0,03 1SYF202005R1400 ABB | 40A 30mA RCCB F202 AC-40/0,03 1SYF202005R1400 ABB | ABBMCB | Nos |  | 40A 30mA RCCB F202 AC-40/0,03 1SYF202005R1400 ABB |  | 0 | 0 | 1 | 1 | 1 | 0.0 | 0.0 | 0.0 | 0 |  |  | 0.0 | Electrical Components | 40A 30mA RCCB F202 AC-40/0,03 1SYF202005R1400 ABB | 0 | 31-12-2099 | Material Transfer | Moving Average |  | 0.0 |  | 0 | 0 |  | 0 | 0 | 0 | 0 |  | 0 | Item Attribute | 1 | Nos | 0.0 | 0.0 | 0 | 0.0 | 0 | ABB | 1SYF202005R1400 | India |  |  | 0 | 0.0 |  | 0 | 0 |  | 0 | 0 | 0 | 0 |  |  | 0 | 0 | 0 |  | 0 | [5 empty] | 0 |  |  | 0 | [13 empty] | Nos | 1.0 | [10 empty] | Ringlus Electro Controls & Automation PVT LTD | [18 empty] | CGST - RNG | 9.0
[121 empty] | SGST - RNG | 9.0
| 40A 100mA RCCB F202 AC-40/0,1 1SYF202005R2400 ABB | 40A 100mA RCCB F202 AC-40/0,1 1SYF202005R2400 ABB | ABBMCB | Nos |  | 40A 100mA RCCB F202 AC-40/0,1 1SYF202005R2400 ABB |  | 0 | 0 | 1 | 1 | 1 | 0.0 | 0.0 | 0.0 | 0 |  |  | 0.0 | Electrical Components | 40A 100mA RCCB F202 AC-40/0,1 1SYF202005R2400 ABB | 0 | 31-12-2099 | Material Transfer | Moving Average |  | 0.0 |  | 0 | 0 |  | 0 | 0 | 0 | 0 |  | 0 | Item Attribute | 1 | Nos | 0.0 | 0.0 | 0 | 0.0 | 0 | ABB | 1SYF202005R2400 | India |  |  | 0 | 0.0 |  | 0 | 0 |  | 0 | 0 | 0 | 0 |  |  | 0 | 0 | 0 |  | 0 | [5 empty] | 0 |  |  | 0 | [13 empty] | Nos | 1.0 | [10 empty] | Ringlus Electro Controls & Automation PVT LTD | [18 empty] | CGST - RNG | 9.0
[121 empty] | SGST - RNG | 9.0
| 40A 300mA RCCB F202 AC-40/0,3 1SYF202005R3400 ABB | 40A 300mA RCCB F202 AC-40/0,3 1SYF202005R3400 ABB | ABBMCB | Nos |  | 40A 300mA RCCB F202 AC-40/0,3 1SYF202005R3400 ABB |  | 0 | 0 | 1 | 1 | 1 | 0.0 | 0.0 | 0.0 | 0 |  |  | 0.0 | Electrical Components | 40A 300mA RCCB F202 AC-40/0,3 1SYF202005R3400 ABB | 0 | 31-12-2099 | Material Transfer | Moving Average |  | 0.0 |  | 0 | 0 |  | 0 | 0 | 0 | 0 |  | 0 | Item Attribute | 1 | Nos | 0.0 | 0.0 | 0 | 0.0 | 0 | ABB | 1SYF202005R3400 | India |  |  | 0 | 0.0 |  | 0 | 0 |  | 0 | 0 | 0 | 0 |  |  | 0 | 0 | 0 |  | 0 | [5 empty] | 0 |  |  | 0 | [13 empty] | Nos | 1.0 | [10 empty] | Ringlus Electro Controls & Automation PVT LTD | [18 empty] | CGST - RNG | 9.0
[121 empty] | SGST - RNG | 9.0
| 63A 30mA RCCB F202 AC-63/0,03 1SYF202005R1630 ABB | 63A 30mA RCCB F202 AC-63/0,03 1SYF202005R1630 ABB | ABBMCB | Nos |  | 63A 30mA RCCB F202 AC-63/0,03 1SYF202005R1630 ABB |  | 0 | 0 | 1 | 1 | 1 | 0.0 | 0.0 | 0.0 | 0 |  |  | 0.0 | Electrical Components | 63A 30mA RCCB F202 AC-63/0,03 1SYF202005R1630 ABB | 0 | 31-12-2099 | Material Transfer | Moving Average |  | 0.0 |  | 0 | 0 |  | 0 | 0 | 0 | 0 |  | 0 | Item Attribute | 1 | Nos | 0.0 | 0.0 | 0 | 0.0 | 0 | ABB | 1SYF202005R1630 | India |  |  | 0 | 0.0 |  | 0 | 0 |  | 0 | 0 | 0 | 0 |  |  | 0 | 0 | 0 |  | 0 | [5 empty] | 0 |  |  | 0 | [13 empty] | Nos | 1.0 | [10 empty] | Ringlus Electro Controls & Automation PVT LTD | [18 empty] | CGST - RNG | 9.0
[121 empty] | SGST - RNG | 9.0
| 63A 100mA RCCB F202 AC-63/0,1 1SYF202005R2630 ABB | 63A 100mA RCCB F202 AC-63/0,1 1SYF202005R2630 ABB | ABBMCB | Nos |  | 63A 100mA RCCB F202 AC-63/0,1 1SYF202005R2630 ABB |  | 0 | 0 | 1 | 1 | 1 | 0.0 | 0.0 | 0.0 | 0 |  |  | 0.0 | Electrical Components | 63A 100mA RCCB F202 AC-63/0,1 1SYF202005R2630 ABB | 0 | 31-12-2099 | Material Transfer | Moving Average |  | 0.0 |  | 0 | 0 |  | 0 | 0 | 0 | 0 |  | 0 | Item Attribute | 1 | Nos | 0.0 | 0.0 | 0 | 0.0 | 0 | ABB | 1SYF202005R2630 | India |  |  | 0 | 0.0 |  | 0 | 0 |  | 0 | 0 | 0 | 0 |  |  | 0 | 0 | 0 |  | 0 | [5 empty] | 0 |  |  | 0 | [13 empty] | Nos | 1.0 | [10 empty] | Ringlus Electro Controls & Automation PVT LTD | [18 empty] | CGST - RNG | 9.0
[121 empty] | SGST - RNG | 9.0
| 63A 300mA RCCB F202 AC-63/0,3 1SYF202005R3630 ABB | 63A 300mA RCCB F202 AC-63/0,3 1SYF202005R3630 ABB | ABBMCB | Nos |  | 63A 300mA RCCB F202 AC-63/0,3 1SYF202005R3630 ABB |  | 0 | 0 | 1 | 1 | 1 | 0.0 | 0.0 | 0.0 | 0 |  |  | 0.0 | Electrical Components | 63A 300mA RCCB F202 AC-63/0,3 1SYF202005R3630 ABB | 0 | 31-12-2099 | Material Transfer | Moving Average |  | 0.0 |  | 0 | 0 |  | 0 | 0 | 0 | 0 |  | 0 | Item Attribute | 1 | Nos | 0.0 | 0.0 | 0 | 0.0 | 0 | ABB | 1SYF202005R3630 | India |  |  | 0 | 0.0 |  | 0 | 0 |  | 0 | 0 | 0 | 0 |  |  | 0 | 0 | 0 |  | 0 | [5 empty] | 0 |  |  | 0 | [13 empty] | Nos | 1.0 | [10 empty] | Ringlus Electro Controls & Automation PVT LTD | [18 empty] | CGST - RNG | 9.0
[121 empty] | SGST - RNG | 9.0
| 80A 30mA RCCB F202 AC-80/0,03 2CSF202005R1800 ABB | 80A 30mA RCCB F202 AC-80/0,03 2CSF202005R1800 ABB | ABBMCB | Nos |  | 80A 30mA RCCB F202 AC-80/0,03 2CSF202005R1800 ABB |  | 0 | 0 | 1 | 1 | 1 | 0.0 | 0.0 | 0.0 | 0 |  |  | 0.0 | Electrical Components | 80A 30mA RCCB F202 AC-80/0,03 2CSF202005R1800 ABB | 0 | 31-12-2099 | Material Transfer | Moving Average |  | 0.0 |  | 0 | 0 |  | 0 | 0 | 0 | 0 |  | 0 | Item Attribute | 1 | Nos | 0.0 | 0.0 | 0 | 0.0 | 0 | ABB | 2CSF202005R1800 | India |  |  | 0 | 0.0 |  | 0 | 0 |  | 0 | 0 | 0 | 0 |  |  | 0 | 0 | 0 |  | 0 | [5 empty] | 0 |  |  | 0 | [13 empty] | Nos | 1.0 | [10 empty] | Ringlus Electro Controls & Automation PVT LTD | [18 empty] | CGST - RNG | 9.0
[121 empty] | SGST - RNG | 9.0
| 80A 100mA RCCB F202 AC-80/0,1 2CSF202005R2800 ABB | 80A 100mA RCCB F202 AC-80/0,1 2CSF202005R2800 ABB | ABBMCB | Nos |  | 80A 100mA RCCB F202 AC-80/0,1 2CSF202005R2800 ABB |  | 0 | 0 | 1 | 1 | 1 | 0.0 | 0.0 | 0.0 | 0 |  |  | 0.0 | Electrical Components | 80A 100mA RCCB F202 AC-80/0,1 2CSF202005R2800 ABB | 0 | 31-12-2099 | Material Transfer | Moving Average |  | 0.0 |  | 0 | 0 |  | 0 | 0 | 0 | 0 |  | 0 | Item Attribute | 1 | Nos | 0.0 | 0.0 | 0 | 0.0 | 0 | ABB | 2CSF202005R2800 | India |  |  | 0 | 0.0 |  | 0 | 0 |  | 0 | 0 | 0 | 0 |  |  | 0 | 0 | 0 |  | 0 | [5 empty] | 0 |  |  | 0 | [13 empty] | Nos | 1.0 | [10 empty] | Ringlus Electro Controls & Automation PVT LTD | [18 empty] | CGST - RNG | 9.0
[121 empty] | SGST - RNG | 9.0
| 80A 300mA RCCB F202 AC-80/0,3 2CSF202005R3800 ABB | 80A 300mA RCCB F202 AC-80/0,3 2CSF202005R3800 ABB | ABBMCB | Nos |  | 80A 300mA RCCB F202 AC-80/0,3 2CSF202005R3800 ABB |  | 0 | 0 | 1 | 1 | 1 | 0.0 | 0.0 | 0.0 | 0 |  |  | 0.0 | Electrical Components | 80A 300mA RCCB F202 AC-80/0,3 2CSF202005R3800 ABB | 0 | 31-12-2099 | Material Transfer | Moving Average |  | 0.0 |  | 0 | 0 |  | 0 | 0 | 0 | 0 |  | 0 | Item Attribute | 1 | Nos | 0.0 | 0.0 | 0 | 0.0 | 0 | ABB | 2CSF202005R3800 | India |  |  | 0 | 0.0 |  | 0 | 0 |  | 0 | 0 | 0 | 0 |  |  | 0 | 0 | 0 |  | 0 | [5 empty] | 0 |  |  | 0 | [13 empty] | Nos | 1.0 | [10 empty] | Ringlus Electro Controls & Automation PVT LTD | [18 empty] | CGST - RNG | 9.0
[121 empty] | SGST - RNG | 9.0
| 100A 30mA RCCB F202 AC-100/0,03 2CSF202005R1900 ABB | 100A 30mA RCCB F202 AC-100/0,03 2CSF202005R1900 ABB | ABBMCB | Nos |  | 100A 30mA RCCB F202 AC-100/0,03 2CSF202005R1900 ABB |  | 0 | 0 | 1 | 1 | 1 | 0.0 | 0.0 | 0.0 | 0 |  |  | 0.0 | Electrical Components | 100A 30mA RCCB F202 AC-100/0,03 2CSF202005R1900 ABB | 0 | 31-12-2099 | Material Transfer | Moving Average |  | 0.0 |  | 0 | 0 |  | 0 | 0 | 0 | 0 |  | 0 | Item Attribute | 1 | Nos | 0.0 | 0.0 | 0 | 0.0 | 0 | ABB | 2CSF202005R1900 | India |  |  | 0 | 0.0 |  | 0 | 0 |  | 0 | 0 | 0 | 0 |  |  | 0 | 0 | 0 |  | 0 | [5 empty] | 0 |  |  | 0 | [13 empty] | Nos | 1.0 | [10 empty] | Ringlus Electro Controls & Automation PVT LTD | [18 empty] | CGST - RNG | 9.0
[121 empty] | SGST - RNG | 9.0
| 100A 100mA RCCB F202 AC-100/0,1 2CSF202005R2900 ABB | 100A 100mA RCCB F202 AC-100/0,1 2CSF202005R2900 ABB | ABBMCB | Nos |  | 100A 100mA RCCB F202 AC-100/0,1 2CSF202005R2900 ABB |  | 0 | 0 | 1 | 1 | 1 | 0.0 | 0.0 | 0.0 | 0 |  |  | 0.0 | Electrical Components | 100A 100mA RCCB F202 AC-100/0,1 2CSF202005R2900 ABB | 0 | 31-12-2099 | Material Transfer | Moving Average |  | 0.0 |  | 0 | 0 |  | 0 | 0 | 0 | 0 |  | 0 | Item Attribute | 1 | Nos | 0.0 | 0.0 | 0 | 0.0 | 0 | ABB | 2CSF202005R2900 | India |  |  | 0 | 0.0 |  | 0 | 0 |  | 0 | 0 | 0 | 0 |  |  | 0 | 0 | 0 |  | 0 | [5 empty] | 0 |  |  | 0 | [13 empty] | Nos | 1.0 | [10 empty] | Ringlus Electro Controls & Automation PVT LTD | [18 empty] | CGST - RNG | 9.0
[121 empty] | SGST - RNG | 9.0
| 100A 300mA RCCB F202 AC-100/0,3 2CSF202005R3900 ABB | 100A 300mA RCCB F202 AC-100/0,3 2CSF202005R3900 ABB | ABBMCB | Nos |  | 100A 300mA RCCB F202 AC-100/0,3 2CSF202005R3900 ABB |  | 0 | 0 | 1 | 1 | 1 | 0.0 | 0.0 | 0.0 | 0 |  |  | 0.0 | Electrical Components | 100A 300mA RCCB F202 AC-100/0,3 2CSF202005R3900 ABB | 0 | 31-12-2099 | Material Transfer | Moving Average |  | 0.0 |  | 0 | 0 |  | 0 | 0 | 0 | 0 |  | 0 | Item Attribute | 1 | Nos | 0.0 | 0.0 | 0 | 0.0 | 0 | ABB | 2CSF202005R3900 | India |  |  | 0 | 0.0 |  | 0 | 0 |  | 0 | 0 | 0 | 0 |  |  | 0 | 0 | 0 |  | 0 | [5 empty] | 0 |  |  | 0 | [13 empty] | Nos | 1.0 | [10 empty] | Ringlus Electro Controls & Automation PVT LTD | [18 empty] | CGST - RNG | 9.0
[121 empty] | SGST - RNG | 9.0
| 25A 30mA RCCB F204 AC-25/0,03 1SYF204005R1250 ABB | 25A 30mA RCCB F204 AC-25/0,03 1SYF204005R1250 ABB | ABBMCB | Nos |  | 25A 30mA RCCB F204 AC-25/0,03 1SYF204005R1250 ABB |  | 0 | 0 | 1 | 1 | 1 | 0.0 | 0.0 | 0.0 | 0 |  |  | 0.0 | Electrical Components | 25A 30mA RCCB F204 AC-25/0,03 1SYF204005R1250 ABB | 0 | 31-12-2099 | Material Transfer | Moving Average |  | 0.0 |  | 0 | 0 |  | 0 | 0 | 0 | 0 |  | 0 | Item Attribute | 1 | Nos | 0.0 | 0.0 | 0 | 0.0 | 0 | ABB | 1SYF204005R1250 | India |  |  | 0 | 0.0 |  | 0 | 0 |  | 0 | 0 | 0 | 0 |  |  | 0 | 0 | 0 |  | 0 | [5 empty] | 0 |  |  | 0 | [13 empty] | Nos | 1.0 | [10 empty] | Ringlus Electro Controls & Automation PVT LTD | [18 empty] | CGST - RNG | 9.0
[121 empty] | SGST - RNG | 9.0
| 25A 100mA RCCB F204 AC-25/0,1 1SYF204005R2250 ABB | 25A 100mA RCCB F204 AC-25/0,1 1SYF204005R2250 ABB | ABBMCB | Nos |  | 25A 100mA RCCB F204 AC-25/0,1 1SYF204005R2250 ABB |  | 0 | 0 | 1 | 1 | 1 | 0.0 | 0.0 | 0.0 | 0 |  |  | 0.0 | Electrical Components | 25A 100mA RCCB F204 AC-25/0,1 1SYF204005R2250 ABB | 0 | 31-12-2099 | Material Transfer | Moving Average |  | 0.0 |  | 0 | 0 |  | 0 | 0 | 0 | 0 |  | 0 | Item Attribute | 1 | Nos | 0.0 | 0.0 | 0 | 0.0 | 0 | ABB | 1SYF204005R2250 | India |  |  | 0 | 0.0 |  | 0 | 0 |  | 0 | 0 | 0 | 0 |  |  | 0 | 0 | 0 |  | 0 | [5 empty] | 0 |  |  | 0 | [13 empty] | Nos | 1.0 | [10 empty] | Ringlus Electro Controls & Automation PVT LTD | [18 empty] | CGST - RNG | 9.0
[121 empty] | SGST - RNG | 9.0
| 25A 300mA RCCB F204 AC-25/0,3 1SYF204005R3250 ABB | 25A 300mA RCCB F204 AC-25/0,3 1SYF204005R3250 ABB | ABBMCB | Nos |  | 25A 300mA RCCB F204 AC-25/0,3 1SYF204005R3250 ABB |  | 0 | 0 | 1 | 1 | 1 | 0.0 | 0.0 | 0.0 | 0 |  |  | 0.0 | Electrical Components | 25A 300mA RCCB F204 AC-25/0,3 1SYF204005R3250 ABB | 0 | 31-12-2099 | Material Transfer | Moving Average |  | 0.0 |  | 0 | 0 |  | 0 | 0 | 0 | 0 |  | 0 | Item Attribute | 1 | Nos | 0.0 | 0.0 | 0 | 0.0 | 0 | ABB | 1SYF204005R3250 | India |  |  | 0 | 0.0 |  | 0 | 0 |  | 0 | 0 | 0 | 0 |  |  | 0 | 0 | 0 |  | 0 | [5 empty] | 0 |  |  | 0 | [13 empty] | Nos | 1.0 | [10 empty] | Ringlus Electro Controls & Automation PVT LTD | [18 empty] | CGST - RNG | 9.0
[121 empty] | SGST - RNG | 9.0
| 40A 30mA RCCB F204 AC-40/0,03 1SYF204005R1400 ABB | 40A 30mA RCCB F204 AC-40/0,03 1SYF204005R1400 ABB | ABBMCB | Nos |  | 40A 30mA RCCB F204 AC-40/0,03 1SYF204005R1400 ABB |  | 0 | 0 | 1 | 1 | 1 | 0.0 | 0.0 | 0.0 | 0 |  |  | 0.0 | Electrical Components | 40A 30mA RCCB F204 AC-40/0,03 1SYF204005R1400 ABB | 0 | 31-12-2099 | Material Transfer | Moving Average |  | 0.0 |  | 0 | 0 |  | 0 | 0 | 0 | 0 |  | 0 | Item Attribute | 1 | Nos | 0.0 | 0.0 | 0 | 0.0 | 0 | ABB | 1SYF204005R1400 | India |  |  | 0 | 0.0 |  | 0 | 0 |  | 0 | 0 | 0 | 0 |  |  | 0 | 0 | 0 |  | 0 | [5 empty] | 0 |  |  | 0 | [13 empty] | Nos | 1.0 | [10 empty] | Ringlus Electro Controls & Automation PVT LTD | [18 empty] | CGST - RNG | 9.0
[121 empty] | SGST - RNG | 9.0
| 40A 100mA RCCB F204 AC-40/0,1 1SYF204005R2400 ABB | 40A 100mA RCCB F204 AC-40/0,1 1SYF204005R2400 ABB | ABBMCB | Nos |  | 40A 100mA RCCB F204 AC-40/0,1 1SYF204005R2400 ABB |  | 0 | 0 | 1 | 1 | 1 | 0.0 | 0.0 | 0.0 | 0 |  |  | 0.0 | Electrical Components | 40A 100mA RCCB F204 AC-40/0,1 1SYF204005R2400 ABB | 0 | 31-12-2099 | Material Transfer | Moving Average |  | 0.0 |  | 0 | 0 |  | 0 | 0 | 0 | 0 |  | 0 | Item Attribute | 1 | Nos | 0.0 | 0.0 | 0 | 0.0 | 0 | ABB | 1SYF204005R2400 | India |  |  | 0 | 0.0 |  | 0 | 0 |  | 0 | 0 | 0 | 0 |  |  | 0 | 0 | 0 |  | 0 | [5 empty] | 0 |  |  | 0 | [13 empty] | Nos | 1.0 | [10 empty] | Ringlus Electro Controls & Automation PVT LTD | [18 empty] | CGST - RNG | 9.0
[121 empty] | SGST - RNG | 9.0
| 40A 300mA RCCB F204 AC-40/0,3 1SYF204005R3400 ABB | 40A 300mA RCCB F204 AC-40/0,3 1SYF204005R3400 ABB | ABBMCB | Nos |  | 40A 300mA RCCB F204 AC-40/0,3 1SYF204005R3400 ABB |  | 0 | 0 | 1 | 1 | 1 | 0.0 | 0.0 | 0.0 | 0 |  |  | 0.0 | Electrical Components | 40A 300mA RCCB F204 AC-40/0,3 1SYF204005R3400 ABB | 0 | 31-12-2099 | Material Transfer | Moving Average |  | 0.0 |  | 0 | 0 |  | 0 | 0 | 0 | 0 |  | 0 | Item Attribute | 1 | Nos | 0.0 | 0.0 | 0 | 0.0 | 0 | ABB | 1SYF204005R3400 | India |  |  | 0 | 0.0 |  | 0 | 0 |  | 0 | 0 | 0 | 0 |  |  | 0 | 0 | 0 |  | 0 | [5 empty] | 0 |  |  | 0 | [13 empty] | Nos | 1.0 | [10 empty] | Ringlus Electro Controls & Automation PVT LTD | [18 empty] | CGST - RNG | 9.0
[121 empty] | SGST - RNG | 9.0
| 63A 30mA RCCB F204 AC-63/0,03 1SYF204005R1630 ABB | 63A 30mA RCCB F204 AC-63/0,03 1SYF204005R1630 ABB | ABBMCB | Nos |  | 63A 30mA RCCB F204 AC-63/0,03 1SYF204005R1630 ABB |  | 0 | 0 | 1 | 1 | 1 | 0.0 | 0.0 | 0.0 | 0 |  |  | 0.0 | Electrical Components | 63A 30mA RCCB F204 AC-63/0,03 1SYF204005R1630 ABB | 0 | 31-12-2099 | Material Transfer | Moving Average |  | 0.0 |  | 0 | 0 |  | 0 | 0 | 0 | 0 |  | 0 | Item Attribute | 1 | Nos | 0.0 | 0.0 | 0 | 0.0 | 0 | ABB | 1SYF204005R1630 | India |  |  | 0 | 0.0 |  | 0 | 0 |  | 0 | 0 | 0 | 0 |  |  | 0 | 0 | 0 |  | 0 | [5 empty] | 0 |  |  | 0 | [13 empty] | Nos | 1.0 | [10 empty] | Ringlus Electro Controls & Automation PVT LTD | [18 empty] | CGST - RNG | 9.0
[121 empty] | SGST - RNG | 9.0
| 63A 100mA RCCB F204 AC-63/0,1 1SYF204005R2630 ABB | 63A 100mA RCCB F204 AC-63/0,1 1SYF204005R2630 ABB | ABBMCB | Nos |  | 63A 100mA RCCB F204 AC-63/0,1 1SYF204005R2630 ABB |  | 0 | 0 | 1 | 1 | 1 | 0.0 | 0.0 | 0.0 | 0 |  |  | 0.0 | Electrical Components | 63A 100mA RCCB F204 AC-63/0,1 1SYF204005R2630 ABB | 0 | 31-12-2099 | Material Transfer | Moving Average |  | 0.0 |  | 0 | 0 |  | 0 | 0 | 0 | 0 |  | 0 | Item Attribute | 1 | Nos | 0.0 | 0.0 | 0 | 0.0 | 0 | ABB | 1SYF204005R2630 | India |  |  | 0 | 0.0 |  | 0 | 0 |  | 0 | 0 | 0 | 0 |  |  | 0 | 0 | 0 |  | 0 | [5 empty] | 0 |  |  | 0 | [13 empty] | Nos | 1.0 | [10 empty] | Ringlus Electro Controls & Automation PVT LTD | [18 empty] | CGST - RNG | 9.0
[121 empty] | SGST - RNG | 9.0
| 63A 300mA RCCB F204 AC-63/0,3 1SYF204005R3630 ABB | 63A 300mA RCCB F204 AC-63/0,3 1SYF204005R3630 ABB | ABBMCB | Nos |  | 63A 300mA RCCB F204 AC-63/0,3 1SYF204005R3630 ABB |  | 0 | 0 | 1 | 1 | 1 | 0.0 | 0.0 | 0.0 | 0 |  |  | 0.0 | Electrical Components | 63A 300mA RCCB F204 AC-63/0,3 1SYF204005R3630 ABB | 0 | 31-12-2099 | Material Transfer | Moving Average |  | 0.0 |  | 0 | 0 |  | 0 | 0 | 0 | 0 |  | 0 | Item Attribute | 1 | Nos | 0.0 | 0.0 | 0 | 0.0 | 0 | ABB | 1SYF204005R3630 | India |  |  | 0 | 0.0 |  | 0 | 0 |  | 0 | 0 | 0 | 0 |  |  | 0 | 0 | 0 |  | 0 | [5 empty] | 0 |  |  | 0 | [13 empty] | Nos | 1.0 | [10 empty] | Ringlus Electro Controls & Automation PVT LTD | [18 empty] | CGST - RNG | 9.0
[121 empty] | SGST - RNG | 9.0
| 80A 30mA RCCB F204 AC-80/0,03 2CSF204005R1800 ABB | 80A 30mA RCCB F204 AC-80/0,03 2CSF204005R1800 ABB | ABBMCB | Nos |  | 80A 30mA RCCB F204 AC-80/0,03 2CSF204005R1800 ABB |  | 0 | 0 | 1 | 1 | 1 | 0.0 | 0.0 | 0.0 | 0 |  |  | 0.0 | Electrical Components | 80A 30mA RCCB F204 AC-80/0,03 2CSF204005R1800 ABB | 0 | 31-12-2099 | Material Transfer | Moving Average |  | 0.0 |  | 0 | 0 |  | 0 | 0 | 0 | 0 |  | 0 | Item Attribute | 1 | Nos | 0.0 | 0.0 | 0 | 0.0 | 0 | ABB | 2CSF204005R1800 | India |  |  | 0 | 0.0 |  | 0 | 0 |  | 0 | 0 | 0 | 0 |  |  | 0 | 0 | 0 |  | 0 | [5 empty] | 0 |  |  | 0 | [13 empty] | Nos | 1.0 | [10 empty] | Ringlus Electro Controls & Automation PVT LTD | [18 empty] | CGST - RNG | 9.0
[121 empty] | SGST - RNG | 9.0
| 80A 100mA RCCB F204 AC-80/0,1 2CSF204005R2800 ABB | 80A 100mA RCCB F204 AC-80/0,1 2CSF204005R2800 ABB | ABBMCB | Nos |  | 80A 100mA RCCB F204 AC-80/0,1 2CSF204005R2800 ABB |  | 0 | 0 | 1 | 1 | 1 | 0.0 | 0.0 | 0.0 | 0 |  |  | 0.0 | Electrical Components | 80A 100mA RCCB F204 AC-80/0,1 2CSF204005R2800 ABB | 0 | 31-12-2099 | Material Transfer | Moving Average |  | 0.0 |  | 0 | 0 |  | 0 | 0 | 0 | 0 |  | 0 | Item Attribute | 1 | Nos | 0.0 | 0.0 | 0 | 0.0 | 0 | ABB | 2CSF204005R2800 | India |  |  | 0 | 0.0 |  | 0 | 0 |  | 0 | 0 | 0 | 0 |  |  | 0 | 0 | 0 |  | 0 | [5 empty] | 0 |  |  | 0 | [13 empty] | Nos | 1.0 | [10 empty] | Ringlus Electro Controls & Automation PVT LTD | [18 empty] | CGST - RNG | 9.0
[121 empty] | SGST - RNG | 9.0
| 80A 300mA RCCB F204 AC-80/0,3 2CSF204005R3800 ABB | 80A 300mA RCCB F204 AC-80/0,3 2CSF204005R3800 ABB | ABBMCB | Nos |  | 80A 300mA RCCB F204 AC-80/0,3 2CSF204005R3800 ABB |  | 0 | 0 | 1 | 1 | 1 | 0.0 | 0.0 | 0.0 | 0 |  |  | 0.0 | Electrical Components | 80A 300mA RCCB F204 AC-80/0,3 2CSF204005R3800 ABB | 0 | 31-12-2099 | Material Transfer | Moving Average |  | 0.0 |  | 0 | 0 |  | 0 | 0 | 0 | 0 |  | 0 | Item Attribute | 1 | Nos | 0.0 | 0.0 | 0 | 0.0 | 0 | ABB | 2CSF204005R3800 | India |  |  | 0 | 0.0 |  | 0 | 0 |  | 0 | 0 | 0 | 0 |  |  | 0 | 0 | 0 |  | 0 | [5 empty] | 0 |  |  | 0 | [13 empty] | Nos | 1.0 | [10 empty] | Ringlus Electro Controls & Automation PVT LTD | [18 empty] | CGST - RNG | 9.0
[121 empty] | SGST - RNG | 9.0
| 100A 30mA RCCB F204 AC-100/0,03 2CSF204005R1900 ABB | 100A 30mA RCCB F204 AC-100/0,03 2CSF204005R1900 ABB | ABBMCB | Nos |  | 100A 30mA RCCB F204 AC-100/0,03 2CSF204005R1900 ABB |  | 0 | 0 | 1 | 1 | 1 | 0.0 | 0.0 | 0.0 | 0 |  |  | 0.0 | Electrical Components | 100A 30mA RCCB F204 AC-100/0,03 2CSF204005R1900 ABB | 0 | 31-12-2099 | Material Transfer | Moving Average |  | 0.0 |  | 0 | 0 |  | 0 | 0 | 0 | 0 |  | 0 | Item Attribute | 1 | Nos | 0.0 | 0.0 | 0 | 0.0 | 0 | ABB | 2CSF204005R1900 | India |  |  | 0 | 0.0 |  | 0 | 0 |  | 0 | 0 | 0 | 0 |  |  | 0 | 0 | 0 |  | 0 | [5 empty] | 0 |  |  | 0 | [13 empty] | Nos | 1.0 | [10 empty] | Ringlus Electro Controls & Automation PVT LTD | [18 empty] | CGST - RNG | 9.0
[121 empty] | SGST - RNG | 9.0
| 100A 100mA RCCB F204 AC-100/0,1 2CSF204005R2900 ABB | 100A 100mA RCCB F204 AC-100/0,1 2CSF204005R2900 ABB | ABBMCB | Nos |  | 100A 100mA RCCB F204 AC-100/0,1 2CSF204005R2900 ABB |  | 0 | 0 | 1 | 1 | 1 | 0.0 | 0.0 | 0.0 | 0 |  |  | 0.0 | Electrical Components | 100A 100mA RCCB F204 AC-100/0,1 2CSF204005R2900 ABB | 0 | 31-12-2099 | Material Transfer | Moving Average |  | 0.0 |  | 0 | 0 |  | 0 | 0 | 0 | 0 |  | 0 | Item Attribute | 1 | Nos | 0.0 | 0.0 | 0 | 0.0 | 0 | ABB | 2CSF204005R2900 | India |  |  | 0 | 0.0 |  | 0 | 0 |  | 0 | 0 | 0 | 0 |  |  | 0 | 0 | 0 |  | 0 | [5 empty] | 0 |  |  | 0 | [13 empty] | Nos | 1.0 | [10 empty] | Ringlus Electro Controls & Automation PVT LTD | [18 empty] | CGST - RNG | 9.0
[121 empty] | SGST - RNG | 9.0
| 100A 300mA RCCB F204 AC-100/0,3 2CSF204005R3900 ABB | 100A 300mA RCCB F204 AC-100/0,3 2CSF204005R3900 ABB | ABBMCB | Nos |  | 100A 300mA RCCB F204 AC-100/0,3 2CSF204005R3900 ABB |  | 0 | 0 | 1 | 1 | 1 | 0.0 | 0.0 | 0.0 | 0 |  |  | 0.0 | Electrical Components | 100A 300mA RCCB F204 AC-100/0,3 2CSF204005R3900 ABB | 0 | 31-12-2099 | Material Transfer | Moving Average |  | 0.0 |  | 0 | 0 |  | 0 | 0 | 0 | 0 |  | 0 | Item Attribute | 1 | Nos | 0.0 | 0.0 | 0 | 0.0 | 0 | ABB | 2CSF204005R3900 | India |  |  | 0 | 0.0 |  | 0 | 0 |  | 0 | 0 | 0 | 0 |  |  | 0 | 0 | 0 |  | 0 | [5 empty] | 0 |  |  | 0 | [13 empty] | Nos | 1.0 | [10 empty] | Ringlus Electro Controls & Automation PVT LTD | [18 empty] | CGST - RNG | 9.0
[121 empty] | SGST - RNG | 9.0
| 125A 30mA RCCB F204 AC-125/0,03 2CSF204001R1950 ABB | 125A 30mA RCCB F204 AC-125/0,03 2CSF204001R1950 ABB | ABBMCB | Nos |  | 125A 30mA RCCB F204 AC-125/0,03 2CSF204001R1950 ABB |  | 0 | 0 | 1 | 1 | 1 | 0.0 | 0.0 | 0.0 | 0 |  |  | 0.0 | Electrical Components | 125A 30mA RCCB F204 AC-125/0,03 2CSF204001R1950 ABB | 0 | 31-12-2099 | Material Transfer | Moving Average |  | 0.0 |  | 0 | 0 |  | 0 | 0 | 0 | 0 |  | 0 | Item Attribute | 1 | Nos | 0.0 | 0.0 | 0 | 0.0 | 0 | ABB | 2CSF204001R1950 | India |  |  | 0 | 0.0 |  | 0 | 0 |  | 0 | 0 | 0 | 0 |  |  | 0 | 0 | 0 |  | 0 | [5 empty] | 0 |  |  | 0 | [13 empty] | Nos | 1.0 | [10 empty] | Ringlus Electro Controls & Automation PVT LTD | [18 empty] | CGST - RNG | 9.0
[121 empty] | SGST - RNG | 9.0
| 125A 100mA RCCB F204 AC-125/0,1 2CSF204001R2950 ABB | 125A 100mA RCCB F204 AC-125/0,1 2CSF204001R2950 ABB | ABBMCB | Nos |  | 125A 100mA RCCB F204 AC-125/0,1 2CSF204001R2950 ABB |  | 0 | 0 | 1 | 1 | 1 | 0.0 | 0.0 | 0.0 | 0 |  |  | 0.0 | Electrical Components | 125A 100mA RCCB F204 AC-125/0,1 2CSF204001R2950 ABB | 0 | 31-12-2099 | Material Transfer | Moving Average |  | 0.0 |  | 0 | 0 |  | 0 | 0 | 0 | 0 |  | 0 | Item Attribute | 1 | Nos | 0.0 | 0.0 | 0 | 0.0 | 0 | ABB | 2CSF204001R2950 | India |  |  | 0 | 0.0 |  | 0 | 0 |  | 0 | 0 | 0 | 0 |  |  | 0 | 0 | 0 |  | 0 | [5 empty] | 0 |  |  | 0 | [13 empty] | Nos | 1.0 | [10 empty] | Ringlus Electro Controls & Automation PVT LTD | [18 empty] | CGST - RNG | 9.0
[121 empty] | SGST - RNG | 9.0
| 125A 300mA RCCB F205 AC-125/0,3 2CSF204001R3950 ABB | 125A 300mA RCCB F205 AC-125/0,3 2CSF204001R3950 ABB | ABBMCB | Nos |  | 125A 300mA RCCB F205 AC-125/0,3 2CSF204001R3950 ABB |  | 0 | 0 | 1 | 1 | 1 | 0.0 | 0.0 | 0.0 | 0 |  |  | 0.0 | Electrical Components | 125A 300mA RCCB F205 AC-125/0,3 2CSF204001R3950 ABB | 0 | 31-12-2099 | Material Transfer | Moving Average |  | 0.0 |  | 0 | 0 |  | 0 | 0 | 0 | 0 |  | 0 | Item Attribute | 1 | Nos | 0.0 | 0.0 | 0 | 0.0 | 0 | ABB | 2CSF204001R3950 | India |  |  | 0 | 0.0 |  | 0 | 0 |  | 0 | 0 | 0 | 0 |  |  | 0 | 0 | 0 |  | 0 | [5 empty] | 0 |  |  | 0 | [13 empty] | Nos | 1.0 | [10 empty] | Ringlus Electro Controls & Automation PVT LTD | [18 empty] | CGST - RNG | 9.0
[121 empty] | SGST - RNG | 9.0
| 6A 30mA RCBO DP 10kA AC Type DS201 M C6 AC30 2CSR275040R1064 ABB | 6A 30mA RCBO DP 10kA AC Type DS201 M C6 AC30 2CSR275040R1064 ABB | ABBMCB | Nos |  | 6A 30mA RCBO DP 10kA AC Type DS201 M C6 AC30 2CSR275040R1064 ABB |  | 0 | 0 | 1 | 1 | 1 | 0.0 | 0.0 | 0.0 | 0 |  |  | 0.0 | Electrical Components | 6A 30mA RCBO DP 10kA AC Type DS201 M C6 AC30 2CSR275040R1064 ABB | 0 | 31-12-2099 | Material Transfer | Moving Average |  | 0.0 |  | 0 | 0 |  | 0 | 0 | 0 | 0 |  | 0 | Item Attribute | 1 | Nos | 0.0 | 0.0 | 0 | 0.0 | 0 | ABB | 2CSR275040R1064 | India |  |  | 0 | 0.0 |  | 0 | 0 |  | 0 | 0 | 0 | 0 |  |  | 0 | 0 | 0 |  | 0 | [5 empty] | 0 |  |  | 0 | [13 empty] | Nos | 1.0 | [10 empty] | Ringlus Electro Controls & Automation PVT LTD | [18 empty] | CGST - RNG | 9.0
[121 empty] | SGST - RNG | 9.0
| 6A 100mA RCBO DP 10kA AC Type DS201 M C6 AC100 2CSR275040R2064 ABB | 6A 100mA RCBO DP 10kA AC Type DS201 M C6 AC100 2CSR275040R2064 ABB | ABBMCB | Nos |  | 6A 100mA RCBO DP 10kA AC Type DS201 M C6 AC100 2CSR275040R2064 ABB |  | 0 | 0 | 1 | 1 | 1 | 0.0 | 0.0 | 0.0 | 0 |  |  | 0.0 | Electrical Components | 6A 100mA RCBO DP 10kA AC Type DS201 M C6 AC100 2CSR275040R2064 ABB | 0 | 31-12-2099 | Material Transfer | Moving Average |  | 0.0 |  | 0 | 0 |  | 0 | 0 | 0 | 0 |  | 0 | Item Attribute | 1 | Nos | 0.0 | 0.0 | 0 | 0.0 | 0 | ABB | 2CSR275040R2064 | India |  |  | 0 | 0.0 |  | 0 | 0 |  | 0 | 0 | 0 | 0 |  |  | 0 | 0 | 0 |  | 0 | [5 empty] | 0 |  |  | 0 | [13 empty] | Nos | 1.0 | [10 empty] | Ringlus Electro Controls & Automation PVT LTD | [18 empty] | CGST - RNG | 9.0
[121 empty] | SGST - RNG | 9.0
| 6A 300mA RCBO DP 10kA AC Type DS201 M C6 AC300 2CSR275040R3064 ABB | 6A 300mA RCBO DP 10kA AC Type DS201 M C6 AC300 2CSR275040R3064 ABB | ABBMCB | Nos |  | 6A 300mA RCBO DP 10kA AC Type DS201 M C6 AC300 2CSR275040R3064 ABB |  | 0 | 0 | 1 | 1 | 1 | 0.0 | 0.0 | 0.0 | 0 |  |  | 0.0 | Electrical Components | 6A 300mA RCBO DP 10kA AC Type DS201 M C6 AC300 2CSR275040R3064 ABB | 0 | 31-12-2099 | Material Transfer | Moving Average |  | 0.0 |  | 0 | 0 |  | 0 | 0 | 0 | 0 |  | 0 | Item Attribute | 1 | Nos | 0.0 | 0.0 | 0 | 0.0 | 0 | ABB | 2CSR275040R3064 | India |  |  | 0 | 0.0 |  | 0 | 0 |  | 0 | 0 | 0 | 0 |  |  | 0 | 0 | 0 |  | 0 | [5 empty] | 0 |  |  | 0 | [13 empty] | Nos | 1.0 | [10 empty] | Ringlus Electro Controls & Automation PVT LTD | [18 empty] | CGST - RNG | 9.0
[121 empty] | SGST - RNG | 9.0
| 10A 30mA RCBO DP 10kA AC Type DS201 M C10 AC30 2CSR275040R1104 ABB | 10A 30mA RCBO DP 10kA AC Type DS201 M C10 AC30 2CSR275040R1104 ABB | ABBMCB | Nos |  | 10A 30mA RCBO DP 10kA AC Type DS201 M C10 AC30 2CSR275040R1104 ABB |  | 0 | 0 | 1 | 1 | 1 | 0.0 | 0.0 | 0.0 | 0 |  |  | 0.0 | Electrical Components | 10A 30mA RCBO DP 10kA AC Type DS201 M C10 AC30 2CSR275040R1104 ABB | 0 | 31-12-2099 | Material Transfer | Moving Average |  | 0.0 |  | 0 | 0 |  | 0 | 0 | 0 | 0 |  | 0 | Item Attribute | 1 | Nos | 0.0 | 0.0 | 0 | 0.0 | 0 | ABB | 2CSR275040R1104 | India |  |  | 0 | 0.0 |  | 0 | 0 |  | 0 | 0 | 0 | 0 |  |  | 0 | 0 | 0 |  | 0 | [5 empty] | 0 |  |  | 0 | [13 empty] | Nos | 1.0 | [10 empty] | Ringlus Electro Controls & Automation PVT LTD | [18 empty] | CGST - RNG | 9.0
[121 empty] | SGST - RNG | 9.0
| 10A 100mA RCBO DP 10kA AC Type DS201 M C10 AC100 2CSR275040R2104 ABB | 10A 100mA RCBO DP 10kA AC Type DS201 M C10 AC100 2CSR275040R2104 ABB | ABBMCB | Nos |  | 10A 100mA RCBO DP 10kA AC Type DS201 M C10 AC100 2CSR275040R2104 ABB |  | 0 | 0 | 1 | 1 | 1 | 0.0 | 0.0 | 0.0 | 0 |  |  | 0.0 | Electrical Components | 10A 100mA RCBO DP 10kA AC Type DS201 M C10 AC100 2CSR275040R2104 ABB | 0 | 31-12-2099 | Material Transfer | Moving Average |  | 0.0 |  | 0 | 0 |  | 0 | 0 | 0 | 0 |  | 0 | Item Attribute | 1 | Nos | 0.0 | 0.0 | 0 | 0.0 | 0 | ABB | 2CSR275040R2104 | India |  |  | 0 | 0.0 |  | 0 | 0 |  | 0 | 0 | 0 | 0 |  |  | 0 | 0 | 0 |  | 0 | [5 empty] | 0 |  |  | 0 | [13 empty] | Nos | 1.0 | [10 empty] | Ringlus Electro Controls & Automation PVT LTD | [18 empty] | CGST - RNG | 9.0
[121 empty] | SGST - RNG | 9.0
| 10A 300mA RCBO DP 10kA AC Type DS201 M C10 AC300 2CSR275040R3104 ABB | 10A 300mA RCBO DP 10kA AC Type DS201 M C10 AC300 2CSR275040R3104 ABB | ABBMCB | Nos |  | 10A 300mA RCBO DP 10kA AC Type DS201 M C10 AC300 2CSR275040R3104 ABB |  | 0 | 0 | 1 | 1 | 1 | 0.0 | 0.0 | 0.0 | 0 |  |  | 0.0 | Electrical Components | 10A 300mA RCBO DP 10kA AC Type DS201 M C10 AC300 2CSR275040R3104 ABB | 0 | 31-12-2099 | Material Transfer | Moving Average |  | 0.0 |  | 0 | 0 |  | 0 | 0 | 0 | 0 |  | 0 | Item Attribute | 1 | Nos | 0.0 | 0.0 | 0 | 0.0 | 0 | ABB | 2CSR275040R3104 | India |  |  | 0 | 0.0 |  | 0 | 0 |  | 0 | 0 | 0 | 0 |  |  | 0 | 0 | 0 |  | 0 | [5 empty] | 0 |  |  | 0 | [13 empty] | Nos | 1.0 | [10 empty] | Ringlus Electro Controls & Automation PVT LTD | [18 empty] | CGST - RNG | 9.0
[121 empty] | SGST - RNG | 9.0
| 16A 30mA RCBO DP 10kA AC Type DS201 M C16 AC30 2CSR275040R1164 ABB | 16A 30mA RCBO DP 10kA AC Type DS201 M C16 AC30 2CSR275040R1164 ABB | ABBMCB | Nos |  | 16A 30mA RCBO DP 10kA AC Type DS201 M C16 AC30 2CSR275040R1164 ABB |  | 0 | 0 | 1 | 1 | 1 | 0.0 | 0.0 | 0.0 | 0 |  |  | 0.0 | Electrical Components | 16A 30mA RCBO DP 10kA AC Type DS201 M C16 AC30 2CSR275040R1164 ABB | 0 | 31-12-2099 | Material Transfer | Moving Average |  | 0.0 |  | 0 | 0 |  | 0 | 0 | 0 | 0 |  | 0 | Item Attribute | 1 | Nos | 0.0 | 0.0 | 0 | 0.0 | 0 | ABB | 2CSR275040R1164 | India |  |  | 0 | 0.0 |  | 0 | 0 |  | 0 | 0 | 0 | 0 |  |  | 0 | 0 | 0 |  | 0 | [5 empty] | 0 |  |  | 0 | [13 empty] | Nos | 1.0 | [10 empty] | Ringlus Electro Controls & Automation PVT LTD | [18 empty] | CGST - RNG | 9.0
[121 empty] | SGST - RNG | 9.0
| 16A 100mA RCBO DP 10kA AC Type DS201 M C16 AC100 2CSR275040R2164 ABB | 16A 100mA RCBO DP 10kA AC Type DS201 M C16 AC100 2CSR275040R2164 ABB | ABBMCB | Nos |  | 16A 100mA RCBO DP 10kA AC Type DS201 M C16 AC100 2CSR275040R2164 ABB |  | 0 | 0 | 1 | 1 | 1 | 0.0 | 0.0 | 0.0 | 0 |  |  | 0.0 | Electrical Components | 16A 100mA RCBO DP 10kA AC Type DS201 M C16 AC100 2CSR275040R2164 ABB | 0 | 31-12-2099 | Material Transfer | Moving Average |  | 0.0 |  | 0 | 0 |  | 0 | 0 | 0 | 0 |  | 0 | Item Attribute | 1 | Nos | 0.0 | 0.0 | 0 | 0.0 | 0 | ABB | 2CSR275040R2164 | India |  |  | 0 | 0.0 |  | 0 | 0 |  | 0 | 0 | 0 | 0 |  |  | 0 | 0 | 0 |  | 0 | [5 empty] | 0 |  |  | 0 | [13 empty] | Nos | 1.0 | [10 empty] | Ringlus Electro Controls & Automation PVT LTD | [18 empty] | CGST - RNG | 9.0
[121 empty] | SGST - RNG | 9.0
| 16A 300mA RCBO DP 10kA AC Type DS201 M C16 AC300 2CSR275040R3164 ABB | 16A 300mA RCBO DP 10kA AC Type DS201 M C16 AC300 2CSR275040R3164 ABB | ABBMCB | Nos |  | 16A 300mA RCBO DP 10kA AC Type DS201 M C16 AC300 2CSR275040R3164 ABB |  | 0 | 0 | 1 | 1 | 1 | 0.0 | 0.0 | 0.0 | 0 |  |  | 0.0 | Electrical Components | 16A 300mA RCBO DP 10kA AC Type DS201 M C16 AC300 2CSR275040R3164 ABB | 0 | 31-12-2099 | Material Transfer | Moving Average |  | 0.0 |  | 0 | 0 |  | 0 | 0 | 0 | 0 |  | 0 | Item Attribute | 1 | Nos | 0.0 | 0.0 | 0 | 0.0 | 0 | ABB | 2CSR275040R3164 | India |  |  | 0 | 0.0 |  | 0 | 0 |  | 0 | 0 | 0 | 0 |  |  | 0 | 0 | 0 |  | 0 | [5 empty] | 0 |  |  | 0 | [13 empty] | Nos | 1.0 | [10 empty] | Ringlus Electro Controls & Automation PVT LTD | [18 empty] | CGST - RNG | 9.0
[121 empty] | SGST - RNG | 9.0
| 20A 30mA RCBO DP 10kA AC Type DS201 M C20 AC30 2CSR275040R1204 ABB | 20A 30mA RCBO DP 10kA AC Type DS201 M C20 AC30 2CSR275040R1204 ABB | ABBMCB | Nos |  | 20A 30mA RCBO DP 10kA AC Type DS201 M C20 AC30 2CSR275040R1204 ABB |  | 0 | 0 | 1 | 1 | 1 | 0.0 | 0.0 | 0.0 | 0 |  |  | 0.0 | Electrical Components | 20A 30mA RCBO DP 10kA AC Type DS201 M C20 AC30 2CSR275040R1204 ABB | 0 | 31-12-2099 | Material Transfer | Moving Average |  | 0.0 |  | 0 | 0 |  | 0 | 0 | 0 | 0 |  | 0 | Item Attribute | 1 | Nos | 0.0 | 0.0 | 0 | 0.0 | 0 | ABB | 2CSR275040R1204 | India |  |  | 0 | 0.0 |  | 0 | 0 |  | 0 | 0 | 0 | 0 |  |  | 0 | 0 | 0 |  | 0 | [5 empty] | 0 |  |  | 0 | [13 empty] | Nos | 1.0 | [10 empty] | Ringlus Electro Controls & Automation PVT LTD | [18 empty] | CGST - RNG | 9.0
[121 empty] | SGST - RNG | 9.0
| 20A 100mA RCBO DP 10kA AC Type DS201 M C20 AC100 2CSR275040R2204 ABB | 20A 100mA RCBO DP 10kA AC Type DS201 M C20 AC100 2CSR275040R2204 ABB | ABBMCB | Nos |  | 20A 100mA RCBO DP 10kA AC Type DS201 M C20 AC100 2CSR275040R2204 ABB |  | 0 | 0 | 1 | 1 | 1 | 0.0 | 0.0 | 0.0 | 0 |  |  | 0.0 | Electrical Components | 20A 100mA RCBO DP 10kA AC Type DS201 M C20 AC100 2CSR275040R2204 ABB | 0 | 31-12-2099 | Material Transfer | Moving Average |  | 0.0 |  | 0 | 0 |  | 0 | 0 | 0 | 0 |  | 0 | Item Attribute | 1 | Nos | 0.0 | 0.0 | 0 | 0.0 | 0 | ABB | 2CSR275040R2204 | India |  |  | 0 | 0.0 |  | 0 | 0 |  | 0 | 0 | 0 | 0 |  |  | 0 | 0 | 0 |  | 0 | [5 empty] | 0 |  |  | 0 | [13 empty] | Nos | 1.0 | [10 empty] | Ringlus Electro Controls & Automation PVT LTD | [18 empty] | CGST - RNG | 9.0
[121 empty] | SGST - RNG | 9.0
| 20A 300mA RCBO DP 10kA AC Type DS201 M C20 AC300 2CSR275040R3204 ABB | 20A 300mA RCBO DP 10kA AC Type DS201 M C20 AC300 2CSR275040R3204 ABB | ABBMCB | Nos |  | 20A 300mA RCBO DP 10kA AC Type DS201 M C20 AC300 2CSR275040R3204 ABB |  | 0 | 0 | 1 | 1 | 1 | 0.0 | 0.0 | 0.0 | 0 |  |  | 0.0 | Electrical Components | 20A 300mA RCBO DP 10kA AC Type DS201 M C20 AC300 2CSR275040R3204 ABB | 0 | 31-12-2099 | Material Transfer | Moving Average |  | 0.0 |  | 0 | 0 |  | 0 | 0 | 0 | 0 |  | 0 | Item Attribute | 1 | Nos | 0.0 | 0.0 | 0 | 0.0 | 0 | ABB | 2CSR275040R3204 | India |  |  | 0 | 0.0 |  | 0 | 0 |  | 0 | 0 | 0 | 0 |  |  | 0 | 0 | 0 |  | 0 | [5 empty] | 0 |  |  | 0 | [13 empty] | Nos | 1.0 | [10 empty] | Ringlus Electro Controls & Automation PVT LTD | [18 empty] | CGST - RNG | 9.0
[121 empty] | SGST - RNG | 9.0
| 25A 30mA RCBO DP 10kA AC Type DS201 M C25 AC30 2CSR275040R1254 ABB | 25A 30mA RCBO DP 10kA AC Type DS201 M C25 AC30 2CSR275040R1254 ABB | ABBMCB | Nos |  | 25A 30mA RCBO DP 10kA AC Type DS201 M C25 AC30 2CSR275040R1254 ABB |  | 0 | 0 | 1 | 1 | 1 | 0.0 | 0.0 | 0.0 | 0 |  |  | 0.0 | Electrical Components | 25A 30mA RCBO DP 10kA AC Type DS201 M C25 AC30 2CSR275040R1254 ABB | 0 | 31-12-2099 | Material Transfer | Moving Average |  | 0.0 |  | 0 | 0 |  | 0 | 0 | 0 | 0 |  | 0 | Item Attribute | 1 | Nos | 0.0 | 0.0 | 0 | 0.0 | 0 | ABB | 2CSR275040R1254 | India |  |  | 0 | 0.0 |  | 0 | 0 |  | 0 | 0 | 0 | 0 |  |  | 0 | 0 | 0 |  | 0 | [5 empty] | 0 |  |  | 0 | [13 empty] | Nos | 1.0 | [10 empty] | Ringlus Electro Controls & Automation PVT LTD | [18 empty] | CGST - RNG | 9.0
[121 empty] | SGST - RNG | 9.0
| 25A 100mA RCBO DP 10kA AC Type DS201 M C25 AC100 2CSR275040R2254 ABB | 25A 100mA RCBO DP 10kA AC Type DS201 M C25 AC100 2CSR275040R2254 ABB | ABBMCB | Nos |  | 25A 100mA RCBO DP 10kA AC Type DS201 M C25 AC100 2CSR275040R2254 ABB |  | 0 | 0 | 1 | 1 | 1 | 0.0 | 0.0 | 0.0 | 0 |  |  | 0.0 | Electrical Components | 25A 100mA RCBO DP 10kA AC Type DS201 M C25 AC100 2CSR275040R2254 ABB | 0 | 31-12-2099 | Material Transfer | Moving Average |  | 0.0 |  | 0 | 0 |  | 0 | 0 | 0 | 0 |  | 0 | Item Attribute | 1 | Nos | 0.0 | 0.0 | 0 | 0.0 | 0 | ABB | 2CSR275040R2254 | India |  |  | 0 | 0.0 |  | 0 | 0 |  | 0 | 0 | 0 | 0 |  |  | 0 | 0 | 0 |  | 0 | [5 empty] | 0 |  |  | 0 | [13 empty] | Nos | 1.0 | [10 empty] | Ringlus Electro Controls & Automation PVT LTD | [18 empty] | CGST - RNG | 9.0
[121 empty] | SGST - RNG | 9.0
| 25A 300mA RCBO DP 10kA AC Type DS201 M C25 AC300 2CSR275040R3254 ABB | 25A 300mA RCBO DP 10kA AC Type DS201 M C25 AC300 2CSR275040R3254 ABB | ABBMCB | Nos |  | 25A 300mA RCBO DP 10kA AC Type DS201 M C25 AC300 2CSR275040R3254 ABB |  | 0 | 0 | 1 | 1 | 1 | 0.0 | 0.0 | 0.0 | 0 |  |  | 0.0 | Electrical Components | 25A 300mA RCBO DP 10kA AC Type DS201 M C25 AC300 2CSR275040R3254 ABB | 0 | 31-12-2099 | Material Transfer | Moving Average |  | 0.0 |  | 0 | 0 |  | 0 | 0 | 0 | 0 |  | 0 | Item Attribute | 1 | Nos | 0.0 | 0.0 | 0 | 0.0 | 0 | ABB | 2CSR275040R3254 | India |  |  | 0 | 0.0 |  | 0 | 0 |  | 0 | 0 | 0 | 0 |  |  | 0 | 0 | 0 |  | 0 | [5 empty] | 0 |  |  | 0 | [13 empty] | Nos | 1.0 | [10 empty] | Ringlus Electro Controls & Automation PVT LTD | [18 empty] | CGST - RNG | 9.0
[121 empty] | SGST - RNG | 9.0
| 32A 30mA RCBO DP 10kA AC Type DS201 M C32 AC30 2CSR275040R1324 ABB | 32A 30mA RCBO DP 10kA AC Type DS201 M C32 AC30 2CSR275040R1324 ABB | ABBMCB | Nos |  | 32A 30mA RCBO DP 10kA AC Type DS201 M C32 AC30 2CSR275040R1324 ABB |  | 0 | 0 | 1 | 1 | 1 | 0.0 | 0.0 | 0.0 | 0 |  |  | 0.0 | Electrical Components | 32A 30mA RCBO DP 10kA AC Type DS201 M C32 AC30 2CSR275040R1324 ABB | 0 | 31-12-2099 | Material Transfer | Moving Average |  | 0.0 |  | 0 | 0 |  | 0 | 0 | 0 | 0 |  | 0 | Item Attribute | 1 | Nos | 0.0 | 0.0 | 0 | 0.0 | 0 | ABB | 2CSR275040R1324 | India |  |  | 0 | 0.0 |  | 0 | 0 |  | 0 | 0 | 0 | 0 |  |  | 0 | 0 | 0 |  | 0 | [5 empty] | 0 |  |  | 0 | [13 empty] | Nos | 1.0 | [10 empty] | Ringlus Electro Controls & Automation PVT LTD | [18 empty] | CGST - RNG | 9.0
[121 empty] | SGST - RNG | 9.0
| 32A 100mA RCBO DP 10kA AC Type DS201 M C32 AC100 2CSR275040R2324 ABB | 32A 100mA RCBO DP 10kA AC Type DS201 M C32 AC100 2CSR275040R2324 ABB | ABBMCB | Nos |  | 32A 100mA RCBO DP 10kA AC Type DS201 M C32 AC100 2CSR275040R2324 ABB |  | 0 | 0 | 1 | 1 | 1 | 0.0 | 0.0 | 0.0 | 0 |  |  | 0.0 | Electrical Components | 32A 100mA RCBO DP 10kA AC Type DS201 M C32 AC100 2CSR275040R2324 ABB | 0 | 31-12-2099 | Material Transfer | Moving Average |  | 0.0 |  | 0 | 0 |  | 0 | 0 | 0 | 0 |  | 0 | Item Attribute | 1 | Nos | 0.0 | 0.0 | 0 | 0.0 | 0 | ABB | 2CSR275040R2324 | India |  |  | 0 | 0.0 |  | 0 | 0 |  | 0 | 0 | 0 | 0 |  |  | 0 | 0 | 0 |  | 0 | [5 empty] | 0 |  |  | 0 | [13 empty] | Nos | 1.0 | [10 empty] | Ringlus Electro Controls & Automation PVT LTD | [18 empty] | CGST - RNG | 9.0
[121 empty] | SGST - RNG | 9.0
| 32A 300mA RCBO DP 10kA AC Type DS201 M C32 AC300 2CSR275040R3324 ABB | 32A 300mA RCBO DP 10kA AC Type DS201 M C32 AC300 2CSR275040R3324 ABB | ABBMCB | Nos |  | 32A 300mA RCBO DP 10kA AC Type DS201 M C32 AC300 2CSR275040R3324 ABB |  | 0 | 0 | 1 | 1 | 1 | 0.0 | 0.0 | 0.0 | 0 |  |  | 0.0 | Electrical Components | 32A 300mA RCBO DP 10kA AC Type DS201 M C32 AC300 2CSR275040R3324 ABB | 0 | 31-12-2099 | Material Transfer | Moving Average |  | 0.0 |  | 0 | 0 |  | 0 | 0 | 0 | 0 |  | 0 | Item Attribute | 1 | Nos | 0.0 | 0.0 | 0 | 0.0 | 0 | ABB | 2CSR275040R3324 | India |  |  | 0 | 0.0 |  | 0 | 0 |  | 0 | 0 | 0 | 0 |  |  | 0 | 0 | 0 |  | 0 | [5 empty] | 0 |  |  | 0 | [13 empty] | Nos | 1.0 | [10 empty] | Ringlus Electro Controls & Automation PVT LTD | [18 empty] | CGST - RNG | 9.0
[121 empty] | SGST - RNG | 9.0
| 40A 30mA RCBO DP 10kA AC Type DS201 M C40 AC30 2CSR275040R1404 ABB | 40A 30mA RCBO DP 10kA AC Type DS201 M C40 AC30 2CSR275040R1404 ABB | ABBMCB | Nos |  | 40A 30mA RCBO DP 10kA AC Type DS201 M C40 AC30 2CSR275040R1404 ABB |  | 0 | 0 | 1 | 1 | 1 | 0.0 | 0.0 | 0.0 | 0 |  |  | 0.0 | Electrical Components | 40A 30mA RCBO DP 10kA AC Type DS201 M C40 AC30 2CSR275040R1404 ABB | 0 | 31-12-2099 | Material Transfer | Moving Average |  | 0.0 |  | 0 | 0 |  | 0 | 0 | 0 | 0 |  | 0 | Item Attribute | 1 | Nos | 0.0 | 0.0 | 0 | 0.0 | 0 | ABB | 2CSR275040R1404 | India |  |  | 0 | 0.0 |  | 0 | 0 |  | 0 | 0 | 0 | 0 |  |  | 0 | 0 | 0 |  | 0 | [5 empty] | 0 |  |  | 0 | [13 empty] | Nos | 1.0 | [10 empty] | Ringlus Electro Controls & Automation PVT LTD | [18 empty] | CGST - RNG | 9.0
[121 empty] | SGST - RNG | 9.0
| 40A 100mA RCBO DP 10kA AC Type DS201 M C40 AC100 2CSR275040R2404 ABB | 40A 100mA RCBO DP 10kA AC Type DS201 M C40 AC100 2CSR275040R2404 ABB | ABBMCB | Nos |  | 40A 100mA RCBO DP 10kA AC Type DS201 M C40 AC100 2CSR275040R2404 ABB |  | 0 | 0 | 1 | 1 | 1 | 0.0 | 0.0 | 0.0 | 0 |  |  | 0.0 | Electrical Components | 40A 100mA RCBO DP 10kA AC Type DS201 M C40 AC100 2CSR275040R2404 ABB | 0 | 31-12-2099 | Material Transfer | Moving Average |  | 0.0 |  | 0 | 0 |  | 0 | 0 | 0 | 0 |  | 0 | Item Attribute | 1 | Nos | 0.0 | 0.0 | 0 | 0.0 | 0 | ABB | 2CSR275040R2404 | India |  |  | 0 | 0.0 |  | 0 | 0 |  | 0 | 0 | 0 | 0 |  |  | 0 | 0 | 0 |  | 0 | [5 empty] | 0 |  |  | 0 | [13 empty] | Nos | 1.0 | [10 empty] | Ringlus Electro Controls & Automation PVT LTD | [18 empty] | CGST - RNG | 9.0
[121 empty] | SGST - RNG | 9.0
| 40A 300mA RCBO DP 10kA AC Type DS201 M C40 AC300 2CSR275040R3404 ABB | 40A 300mA RCBO DP 10kA AC Type DS201 M C40 AC300 2CSR275040R3404 ABB | ABBMCB | Nos |  | 40A 300mA RCBO DP 10kA AC Type DS201 M C40 AC300 2CSR275040R3404 ABB |  | 0 | 0 | 1 | 1 | 1 | 0.0 | 0.0 | 0.0 | 0 |  |  | 0.0 | Electrical Components | 40A 300mA RCBO DP 10kA AC Type DS201 M C40 AC300 2CSR275040R3404 ABB | 0 | 31-12-2099 | Material Transfer | Moving Average |  | 0.0 |  | 0 | 0 |  | 0 | 0 | 0 | 0 |  | 0 | Item Attribute | 1 | Nos | 0.0 | 0.0 | 0 | 0.0 | 0 | ABB | 2CSR275040R3404 | India |  |  | 0 | 0.0 |  | 0 | 0 |  | 0 | 0 | 0 | 0 |  |  | 0 | 0 | 0 |  | 0 | [5 empty] | 0 |  |  | 0 | [13 empty] | Nos | 1.0 | [10 empty] | Ringlus Electro Controls & Automation PVT LTD | [18 empty] | CGST - RNG | 9.0
[121 empty] | SGST - RNG | 9.0
| 63A 30mA RCBO DP 10kA AC Type DDA202 AC-63/0.03 2CSB202001R1630 ABB | 63A 30mA RCBO DP 10kA AC Type DDA202 AC-63/0.03 2CSB202001R1630 ABB | ABBMCB | Nos |  | 63A 30mA RCBO DP 10kA AC Type DDA202 AC-63/0.03 2CSB202001R1630 ABB |  | 0 | 0 | 1 | 1 | 1 | 0.0 | 0.0 | 0.0 | 0 |  |  | 0.0 | Electrical Components | 63A 30mA RCBO DP 10kA AC Type DDA202 AC-63/0.03 2CSB202001R1630 ABB | 0 | 31-12-2099 | Material Transfer | Moving Average |  | 0.0 |  | 0 | 0 |  | 0 | 0 | 0 | 0 |  | 0 | Item Attribute | 1 | Nos | 0.0 | 0.0 | 0 | 0.0 | 0 | ABB | 2CSB202001R1630 | India |  |  | 0 | 0.0 |  | 0 | 0 |  | 0 | 0 | 0 | 0 |  |  | 0 | 0 | 0 |  | 0 | [5 empty] | 0 |  |  | 0 | [13 empty] | Nos | 1.0 | [10 empty] | Ringlus Electro Controls & Automation PVT LTD | [18 empty] | CGST - RNG | 9.0
[121 empty] | SGST - RNG | 9.0
| 63A 100mA RCBO DP 10kA AC Type DDA202 AC-63/0.1 2CSB202001R2630 ABB | 63A 100mA RCBO DP 10kA AC Type DDA202 AC-63/0.1 2CSB202001R2630 ABB | ABBMCB | Nos |  | 63A 100mA RCBO DP 10kA AC Type DDA202 AC-63/0.1 2CSB202001R2630 ABB |  | 0 | 0 | 1 | 1 | 1 | 0.0 | 0.0 | 0.0 | 0 |  |  | 0.0 | Electrical Components | 63A 100mA RCBO DP 10kA AC Type DDA202 AC-63/0.1 2CSB202001R2630 ABB | 0 | 31-12-2099 | Material Transfer | Moving Average |  | 0.0 |  | 0 | 0 |  | 0 | 0 | 0 | 0 |  | 0 | Item Attribute | 1 | Nos | 0.0 | 0.0 | 0 | 0.0 | 0 | ABB | 2CSB202001R2630 | India |  |  | 0 | 0.0 |  | 0 | 0 |  | 0 | 0 | 0 | 0 |  |  | 0 | 0 | 0 |  | 0 | [5 empty] | 0 |  |  | 0 | [13 empty] | Nos | 1.0 | [10 empty] | Ringlus Electro Controls & Automation PVT LTD | [18 empty] | CGST - RNG | 9.0
[121 empty] | SGST - RNG | 9.0
| 63A 300mA RCBO DP 10kA AC Type DS201 M AC-63/0.3 2CSB202001R3630 ABB | 63A 300mA RCBO DP 10kA AC Type DS201 M AC-63/0.3 2CSB202001R3630 ABB | ABBMCB | Nos |  | 63A 300mA RCBO DP 10kA AC Type DS201 M AC-63/0.3 2CSB202001R3630 ABB |  | 0 | 0 | 1 | 1 | 1 | 0.0 | 0.0 | 0.0 | 0 |  |  | 0.0 | Electrical Components | 63A 300mA RCBO DP 10kA AC Type DS201 M AC-63/0.3 2CSB202001R3630 ABB | 0 | 31-12-2099 | Material Transfer | Moving Average |  | 0.0 |  | 0 | 0 |  | 0 | 0 | 0 | 0 |  | 0 | Item Attribute | 1 | Nos | 0.0 | 0.0 | 0 | 0.0 | 0 | ABB | 2CSB202001R3630 | India |  |  | 0 | 0.0 |  | 0 | 0 |  | 0 | 0 | 0 | 0 |  |  | 0 | 0 | 0 |  | 0 | [5 empty] | 0 |  |  | 0 | [13 empty] | Nos | 1.0 | [10 empty] | Ringlus Electro Controls & Automation PVT LTD | [18 empty] | CGST - RNG | 9.0
[121 empty] | SGST - RNG | 9.0
| 25A 30mA RCBO FP 10kA AC Type DDA204 AC-25/0.03 2CSB204001R1250 ABB | 25A 30mA RCBO FP 10kA AC Type DDA204 AC-25/0.03 2CSB204001R1250 ABB | ABBMCB | Nos |  | 25A 30mA RCBO FP 10kA AC Type DDA204 AC-25/0.03 2CSB204001R1250 ABB |  | 0 | 0 | 1 | 1 | 1 | 0.0 | 0.0 | 0.0 | 0 |  |  | 0.0 | Electrical Components | 25A 30mA RCBO FP 10kA AC Type DDA204 AC-25/0.03 2CSB204001R1250 ABB | 0 | 31-12-2099 | Material Transfer | Moving Average |  | 0.0 |  | 0 | 0 |  | 0 | 0 | 0 | 0 |  | 0 | Item Attribute | 1 | Nos | 0.0 | 0.0 | 0 | 0.0 | 0 | ABB | 2CSB204001R1250 | India |  |  | 0 | 0.0 |  | 0 | 0 |  | 0 | 0 | 0 | 0 |  |  | 0 | 0 | 0 |  | 0 | [5 empty] | 0 |  |  | 0 | [13 empty] | Nos | 1.0 | [10 empty] | Ringlus Electro Controls & Automation PVT LTD | [18 empty] | CGST - RNG | 9.0
[121 empty] | SGST - RNG | 9.0
| 40A 30mA RCBO FP 10kA AC Type DDA204 AC-40/0.03 2CSB204001R1400 ABB | 40A 30mA RCBO FP 10kA AC Type DDA204 AC-40/0.03 2CSB204001R1400 ABB | ABBMCB | Nos |  | 40A 30mA RCBO FP 10kA AC Type DDA204 AC-40/0.03 2CSB204001R1400 ABB |  | 0 | 0 | 1 | 1 | 1 | 0.0 | 0.0 | 0.0 | 0 |  |  | 0.0 | Electrical Components | 40A 30mA RCBO FP 10kA AC Type DDA204 AC-40/0.03 2CSB204001R1400 ABB | 0 | 31-12-2099 | Material Transfer | Moving Average |  | 0.0 |  | 0 | 0 |  | 0 | 0 | 0 | 0 |  | 0 | Item Attribute | 1 | Nos | 0.0 | 0.0 | 0 | 0.0 | 0 | ABB | 2CSB204001R1400 | India |  |  | 0 | 0.0 |  | 0 | 0 |  | 0 | 0 | 0 | 0 |  |  | 0 | 0 | 0 |  | 0 | [5 empty] | 0 |  |  | 0 | [13 empty] | Nos | 1.0 | [10 empty] | Ringlus Electro Controls & Automation PVT LTD | [18 empty] | CGST - RNG | 9.0
[121 empty] | SGST - RNG | 9.0
| 63A 30mA RCBO FP 10kA AC Type DDA204 AC-63/0.03 2CSB204001R1630 ABB | 63A 30mA RCBO FP 10kA AC Type DDA204 AC-63/0.03 2CSB204001R1630 ABB | ABBMCB | Nos |  | 63A 30mA RCBO FP 10kA AC Type DDA204 AC-63/0.03 2CSB204001R1630 ABB |  | 0 | 0 | 1 | 1 | 1 | 0.0 | 0.0 | 0.0 | 0 |  |  | 0.0 | Electrical Components | 63A 30mA RCBO FP 10kA AC Type DDA204 AC-63/0.03 2CSB204001R1630 ABB | 0 | 31-12-2099 | Material Transfer | Moving Average |  | 0.0 |  | 0 | 0 |  | 0 | 0 | 0 | 0 |  | 0 | Item Attribute | 1 | Nos | 0.0 | 0.0 | 0 | 0.0 | 0 | ABB | 2CSB204001R1630 | India |  |  | 0 | 0.0 |  | 0 | 0 |  | 0 | 0 | 0 | 0 |  |  | 0 | 0 | 0 |  | 0 | [5 empty] | 0 |  |  | 0 | [13 empty] | Nos | 1.0 | [10 empty] | Ringlus Electro Controls & Automation PVT LTD | [18 empty] | CGST - RNG | 9.0
[121 empty] | SGST - RNG | 9.0
| 25A 100mA RCBO FP 10kA AC Type DDA204 AC-25/0.1 2CSB204001R2250 ABB | 25A 100mA RCBO FP 10kA AC Type DDA204 AC-25/0.1 2CSB204001R2250 ABB | ABBMCB | Nos |  | 25A 100mA RCBO FP 10kA AC Type DDA204 AC-25/0.1 2CSB204001R2250 ABB |  | 0 | 0 | 1 | 1 | 1 | 0.0 | 0.0 | 0.0 | 0 |  |  | 0.0 | Electrical Components | 25A 100mA RCBO FP 10kA AC Type DDA204 AC-25/0.1 2CSB204001R2250 ABB | 0 | 31-12-2099 | Material Transfer | Moving Average |  | 0.0 |  | 0 | 0 |  | 0 | 0 | 0 | 0 |  | 0 | Item Attribute | 1 | Nos | 0.0 | 0.0 | 0 | 0.0 | 0 | ABB | 2CSB204001R2250 | India |  |  | 0 | 0.0 |  | 0 | 0 |  | 0 | 0 | 0 | 0 |  |  | 0 | 0 | 0 |  | 0 | [5 empty] | 0 |  |  | 0 | [13 empty] | Nos | 1.0 | [10 empty] | Ringlus Electro Controls & Automation PVT LTD | [18 empty] | CGST - RNG | 9.0
[121 empty] | SGST - RNG | 9.0
| 40A 100mA RCBO FP 10kA AC Type DDA204 AC-40/0.1 2CSB204001R2400 ABB | 40A 100mA RCBO FP 10kA AC Type DDA204 AC-40/0.1 2CSB204001R2400 ABB | ABBMCB | Nos |  | 40A 100mA RCBO FP 10kA AC Type DDA204 AC-40/0.1 2CSB204001R2400 ABB |  | 0 | 0 | 1 | 1 | 1 | 0.0 | 0.0 | 0.0 | 0 |  |  | 0.0 | Electrical Components | 40A 100mA RCBO FP 10kA AC Type DDA204 AC-40/0.1 2CSB204001R2400 ABB | 0 | 31-12-2099 | Material Transfer | Moving Average |  | 0.0 |  | 0 | 0 |  | 0 | 0 | 0 | 0 |  | 0 | Item Attribute | 1 | Nos | 0.0 | 0.0 | 0 | 0.0 | 0 | ABB | 2CSB204001R2400 | India |  |  | 0 | 0.0 |  | 0 | 0 |  | 0 | 0 | 0 | 0 |  |  | 0 | 0 | 0 |  | 0 | [5 empty] | 0 |  |  | 0 | [13 empty] | Nos | 1.0 | [10 empty] | Ringlus Electro Controls & Automation PVT LTD | [18 empty] | CGST - RNG | 9.0
[121 empty] | SGST - RNG | 9.0
| 63A 100mA RCBO FP 10kA AC Type DDA204 AC-63/0.1 2CSB204001R2630 ABB | 63A 100mA RCBO FP 10kA AC Type DDA204 AC-63/0.1 2CSB204001R2630 ABB | ABBMCB | Nos |  | 63A 100mA RCBO FP 10kA AC Type DDA204 AC-63/0.1 2CSB204001R2630 ABB |  | 0 | 0 | 1 | 1 | 1 | 0.0 | 0.0 | 0.0 | 0 |  |  | 0.0 | Electrical Components | 63A 100mA RCBO FP 10kA AC Type DDA204 AC-63/0.1 2CSB204001R2630 ABB | 0 | 31-12-2099 | Material Transfer | Moving Average |  | 0.0 |  | 0 | 0 |  | 0 | 0 | 0 | 0 |  | 0 | Item Attribute | 1 | Nos | 0.0 | 0.0 | 0 | 0.0 | 0 | ABB | 2CSB204001R2630 | India |  |  | 0 | 0.0 |  | 0 | 0 |  | 0 | 0 | 0 | 0 |  |  | 0 | 0 | 0 |  | 0 | [5 empty] | 0 |  |  | 0 | [13 empty] | Nos | 1.0 | [10 empty] | Ringlus Electro Controls & Automation PVT LTD | [18 empty] | CGST - RNG | 9.0
[121 empty] | SGST - RNG | 9.0
| 25A 300mA RCBO FP 10kA AC Type DDA204 AC-25/0.3 2CSB204001R3250 ABB | 25A 300mA RCBO FP 10kA AC Type DDA204 AC-25/0.3 2CSB204001R3250 ABB | ABBMCB | Nos |  | 25A 300mA RCBO FP 10kA AC Type DDA204 AC-25/0.3 2CSB204001R3250 ABB |  | 0 | 0 | 1 | 1 | 1 | 0.0 | 0.0 | 0.0 | 0 |  |  | 0.0 | Electrical Components | 25A 300mA RCBO FP 10kA AC Type DDA204 AC-25/0.3 2CSB204001R3250 ABB | 0 | 31-12-2099 | Material Transfer | Moving Average |  | 0.0 |  | 0 | 0 |  | 0 | 0 | 0 | 0 |  | 0 | Item Attribute | 1 | Nos | 0.0 | 0.0 | 0 | 0.0 | 0 | ABB | 2CSB204001R3250 | India |  |  | 0 | 0.0 |  | 0 | 0 |  | 0 | 0 | 0 | 0 |  |  | 0 | 0 | 0 |  | 0 | [5 empty] | 0 |  |  | 0 | [13 empty] | Nos | 1.0 | [10 empty] | Ringlus Electro Controls & Automation PVT LTD | [18 empty] | CGST - RNG | 9.0
[121 empty] | SGST - RNG | 9.0
| 40A 300mA RCBO FP 10kA AC Type DDA204 AC-40/0.3 2CSB204001R3400 ABB | 40A 300mA RCBO FP 10kA AC Type DDA204 AC-40/0.3 2CSB204001R3400 ABB | ABBMCB | Nos |  | 40A 300mA RCBO FP 10kA AC Type DDA204 AC-40/0.3 2CSB204001R3400 ABB |  | 0 | 0 | 1 | 1 | 1 | 0.0 | 0.0 | 0.0 | 0 |  |  | 0.0 | Electrical Components | 40A 300mA RCBO FP 10kA AC Type DDA204 AC-40/0.3 2CSB204001R3400 ABB | 0 | 31-12-2099 | Material Transfer | Moving Average |  | 0.0 |  | 0 | 0 |  | 0 | 0 | 0 | 0 |  | 0 | Item Attribute | 1 | Nos | 0.0 | 0.0 | 0 | 0.0 | 0 | ABB | 2CSB204001R3400 | India |  |  | 0 | 0.0 |  | 0 | 0 |  | 0 | 0 | 0 | 0 |  |  | 0 | 0 | 0 |  | 0 | [5 empty] | 0 |  |  | 0 | [13 empty] | Nos | 1.0 | [10 empty] | Ringlus Electro Controls & Automation PVT LTD | [18 empty] | CGST - RNG | 9.0
[121 empty] | SGST - RNG | 9.0
| 63A 300mA RCBO FP 10kA AC Type DDA205 AC-63/0.3 2CSB204001R3630 ABB | 63A 300mA RCBO FP 10kA AC Type DDA205 AC-63/0.3 2CSB204001R3630 ABB | ABBMCB | Nos |  | 63A 300mA RCBO FP 10kA AC Type DDA205 AC-63/0.3 2CSB204001R3630 ABB |  | 0 | 0 | 1 | 1 | 1 | 0.0 | 0.0 | 0.0 | 0 |  |  | 0.0 | Electrical Components | 63A 300mA RCBO FP 10kA AC Type DDA205 AC-63/0.3 2CSB204001R3630 ABB | 0 | 31-12-2099 | Material Transfer | Moving Average |  | 0.0 |  | 0 | 0 |  | 0 | 0 | 0 | 0 |  | 0 | Item Attribute | 1 | Nos | 0.0 | 0.0 | 0 | 0.0 | 0 | ABB | 2CSB204001R3630 | India |  |  | 0 | 0.0 |  | 0 | 0 |  | 0 | 0 | 0 | 0 |  |  | 0 | 0 | 0 |  | 0 | [5 empty] | 0 |  |  | 0 | [13 empty] | Nos | 1.0 | [10 empty] | Ringlus Electro Controls & Automation PVT LTD | [18 empty] | CGST - RNG | 9.0
[121 empty] | SGST - RNG | 9.0
| 25A AC1 9A AC3 3P AC Operated Power Contactor 5.5HP 4kW (1NO+-) A09-30-10 1SBL141001R8010 ABB | 25A AC1 9A AC3 3P AC Operated Power Contactor 5.5HP 4kW (1NO+-) A09-30-10 1SBL141001R8010 ABB | ABBCON | Nos |  | 25A AC1 9A AC3 3P AC Operated Power Contactor 5.5HP 4kW (1NO+-) A09-30-10 1SBL141001R8010 ABB |  | 0 | 0 | 1 | 1 | 1 | 0.0 | 0.0 | 0.0 | 0 |  |  | 0.0 | Electrical Components | 25A AC1 9A AC3 3P AC Operated Power Contactor 5.5HP 4kW (1NO+-) A09-30-10 1SBL141001R8010 ABB | 0 | 31-12-2099 | Material Transfer | Moving Average |  | 0.0 |  | 0 | 0 |  | 0 | 0 | 0 | 0 |  | 0 | Item Attribute | 1 | Nos | 0.0 | 0.0 | 0 | 0.0 | 0 | ABB | 1SBL141001R8010 | India |  |  | 0 | 0.0 |  | 0 | 0 |  | 0 | 0 | 0 | 0 |  |  | 0 | 0 | 0 |  | 0 | [5 empty] | 0 |  |  | 0 | [13 empty] | Nos | 1.0 | [10 empty] | Ringlus Electro Controls & Automation PVT LTD | [18 empty] | CGST - RNG | 9.0
[121 empty] | SGST - RNG | 9.0
| 25A AC1 9A AC3 3P AC Operated Power Contactor 5.5HP 4kW (-+1NC) A09-30-01 1SBL141001R8001 ABB | 25A AC1 9A AC3 3P AC Operated Power Contactor 5.5HP 4kW (-+1NC) A09-30-01 1SBL141001R8001 ABB | ABBCON | Nos |  | 25A AC1 9A AC3 3P AC Operated Power Contactor 5.5HP 4kW (-+1NC) A09-30-01 1SBL141001R8001 ABB |  | 0 | 0 | 1 | 1 | 1 | 0.0 | 0.0 | 0.0 | 0 |  |  | 0.0 | Electrical Components | 25A AC1 9A AC3 3P AC Operated Power Contactor 5.5HP 4kW (-+1NC) A09-30-01 1SBL141001R8001 ABB | 0 | 31-12-2099 | Material Transfer | Moving Average |  | 0.0 |  | 0 | 0 |  | 0 | 0 | 0 | 0 |  | 0 | Item Attribute | 1 | Nos | 0.0 | 0.0 | 0 | 0.0 | 0 | ABB | 1SBL141001R8001 | India |  |  | 0 | 0.0 |  | 0 | 0 |  | 0 | 0 | 0 | 0 |  |  | 0 | 0 | 0 |  | 0 | [5 empty] | 0 |  |  | 0 | [13 empty] | Nos | 1.0 | [10 empty] | Ringlus Electro Controls & Automation PVT LTD | [18 empty] | CGST - RNG | 9.0
[121 empty] | SGST - RNG | 9.0
| 27A AC1 12A AC3 3P AC Operated Power Contactor 7.5HP 5.5kW (1NO+-) A12-30-10 1SBL161001R8010 ABB | 27A AC1 12A AC3 3P AC Operated Power Contactor 7.5HP 5.5kW (1NO+-) A12-30-10 1SBL161001R8010 ABB | ABBCON | Nos |  | 27A AC1 12A AC3 3P AC Operated Power Contactor 7.5HP 5.5kW (1NO+-) A12-30-10 1SBL161001R8010 ABB |  | 0 | 0 | 1 | 1 | 1 | 0.0 | 0.0 | 0.0 | 0 |  |  | 0.0 | Electrical Components | 27A AC1 12A AC3 3P AC Operated Power Contactor 7.5HP 5.5kW (1NO+-) A12-30-10 1SBL161001R8010 ABB | 0 | 31-12-2099 | Material Transfer | Moving Average |  | 0.0 |  | 0 | 0 |  | 0 | 0 | 0 | 0 |  | 0 | Item Attribute | 1 | Nos | 0.0 | 0.0 | 0 | 0.0 | 0 | ABB | 1SBL161001R8010 | India |  |  | 0 | 0.0 |  | 0 | 0 |  | 0 | 0 | 0 | 0 |  |  | 0 | 0 | 0 |  | 0 | [5 empty] | 0 |  |  | 0 | [13 empty] | Nos | 1.0 | [10 empty] | Ringlus Electro Controls & Automation PVT LTD | [18 empty] | CGST - RNG | 9.0
[121 empty] | SGST - RNG | 9.0
| 27A AC1 12A AC3 3P AC Operated Power Contactor 7.5HP 5.5kW (-+1NC) A12-30-01 1SBL161001R8001 ABB | 27A AC1 12A AC3 3P AC Operated Power Contactor 7.5HP 5.5kW (-+1NC) A12-30-01 1SBL161001R8001 ABB | ABBCON | Nos |  | 27A AC1 12A AC3 3P AC Operated Power Contactor 7.5HP 5.5kW (-+1NC) A12-30-01 1SBL161001R8001 ABB |  | 0 | 0 | 1 | 1 | 1 | 0.0 | 0.0 | 0.0 | 0 |  |  | 0.0 | Electrical Components | 27A AC1 12A AC3 3P AC Operated Power Contactor 7.5HP 5.5kW (-+1NC) A12-30-01 1SBL161001R8001 ABB | 0 | 31-12-2099 | Material Transfer | Moving Average |  | 0.0 |  | 0 | 0 |  | 0 | 0 | 0 | 0 |  | 0 | Item Attribute | 1 | Nos | 0.0 | 0.0 | 0 | 0.0 | 0 | ABB | 1SBL161001R8001 | India |  |  | 0 | 0.0 |  | 0 | 0 |  | 0 | 0 | 0 | 0 |  |  | 0 | 0 | 0 |  | 0 | [5 empty] | 0 |  |  | 0 | [13 empty] | Nos | 1.0 | [10 empty] | Ringlus Electro Controls & Automation PVT LTD | [18 empty] | CGST - RNG | 9.0
[121 empty] | SGST - RNG | 9.0
| 30A AC1 17A AC3 3P AC Operated Power Contactor 12.5HP 7.5kW (1NO+-) A16-30-10 1SBL181001R8010 ABB | 30A AC1 17A AC3 3P AC Operated Power Contactor 12.5HP 7.5kW (1NO+-) A16-30-10 1SBL181001R8010 ABB | ABBCON | Nos |  | 30A AC1 17A AC3 3P AC Operated Power Contactor 12.5HP 7.5kW (1NO+-) A16-30-10 1SBL181001R8010 ABB |  | 0 | 0 | 1 | 1 | 1 | 0.0 | 0.0 | 0.0 | 0 |  |  | 0.0 | Electrical Components | 30A AC1 17A AC3 3P AC Operated Power Contactor 12.5HP 7.5kW (1NO+-) A16-30-10 1SBL181001R8010 ABB | 0 | 31-12-2099 | Material Transfer | Moving Average |  | 0.0 |  | 0 | 0 |  | 0 | 0 | 0 | 0 |  | 0 | Item Attribute | 1 | Nos | 0.0 | 0.0 | 0 | 0.0 | 0 | ABB | 1SBL181001R8010 | India |  |  | 0 | 0.0 |  | 0 | 0 |  | 0 | 0 | 0 | 0 |  |  | 0 | 0 | 0 |  | 0 | [5 empty] | 0 |  |  | 0 | [13 empty] | Nos | 1.0 | [10 empty] | Ringlus Electro Controls & Automation PVT LTD | [18 empty] | CGST - RNG | 9.0
[121 empty] | SGST - RNG | 9.0
| 30A AC1 17A AC3 3P AC Operated Power Contactor 12.5HP 7.5kW (-+1NC) A16-30-01 1SBL181001R8001 ABB | 30A AC1 17A AC3 3P AC Operated Power Contactor 12.5HP 7.5kW (-+1NC) A16-30-01 1SBL181001R8001 ABB | ABBCON | Nos |  | 30A AC1 17A AC3 3P AC Operated Power Contactor 12.5HP 7.5kW (-+1NC) A16-30-01 1SBL181001R8001 ABB |  | 0 | 0 | 1 | 1 | 1 | 0.0 | 0.0 | 0.0 | 0 |  |  | 0.0 | Electrical Components | 30A AC1 17A AC3 3P AC Operated Power Contactor 12.5HP 7.5kW (-+1NC) A16-30-01 1SBL181001R8001 ABB | 0 | 31-12-2099 | Material Transfer | Moving Average |  | 0.0 |  | 0 | 0 |  | 0 | 0 | 0 | 0 |  | 0 | Item Attribute | 1 | Nos | 0.0 | 0.0 | 0 | 0.0 | 0 | ABB | 1SBL181001R8001 | India |  |  | 0 | 0.0 |  | 0 | 0 |  | 0 | 0 | 0 | 0 |  |  | 0 | 0 | 0 |  | 0 | [5 empty] | 0 |  |  | 0 | [13 empty] | Nos | 1.0 | [10 empty] | Ringlus Electro Controls & Automation PVT LTD | [18 empty] | CGST - RNG | 9.0
[121 empty] | SGST - RNG | 9.0
| 45A AC1 26A AC3 3P AC Operated Power Contactor 15HP 11kW (1NO+-) A26-30-10 1SBL241001R8010 ABB | 45A AC1 26A AC3 3P AC Operated Power Contactor 15HP 11kW (1NO+-) A26-30-10 1SBL241001R8010 ABB | ABBCON | Nos |  | 45A AC1 26A AC3 3P AC Operated Power Contactor 15HP 11kW (1NO+-) A26-30-10 1SBL241001R8010 ABB |  | 0 | 0 | 1 | 1 | 1 | 0.0 | 0.0 | 0.0 | 0 |  |  | 0.0 | Electrical Components | 45A AC1 26A AC3 3P AC Operated Power Contactor 15HP 11kW (1NO+-) A26-30-10 1SBL241001R8010 ABB | 0 | 31-12-2099 | Material Transfer | Moving Average |  | 0.0 |  | 0 | 0 |  | 0 | 0 | 0 | 0 |  | 0 | Item Attribute | 1 | Nos | 0.0 | 0.0 | 0 | 0.0 | 0 | ABB | 1SBL241001R8010 | India |  |  | 0 | 0.0 |  | 0 | 0 |  | 0 | 0 | 0 | 0 |  |  | 0 | 0 | 0 |  | 0 | [5 empty] | 0 |  |  | 0 | [13 empty] | Nos | 1.0 | [10 empty] | Ringlus Electro Controls & Automation PVT LTD | [18 empty] | CGST - RNG | 9.0
[121 empty] | SGST - RNG | 9.0
| 45A AC1 26A AC3 3P AC Operated Power Contactor 15HP 11kW (-+1NC) A26-30-01 1SBL241001R8001 ABB | 45A AC1 26A AC3 3P AC Operated Power Contactor 15HP 11kW (-+1NC) A26-30-01 1SBL241001R8001 ABB | ABBCON | Nos |  | 45A AC1 26A AC3 3P AC Operated Power Contactor 15HP 11kW (-+1NC) A26-30-01 1SBL241001R8001 ABB |  | 0 | 0 | 1 | 1 | 1 | 0.0 | 0.0 | 0.0 | 0 |  |  | 0.0 | Electrical Components | 45A AC1 26A AC3 3P AC Operated Power Contactor 15HP 11kW (-+1NC) A26-30-01 1SBL241001R8001 ABB | 0 | 31-12-2099 | Material Transfer | Moving Average |  | 0.0 |  | 0 | 0 |  | 0 | 0 | 0 | 0 |  | 0 | Item Attribute | 1 | Nos | 0.0 | 0.0 | 0 | 0.0 | 0 | ABB | 1SBL241001R8001 | India |  |  | 0 | 0.0 |  | 0 | 0 |  | 0 | 0 | 0 | 0 |  |  | 0 | 0 | 0 |  | 0 | [5 empty] | 0 |  |  | 0 | [13 empty] | Nos | 1.0 | [10 empty] | Ringlus Electro Controls & Automation PVT LTD | [18 empty] | CGST - RNG | 9.0
[121 empty] | SGST - RNG | 9.0
| 55A AC1 32A AC3 3P AC Operated Power Contactor 20HP 15kW (1NO+-) A30-30-10 1SBL281001R8010 ABB | 55A AC1 32A AC3 3P AC Operated Power Contactor 20HP 15kW (1NO+-) A30-30-10 1SBL281001R8010 ABB | ABBCON | Nos |  | 55A AC1 32A AC3 3P AC Operated Power Contactor 20HP 15kW (1NO+-) A30-30-10 1SBL281001R8010 ABB |  | 0 | 0 | 1 | 1 | 1 | 0.0 | 0.0 | 0.0 | 0 |  |  | 0.0 | Electrical Components | 55A AC1 32A AC3 3P AC Operated Power Contactor 20HP 15kW (1NO+-) A30-30-10 1SBL281001R8010 ABB | 0 | 31-12-2099 | Material Transfer | Moving Average |  | 0.0 |  | 0 | 0 |  | 0 | 0 | 0 | 0 |  | 0 | Item Attribute | 1 | Nos | 0.0 | 0.0 | 0 | 0.0 | 0 | ABB | 1SBL281001R8010 | India |  |  | 0 | 0.0 |  | 0 | 0 |  | 0 | 0 | 0 | 0 |  |  | 0 | 0 | 0 |  | 0 | [5 empty] | 0 |  |  | 0 | [13 empty] | Nos | 1.0 | [10 empty] | Ringlus Electro Controls & Automation PVT LTD | [18 empty] | CGST - RNG | 9.0
[121 empty] | SGST - RNG | 9.0
| 55A AC1 32A AC3 3P AC Operated Power Contactor 20HP 15kW (-+1NC) A30-30-01 1SBL281001R8001 ABB | 55A AC1 32A AC3 3P AC Operated Power Contactor 20HP 15kW (-+1NC) A30-30-01 1SBL281001R8001 ABB | ABBCON | Nos |  | 55A AC1 32A AC3 3P AC Operated Power Contactor 20HP 15kW (-+1NC) A30-30-01 1SBL281001R8001 ABB |  | 0 | 0 | 1 | 1 | 1 | 0.0 | 0.0 | 0.0 | 0 |  |  | 0.0 | Electrical Components | 55A AC1 32A AC3 3P AC Operated Power Contactor 20HP 15kW (-+1NC) A30-30-01 1SBL281001R8001 ABB | 0 | 31-12-2099 | Material Transfer | Moving Average |  | 0.0 |  | 0 | 0 |  | 0 | 0 | 0 | 0 |  | 0 | Item Attribute | 1 | Nos | 0.0 | 0.0 | 0 | 0.0 | 0 | ABB | 1SBL281001R8001 | India |  |  | 0 | 0.0 |  | 0 | 0 |  | 0 | 0 | 0 | 0 |  |  | 0 | 0 | 0 |  | 0 | [5 empty] | 0 |  |  | 0 | [13 empty] | Nos | 1.0 | [10 empty] | Ringlus Electro Controls & Automation PVT LTD | [18 empty] | CGST - RNG | 9.0
[121 empty] | SGST - RNG | 9.0
| 60A AC1 37A AC3 3P AC Operated Power Contactor 30HP 18.5kW (1NO+-) A40-30-10 1SBL321001R8010 ABB | 60A AC1 37A AC3 3P AC Operated Power Contactor 30HP 18.5kW (1NO+-) A40-30-10 1SBL321001R8010 ABB | ABBCON | Nos |  | 60A AC1 37A AC3 3P AC Operated Power Contactor 30HP 18.5kW (1NO+-) A40-30-10 1SBL321001R8010 ABB |  | 0 | 0 | 1 | 1 | 1 | 0.0 | 0.0 | 0.0 | 0 |  |  | 0.0 | Electrical Components | 60A AC1 37A AC3 3P AC Operated Power Contactor 30HP 18.5kW (1NO+-) A40-30-10 1SBL321001R8010 ABB | 0 | 31-12-2099 | Material Transfer | Moving Average |  | 0.0 |  | 0 | 0 |  | 0 | 0 | 0 | 0 |  | 0 | Item Attribute | 1 | Nos | 0.0 | 0.0 | 0 | 0.0 | 0 | ABB | 1SBL321001R8010 | India |  |  | 0 | 0.0 |  | 0 | 0 |  | 0 | 0 | 0 | 0 |  |  | 0 | 0 | 0 |  | 0 | [5 empty] | 0 |  |  | 0 | [13 empty] | Nos | 1.0 | [10 empty] | Ringlus Electro Controls & Automation PVT LTD | [18 empty] | CGST - RNG | 9.0
[121 empty] | SGST - RNG | 9.0
| 60A AC1 37A AC3 3P AC Operated Power Contactor 30HP 18.5kW (-+1NC) A40-30-01 1SBL321001R8001 ABB | 60A AC1 37A AC3 3P AC Operated Power Contactor 30HP 18.5kW (-+1NC) A40-30-01 1SBL321001R8001 ABB | ABBCON | Nos |  | 60A AC1 37A AC3 3P AC Operated Power Contactor 30HP 18.5kW (-+1NC) A40-30-01 1SBL321001R8001 ABB |  | 0 | 0 | 1 | 1 | 1 | 0.0 | 0.0 | 0.0 | 0 |  |  | 0.0 | Electrical Components | 60A AC1 37A AC3 3P AC Operated Power Contactor 30HP 18.5kW (-+1NC) A40-30-01 1SBL321001R8001 ABB | 0 | 31-12-2099 | Material Transfer | Moving Average |  | 0.0 |  | 0 | 0 |  | 0 | 0 | 0 | 0 |  | 0 | Item Attribute | 1 | Nos | 0.0 | 0.0 | 0 | 0.0 | 0 | ABB | 1SBL321001R8001 | India |  |  | 0 | 0.0 |  | 0 | 0 |  | 0 | 0 | 0 | 0 |  |  | 0 | 0 | 0 |  | 0 | [5 empty] | 0 |  |  | 0 | [13 empty] | Nos | 1.0 | [10 empty] | Ringlus Electro Controls & Automation PVT LTD | [18 empty] | CGST - RNG | 9.0
[121 empty] | SGST - RNG | 9.0
| 100A AC1 50A AC3 3P AC Operated Power Contactor 40HP 25kW (-+-) A50-30-00 1SBL351001R8000 ABB | 100A AC1 50A AC3 3P AC Operated Power Contactor 40HP 25kW (-+-) A50-30-00 1SBL351001R8000 ABB | ABBCON | Nos |  | 100A AC1 50A AC3 3P AC Operated Power Contactor 40HP 25kW (-+-) A50-30-00 1SBL351001R8000 ABB |  | 0 | 0 | 1 | 1 | 1 | 0.0 | 0.0 | 0.0 | 0 |  |  | 0.0 | Electrical Components | 100A AC1 50A AC3 3P AC Operated Power Contactor 40HP 25kW (-+-) A50-30-00 1SBL351001R8000 ABB | 0 | 31-12-2099 | Material Transfer | Moving Average |  | 0.0 |  | 0 | 0 |  | 0 | 0 | 0 | 0 |  | 0 | Item Attribute | 1 | Nos | 0.0 | 0.0 | 0 | 0.0 | 0 | ABB | 1SBL351001R8000 | India |  |  | 0 | 0.0 |  | 0 | 0 |  | 0 | 0 | 0 | 0 |  |  | 0 | 0 | 0 |  | 0 | [5 empty] | 0 |  |  | 0 | [13 empty] | Nos | 1.0 | [10 empty] | Ringlus Electro Controls & Automation PVT LTD | [18 empty] | CGST - RNG | 9.0
[121 empty] | SGST - RNG | 9.0
| 115A AC1 65A AC3 3P AC Operated Power Contactor 50HP 37kW (-+-) A63-30-00 1SBL371001R8000 ABB | 115A AC1 65A AC3 3P AC Operated Power Contactor 50HP 37kW (-+-) A63-30-00 1SBL371001R8000 ABB | ABBCON | Nos |  | 115A AC1 65A AC3 3P AC Operated Power Contactor 50HP 37kW (-+-) A63-30-00 1SBL371001R8000 ABB |  | 0 | 0 | 1 | 1 | 1 | 0.0 | 0.0 | 0.0 | 0 |  |  | 0.0 | Electrical Components | 115A AC1 65A AC3 3P AC Operated Power Contactor 50HP 37kW (-+-) A63-30-00 1SBL371001R8000 ABB | 0 | 31-12-2099 | Material Transfer | Moving Average |  | 0.0 |  | 0 | 0 |  | 0 | 0 | 0 | 0 |  | 0 | Item Attribute | 1 | Nos | 0.0 | 0.0 | 0 | 0.0 | 0 | ABB | 1SBL371001R8000 | India |  |  | 0 | 0.0 |  | 0 | 0 |  | 0 | 0 | 0 | 0 |  |  | 0 | 0 | 0 |  | 0 | [5 empty] | 0 |  |  | 0 | [13 empty] | Nos | 1.0 | [10 empty] | Ringlus Electro Controls & Automation PVT LTD | [18 empty] | CGST - RNG | 9.0
[121 empty] | SGST - RNG | 9.0
| 125A AC1 75A AC3 3P AC Operated Power Contactor 60HP 40kW (-+-) A75-30-00 1SBL411001R8000 ABB | 125A AC1 75A AC3 3P AC Operated Power Contactor 60HP 40kW (-+-) A75-30-00 1SBL411001R8000 ABB | ABBCON | Nos |  | 125A AC1 75A AC3 3P AC Operated Power Contactor 60HP 40kW (-+-) A75-30-00 1SBL411001R8000 ABB |  | 0 | 0 | 1 | 1 | 1 | 0.0 | 0.0 | 0.0 | 0 |  |  | 0.0 | Electrical Components | 125A AC1 75A AC3 3P AC Operated Power Contactor 60HP 40kW (-+-) A75-30-00 1SBL411001R8000 ABB | 0 | 31-12-2099 | Material Transfer | Moving Average |  | 0.0 |  | 0 | 0 |  | 0 | 0 | 0 | 0 |  | 0 | Item Attribute | 1 | Nos | 0.0 | 0.0 | 0 | 0.0 | 0 | ABB | 1SBL411001R8000 | India |  |  | 0 | 0.0 |  | 0 | 0 |  | 0 | 0 | 0 | 0 |  |  | 0 | 0 | 0 |  | 0 | [5 empty] | 0 |  |  | 0 | [13 empty] | Nos | 1.0 | [10 empty] | Ringlus Electro Controls & Automation PVT LTD | [18 empty] | CGST - RNG | 9.0
[121 empty] | SGST - RNG | 9.0
| 145A AC1 96A AC3 3P AC Operated Power Contactor 70HP 55kW (1NO+1NC) A95-30-11 1SFL431001R8011 ABB | 145A AC1 96A AC3 3P AC Operated Power Contactor 70HP 55kW (1NO+1NC) A95-30-11 1SFL431001R8011 ABB | ABBCON | Nos |  | 145A AC1 96A AC3 3P AC Operated Power Contactor 70HP 55kW (1NO+1NC) A95-30-11 1SFL431001R8011 ABB |  | 0 | 0 | 1 | 1 | 1 | 0.0 | 0.0 | 0.0 | 0 |  |  | 0.0 | Electrical Components | 145A AC1 96A AC3 3P AC Operated Power Contactor 70HP 55kW (1NO+1NC) A95-30-11 1SFL431001R8011 ABB | 0 | 31-12-2099 | Material Transfer | Moving Average |  | 0.0 |  | 0 | 0 |  | 0 | 0 | 0 | 0 |  | 0 | Item Attribute | 1 | Nos | 0.0 | 0.0 | 0 | 0.0 | 0 | ABB | 1SFL431001R8011 | India |  |  | 0 | 0.0 |  | 0 | 0 |  | 0 | 0 | 0 | 0 |  |  | 0 | 0 | 0 |  | 0 | [5 empty] | 0 |  |  | 0 | [13 empty] | Nos | 1.0 | [10 empty] | Ringlus Electro Controls & Automation PVT LTD | [18 empty] | CGST - RNG | 9.0
[121 empty] | SGST - RNG | 9.0
| 160A AC1 110A AC3 3P AC Operated Power Contactor 75HP 59kW (1NO+1NC) A110-30-11 1SFL451001R8011 ABB | 160A AC1 110A AC3 3P AC Operated Power Contactor 75HP 59kW (1NO+1NC) A110-30-11 1SFL451001R8011 ABB | ABBCON | Nos |  | 160A AC1 110A AC3 3P AC Operated Power Contactor 75HP 59kW (1NO+1NC) A110-30-11 1SFL451001R8011 ABB |  | 0 | 0 | 1 | 1 | 1 | 0.0 | 0.0 | 0.0 | 0 |  |  | 0.0 | Electrical Components | 160A AC1 110A AC3 3P AC Operated Power Contactor 75HP 59kW (1NO+1NC) A110-30-11 1SFL451001R8011 ABB | 0 | 31-12-2099 | Material Transfer | Moving Average |  | 0.0 |  | 0 | 0 |  | 0 | 0 | 0 | 0 |  | 0 | Item Attribute | 1 | Nos | 0.0 | 0.0 | 0 | 0.0 | 0 | ABB | 1SFL451001R8011 | India |  |  | 0 | 0.0 |  | 0 | 0 |  | 0 | 0 | 0 | 0 |  |  | 0 | 0 | 0 |  | 0 | [5 empty] | 0 |  |  | 0 | [13 empty] | Nos | 1.0 | [10 empty] | Ringlus Electro Controls & Automation PVT LTD | [18 empty] | CGST - RNG | 9.0
[121 empty] | SGST - RNG | 9.0
| 250A AC1 145A AC3 3P AC Operated Power Contactor 100HP 75kW (1NO+1NC) A145-30-11 1SFL471001R8011 ABB | 250A AC1 145A AC3 3P AC Operated Power Contactor 100HP 75kW (1NO+1NC) A145-30-11 1SFL471001R8011 ABB | ABBCON | Nos |  | 250A AC1 145A AC3 3P AC Operated Power Contactor 100HP 75kW (1NO+1NC) A145-30-11 1SFL471001R8011 ABB |  | 0 | 0 | 1 | 1 | 1 | 0.0 | 0.0 | 0.0 | 0 |  |  | 0.0 | Electrical Components | 250A AC1 145A AC3 3P AC Operated Power Contactor 100HP 75kW (1NO+1NC) A145-30-11 1SFL471001R8011 ABB | 0 | 31-12-2099 | Material Transfer | Moving Average |  | 0.0 |  | 0 | 0 |  | 0 | 0 | 0 | 0 |  | 0 | Item Attribute | 1 | Nos | 0.0 | 0.0 | 0 | 0.0 | 0 | ABB | 1SFL471001R8011 | India |  |  | 0 | 0.0 |  | 0 | 0 |  | 0 | 0 | 0 | 0 |  |  | 0 | 0 | 0 |  | 0 | [5 empty] | 0 |  |  | 0 | [13 empty] | Nos | 1.0 | [10 empty] | Ringlus Electro Controls & Automation PVT LTD | [18 empty] | CGST - RNG | 9.0
[121 empty] | SGST - RNG | 9.0
| 275A AC1 185A AC3 3P AC Operated Power Contactor 115HP 90kW (1NO+1NC) A185-30-11 1SFL491001R8011 ABB | 275A AC1 185A AC3 3P AC Operated Power Contactor 115HP 90kW (1NO+1NC) A185-30-11 1SFL491001R8011 ABB | ABBCON | Nos |  | 275A AC1 185A AC3 3P AC Operated Power Contactor 115HP 90kW (1NO+1NC) A185-30-11 1SFL491001R8011 ABB |  | 0 | 0 | 1 | 1 | 1 | 0.0 | 0.0 | 0.0 | 0 |  |  | 0.0 | Electrical Components | 275A AC1 185A AC3 3P AC Operated Power Contactor 115HP 90kW (1NO+1NC) A185-30-11 1SFL491001R8011 ABB | 0 | 31-12-2099 | Material Transfer | Moving Average |  | 0.0 |  | 0 | 0 |  | 0 | 0 | 0 | 0 |  | 0 | Item Attribute | 1 | Nos | 0.0 | 0.0 | 0 | 0.0 | 0 | ABB | 1SFL491001R8011 | India |  |  | 0 | 0.0 |  | 0 | 0 |  | 0 | 0 | 0 | 0 |  |  | 0 | 0 | 0 |  | 0 | [5 empty] | 0 |  |  | 0 | [13 empty] | Nos | 1.0 | [10 empty] | Ringlus Electro Controls & Automation PVT LTD | [18 empty] | CGST - RNG | 9.0
[121 empty] | SGST - RNG | 9.0
| 350A AC1 205A AC3 3P AC Operated Power Contactor 150HP 110kW (1NO+1NC) AF205-30-11 1SFL527002R1311 ABB | 350A AC1 205A AC3 3P AC Operated Power Contactor 150HP 110kW (1NO+1NC) AF205-30-11 1SFL527002R1311 ABB | ABBCON | Nos |  | 350A AC1 205A AC3 3P AC Operated Power Contactor 150HP 110kW (1NO+1NC) AF205-30-11 1SFL527002R1311 ABB |  | 0 | 0 | 1 | 1 | 1 | 0.0 | 0.0 | 0.0 | 0 |  |  | 0.0 | Electrical Components | 350A AC1 205A AC3 3P AC Operated Power Contactor 150HP 110kW (1NO+1NC) AF205-30-11 1SFL527002R1311 ABB | 0 | 31-12-2099 | Material Transfer | Moving Average |  | 0.0 |  | 0 | 0 |  | 0 | 0 | 0 | 0 |  | 0 | Item Attribute | 1 | Nos | 0.0 | 0.0 | 0 | 0.0 | 0 | ABB | 1SFL527002R1311 | India |  |  | 0 | 0.0 |  | 0 | 0 |  | 0 | 0 | 0 | 0 |  |  | 0 | 0 | 0 |  | 0 | [5 empty] | 0 |  |  | 0 | [13 empty] | Nos | 1.0 | [10 empty] | Ringlus Electro Controls & Automation PVT LTD | [18 empty] | CGST - RNG | 9.0
[121 empty] | SGST - RNG | 9.0
| 400A AC1 265A AC3 3P AC Operated Power Contactor 175HP 140kW (1NO+1NC) AF265-30-11 1SFL547002R1311 ABB | 400A AC1 265A AC3 3P AC Operated Power Contactor 175HP 140kW (1NO+1NC) AF265-30-11 1SFL547002R1311 ABB | ABBCON | Nos |  | 400A AC1 265A AC3 3P AC Operated Power Contactor 175HP 140kW (1NO+1NC) AF265-30-11 1SFL547002R1311 ABB |  | 0 | 0 | 1 | 1 | 1 | 0.0 | 0.0 | 0.0 | 0 |  |  | 0.0 | Electrical Components | 400A AC1 265A AC3 3P AC Operated Power Contactor 175HP 140kW (1NO+1NC) AF265-30-11 1SFL547002R1311 ABB | 0 | 31-12-2099 | Material Transfer | Moving Average |  | 0.0 |  | 0 | 0 |  | 0 | 0 | 0 | 0 |  | 0 | Item Attribute | 1 | Nos | 0.0 | 0.0 | 0 | 0.0 | 0 | ABB | 1SFL547002R1311 | India |  |  | 0 | 0.0 |  | 0 | 0 |  | 0 | 0 | 0 | 0 |  |  | 0 | 0 | 0 |  | 0 | [5 empty] | 0 |  |  | 0 | [13 empty] | Nos | 1.0 | [10 empty] | Ringlus Electro Controls & Automation PVT LTD | [18 empty] | CGST - RNG | 9.0
[121 empty] | SGST - RNG | 9.0
| 500A AC1 305A AC3 3P AC Operated Power Contactor 215HP 160kW (1NO+1NC) AF305-30-11 1SFL587002R1311 ABB | 500A AC1 305A AC3 3P AC Operated Power Contactor 215HP 160kW (1NO+1NC) AF305-30-11 1SFL587002R1311 ABB | ABBCON | Nos |  | 500A AC1 305A AC3 3P AC Operated Power Contactor 215HP 160kW (1NO+1NC) AF305-30-11 1SFL587002R1311 ABB |  | 0 | 0 | 1 | 1 | 1 | 0.0 | 0.0 | 0.0 | 0 |  |  | 0.0 | Electrical Components | 500A AC1 305A AC3 3P AC Operated Power Contactor 215HP 160kW (1NO+1NC) AF305-30-11 1SFL587002R1311 ABB | 0 | 31-12-2099 | Material Transfer | Moving Average |  | 0.0 |  | 0 | 0 |  | 0 | 0 | 0 | 0 |  | 0 | Item Attribute | 1 | Nos | 0.0 | 0.0 | 0 | 0.0 | 0 | ABB | 1SFL587002R1311 | India |  |  | 0 | 0.0 |  | 0 | 0 |  | 0 | 0 | 0 | 0 |  |  | 0 | 0 | 0 |  | 0 | [5 empty] | 0 |  |  | 0 | [13 empty] | Nos | 1.0 | [10 empty] | Ringlus Electro Controls & Automation PVT LTD | [18 empty] | CGST - RNG | 9.0
[121 empty] | SGST - RNG | 9.0
| 600A AC1 370A AC3 3P AC Operated Power Contactor 270HP 200kW (1NO+1NC) AF370-30-11 1SFL607002R1311 ABB | 600A AC1 370A AC3 3P AC Operated Power Contactor 270HP 200kW (1NO+1NC) AF370-30-11 1SFL607002R1311 ABB | ABBCON | Nos |  | 600A AC1 370A AC3 3P AC Operated Power Contactor 270HP 200kW (1NO+1NC) AF370-30-11 1SFL607002R1311 ABB |  | 0 | 0 | 1 | 1 | 1 | 0.0 | 0.0 | 0.0 | 0 |  |  | 0.0 | Electrical Components | 600A AC1 370A AC3 3P AC Operated Power Contactor 270HP 200kW (1NO+1NC) AF370-30-11 1SFL607002R1311 ABB | 0 | 31-12-2099 | Material Transfer | Moving Average |  | 0.0 |  | 0 | 0 |  | 0 | 0 | 0 | 0 |  | 0 | Item Attribute | 1 | Nos | 0.0 | 0.0 | 0 | 0.0 | 0 | ABB | 1SFL607002R1311 | India |  |  | 0 | 0.0 |  | 0 | 0 |  | 0 | 0 | 0 | 0 |  |  | 0 | 0 | 0 |  | 0 | [5 empty] | 0 |  |  | 0 | [13 empty] | Nos | 1.0 | [10 empty] | Ringlus Electro Controls & Automation PVT LTD | [18 empty] | CGST - RNG | 9.0
[121 empty] | SGST - RNG | 9.0
| 600A AC1 400A AC3 3P AC Operated Power Contactor 300HP 220kW (1NO+1NC) AF400-30-11 1SFL577001R7011 ABB | 600A AC1 400A AC3 3P AC Operated Power Contactor 300HP 220kW (1NO+1NC) AF400-30-11 1SFL577001R7011 ABB | ABBCON | Nos |  | 600A AC1 400A AC3 3P AC Operated Power Contactor 300HP 220kW (1NO+1NC) AF400-30-11 1SFL577001R7011 ABB |  | 0 | 0 | 1 | 1 | 1 | 0.0 | 0.0 | 0.0 | 0 |  |  | 0.0 | Electrical Components | 600A AC1 400A AC3 3P AC Operated Power Contactor 300HP 220kW (1NO+1NC) AF400-30-11 1SFL577001R7011 ABB | 0 | 31-12-2099 | Material Transfer | Moving Average |  | 0.0 |  | 0 | 0 |  | 0 | 0 | 0 | 0 |  | 0 | Item Attribute | 1 | Nos | 0.0 | 0.0 | 0 | 0.0 | 0 | ABB | 1SFL577001R7011 | India |  |  | 0 | 0.0 |  | 0 | 0 |  | 0 | 0 | 0 | 0 |  |  | 0 | 0 | 0 |  | 0 | [5 empty] | 0 |  |  | 0 | [13 empty] | Nos | 1.0 | [10 empty] | Ringlus Electro Controls & Automation PVT LTD | [18 empty] | CGST - RNG | 9.0
[121 empty] | SGST - RNG | 9.0
| 700A AC1 460A AC3 3P AC Operated Power Contactor 340HP 250kW (1NO+1NC) AF460-30-11 1SFL597001R7011 ABB | 700A AC1 460A AC3 3P AC Operated Power Contactor 340HP 250kW (1NO+1NC) AF460-30-11 1SFL597001R7011 ABB | ABBCON | Nos |  | 700A AC1 460A AC3 3P AC Operated Power Contactor 340HP 250kW (1NO+1NC) AF460-30-11 1SFL597001R7011 ABB |  | 0 | 0 | 1 | 1 | 1 | 0.0 | 0.0 | 0.0 | 0 |  |  | 0.0 | Electrical Components | 700A AC1 460A AC3 3P AC Operated Power Contactor 340HP 250kW (1NO+1NC) AF460-30-11 1SFL597001R7011 ABB | 0 | 31-12-2099 | Material Transfer | Moving Average |  | 0.0 |  | 0 | 0 |  | 0 | 0 | 0 | 0 |  | 0 | Item Attribute | 1 | Nos | 0.0 | 0.0 | 0 | 0.0 | 0 | ABB | 1SFL597001R7011 | India |  |  | 0 | 0.0 |  | 0 | 0 |  | 0 | 0 | 0 | 0 |  |  | 0 | 0 | 0 |  | 0 | [5 empty] | 0 |  |  | 0 | [13 empty] | Nos | 1.0 | [10 empty] | Ringlus Electro Controls & Automation PVT LTD | [18 empty] | CGST - RNG | 9.0
[121 empty] | SGST - RNG | 9.0
| 800A AC1 580A AC3 3P AC Operated Power Contactor 470HP 355kW (1NO+1NC) AF580-30-11 1SFL617001R7011 ABB | 800A AC1 580A AC3 3P AC Operated Power Contactor 470HP 355kW (1NO+1NC) AF580-30-11 1SFL617001R7011 ABB | ABBCON | Nos |  | 800A AC1 580A AC3 3P AC Operated Power Contactor 470HP 355kW (1NO+1NC) AF580-30-11 1SFL617001R7011 ABB |  | 0 | 0 | 1 | 1 | 1 | 0.0 | 0.0 | 0.0 | 0 |  |  | 0.0 | Electrical Components | 800A AC1 580A AC3 3P AC Operated Power Contactor 470HP 355kW (1NO+1NC) AF580-30-11 1SFL617001R7011 ABB | 0 | 31-12-2099 | Material Transfer | Moving Average |  | 0.0 |  | 0 | 0 |  | 0 | 0 | 0 | 0 |  | 0 | Item Attribute | 1 | Nos | 0.0 | 0.0 | 0 | 0.0 | 0 | ABB | 1SFL617001R7011 | India |  |  | 0 | 0.0 |  | 0 | 0 |  | 0 | 0 | 0 | 0 |  |  | 0 | 0 | 0 |  | 0 | [5 empty] | 0 |  |  | 0 | [13 empty] | Nos | 1.0 | [10 empty] | Ringlus Electro Controls & Automation PVT LTD | [18 empty] | CGST - RNG | 9.0
[121 empty] | SGST - RNG | 9.0
| 1050A AC1 750A AC3 3P AC Operated Power Contactor 570HP 425kW (1NO+1NC) AF750-30-11 1SFL637001R7011 ABB | 1050A AC1 750A AC3 3P AC Operated Power Contactor 570HP 425kW (1NO+1NC) AF750-30-11 1SFL637001R7011 ABB | ABBCON | Nos |  | 1050A AC1 750A AC3 3P AC Operated Power Contactor 570HP 425kW (1NO+1NC) AF750-30-11 1SFL637001R7011 ABB |  | 0 | 0 | 1 | 1 | 1 | 0.0 | 0.0 | 0.0 | 0 |  |  | 0.0 | Electrical Components | 1050A AC1 750A AC3 3P AC Operated Power Contactor 570HP 425kW (1NO+1NC) AF750-30-11 1SFL637001R7011 ABB | 0 | 31-12-2099 | Material Transfer | Moving Average |  | 0.0 |  | 0 | 0 |  | 0 | 0 | 0 | 0 |  | 0 | Item Attribute | 1 | Nos | 0.0 | 0.0 | 0 | 0.0 | 0 | ABB | 1SFL637001R7011 | India |  |  | 0 | 0.0 |  | 0 | 0 |  | 0 | 0 | 0 | 0 |  |  | 0 | 0 | 0 |  | 0 | [5 empty] | 0 |  |  | 0 | [13 empty] | Nos | 1.0 | [10 empty] | Ringlus Electro Controls & Automation PVT LTD | [18 empty] | CGST - RNG | 9.0
[121 empty] | SGST - RNG | 9.0
| 25A AC1 4P AC Operated Power Contactor 4NO AF09-40-00-13 1SBL137201R1300 ABB | 25A AC1 4P AC Operated Power Contactor 4NO AF09-40-00-13 1SBL137201R1300 ABB | ABBCON | Nos |  | 25A AC1 4P AC Operated Power Contactor 4NO AF09-40-00-13 1SBL137201R1300 ABB |  | 0 | 0 | 1 | 1 | 1 | 0.0 | 0.0 | 0.0 | 0 |  |  | 0.0 | Electrical Components | 25A AC1 4P AC Operated Power Contactor 4NO AF09-40-00-13 1SBL137201R1300 ABB | 0 | 31-12-2099 | Material Transfer | Moving Average |  | 0.0 |  | 0 | 0 |  | 0 | 0 | 0 | 0 |  | 0 | Item Attribute | 1 | Nos | 0.0 | 0.0 | 0 | 0.0 | 0 | ABB | 1SBL137201R1300 | India |  |  | 0 | 0.0 |  | 0 | 0 |  | 0 | 0 | 0 | 0 |  |  | 0 | 0 | 0 |  | 0 | [5 empty] | 0 |  |  | 0 | [13 empty] | Nos | 1.0 | [10 empty] | Ringlus Electro Controls & Automation PVT LTD | [18 empty] | CGST - RNG | 9.0
[121 empty] | SGST - RNG | 9.0
| 25A AC1 4P AC Operated Power Contactor 2NO+2NC AF09-22-00-13 1SBL137501R1300 ABB | 25A AC1 4P AC Operated Power Contactor 2NO+2NC AF09-22-00-13 1SBL137501R1300 ABB | ABBCON | Nos |  | 25A AC1 4P AC Operated Power Contactor 2NO+2NC AF09-22-00-13 1SBL137501R1300 ABB |  | 0 | 0 | 1 | 1 | 1 | 0.0 | 0.0 | 0.0 | 0 |  |  | 0.0 | Electrical Components | 25A AC1 4P AC Operated Power Contactor 2NO+2NC AF09-22-00-13 1SBL137501R1300 ABB | 0 | 31-12-2099 | Material Transfer | Moving Average |  | 0.0 |  | 0 | 0 |  | 0 | 0 | 0 | 0 |  | 0 | Item Attribute | 1 | Nos | 0.0 | 0.0 | 0 | 0.0 | 0 | ABB | 1SBL137501R1300 | India |  |  | 0 | 0.0 |  | 0 | 0 |  | 0 | 0 | 0 | 0 |  |  | 0 | 0 | 0 |  | 0 | [5 empty] | 0 |  |  | 0 | [13 empty] | Nos | 1.0 | [10 empty] | Ringlus Electro Controls & Automation PVT LTD | [18 empty] | CGST - RNG | 9.0
[121 empty] | SGST - RNG | 9.0
| 30A AC1 4P AC Operated Power Contactor 4NO AF16-40-00-13 1SBL177201R1300 ABB | 30A AC1 4P AC Operated Power Contactor 4NO AF16-40-00-13 1SBL177201R1300 ABB | ABBCON | Nos |  | 30A AC1 4P AC Operated Power Contactor 4NO AF16-40-00-13 1SBL177201R1300 ABB |  | 0 | 0 | 1 | 1 | 1 | 0.0 | 0.0 | 0.0 | 0 |  |  | 0.0 | Electrical Components | 30A AC1 4P AC Operated Power Contactor 4NO AF16-40-00-13 1SBL177201R1300 ABB | 0 | 31-12-2099 | Material Transfer | Moving Average |  | 0.0 |  | 0 | 0 |  | 0 | 0 | 0 | 0 |  | 0 | Item Attribute | 1 | Nos | 0.0 | 0.0 | 0 | 0.0 | 0 | ABB | 1SBL177201R1300 | India |  |  | 0 | 0.0 |  | 0 | 0 |  | 0 | 0 | 0 | 0 |  |  | 0 | 0 | 0 |  | 0 | [5 empty] | 0 |  |  | 0 | [13 empty] | Nos | 1.0 | [10 empty] | Ringlus Electro Controls & Automation PVT LTD | [18 empty] | CGST - RNG | 9.0
[121 empty] | SGST - RNG | 9.0
| 30A AC1 4P AC Operated Power Contactor 2NO+2NC AF16-22-00-13 1SBL177501R1300 ABB | 30A AC1 4P AC Operated Power Contactor 2NO+2NC AF16-22-00-13 1SBL177501R1300 ABB | ABBCON | Nos |  | 30A AC1 4P AC Operated Power Contactor 2NO+2NC AF16-22-00-13 1SBL177501R1300 ABB |  | 0 | 0 | 1 | 1 | 1 | 0.0 | 0.0 | 0.0 | 0 |  |  | 0.0 | Electrical Components | 30A AC1 4P AC Operated Power Contactor 2NO+2NC AF16-22-00-13 1SBL177501R1300 ABB | 0 | 31-12-2099 | Material Transfer | Moving Average |  | 0.0 |  | 0 | 0 |  | 0 | 0 | 0 | 0 |  | 0 | Item Attribute | 1 | Nos | 0.0 | 0.0 | 0 | 0.0 | 0 | ABB | 1SBL177501R1300 | India |  |  | 0 | 0.0 |  | 0 | 0 |  | 0 | 0 | 0 | 0 |  |  | 0 | 0 | 0 |  | 0 | [5 empty] | 0 |  |  | 0 | [13 empty] | Nos | 1.0 | [10 empty] | Ringlus Electro Controls & Automation PVT LTD | [18 empty] | CGST - RNG | 9.0
[121 empty] | SGST - RNG | 9.0
| 45A AC1 4P AC Operated Power Contactor 4NO AF26-40-00-13 1SBL237201R1300 ABB | 45A AC1 4P AC Operated Power Contactor 4NO AF26-40-00-13 1SBL237201R1300 ABB | ABBCON | Nos |  | 45A AC1 4P AC Operated Power Contactor 4NO AF26-40-00-13 1SBL237201R1300 ABB |  | 0 | 0 | 1 | 1 | 1 | 0.0 | 0.0 | 0.0 | 0 |  |  | 0.0 | Electrical Components | 45A AC1 4P AC Operated Power Contactor 4NO AF26-40-00-13 1SBL237201R1300 ABB | 0 | 31-12-2099 | Material Transfer | Moving Average |  | 0.0 |  | 0 | 0 |  | 0 | 0 | 0 | 0 |  | 0 | Item Attribute | 1 | Nos | 0.0 | 0.0 | 0 | 0.0 | 0 | ABB | 1SBL237201R1300 | India |  |  | 0 | 0.0 |  | 0 | 0 |  | 0 | 0 | 0 | 0 |  |  | 0 | 0 | 0 |  | 0 | [5 empty] | 0 |  |  | 0 | [13 empty] | Nos | 1.0 | [10 empty] | Ringlus Electro Controls & Automation PVT LTD | [18 empty] | CGST - RNG | 9.0
[121 empty] | SGST - RNG | 9.0
| 45A AC1 4P AC Operated Power Contactor 2NO+2NC AF26-22-00-13 1SBL237501R1300 ABB | 45A AC1 4P AC Operated Power Contactor 2NO+2NC AF26-22-00-13 1SBL237501R1300 ABB | ABBCON | Nos |  | 45A AC1 4P AC Operated Power Contactor 2NO+2NC AF26-22-00-13 1SBL237501R1300 ABB |  | 0 | 0 | 1 | 1 | 1 | 0.0 | 0.0 | 0.0 | 0 |  |  | 0.0 | Electrical Components | 45A AC1 4P AC Operated Power Contactor 2NO+2NC AF26-22-00-13 1SBL237501R1300 ABB | 0 | 31-12-2099 | Material Transfer | Moving Average |  | 0.0 |  | 0 | 0 |  | 0 | 0 | 0 | 0 |  | 0 | Item Attribute | 1 | Nos | 0.0 | 0.0 | 0 | 0.0 | 0 | ABB | 1SBL237501R1300 | India |  |  | 0 | 0.0 |  | 0 | 0 |  | 0 | 0 | 0 | 0 |  |  | 0 | 0 | 0 |  | 0 | [5 empty] | 0 |  |  | 0 | [13 empty] | Nos | 1.0 | [10 empty] | Ringlus Electro Controls & Automation PVT LTD | [18 empty] | CGST - RNG | 9.0
[121 empty] | SGST - RNG | 9.0
| 55A AC1 4P AC Operated Power Contactor 4NO AF38-40-00-13 1SBL297201R1300 ABB | 55A AC1 4P AC Operated Power Contactor 4NO AF38-40-00-13 1SBL297201R1300 ABB | ABBCON | Nos |  | 55A AC1 4P AC Operated Power Contactor 4NO AF38-40-00-13 1SBL297201R1300 ABB |  | 0 | 0 | 1 | 1 | 1 | 0.0 | 0.0 | 0.0 | 0 |  |  | 0.0 | Electrical Components | 55A AC1 4P AC Operated Power Contactor 4NO AF38-40-00-13 1SBL297201R1300 ABB | 0 | 31-12-2099 | Material Transfer | Moving Average |  | 0.0 |  | 0 | 0 |  | 0 | 0 | 0 | 0 |  | 0 | Item Attribute | 1 | Nos | 0.0 | 0.0 | 0 | 0.0 | 0 | ABB | 1SBL297201R1300 | India |  |  | 0 | 0.0 |  | 0 | 0 |  | 0 | 0 | 0 | 0 |  |  | 0 | 0 | 0 |  | 0 | [5 empty] | 0 |  |  | 0 | [13 empty] | Nos | 1.0 | [10 empty] | Ringlus Electro Controls & Automation PVT LTD | [18 empty] | CGST - RNG | 9.0
[121 empty] | SGST - RNG | 9.0
| 55A AC1 4P AC Operated Power Contactor 2NO+2NC AF38-22-00-13 1SBL297501R1300 ABB | 55A AC1 4P AC Operated Power Contactor 2NO+2NC AF38-22-00-13 1SBL297501R1300 ABB | ABBCON | Nos |  | 55A AC1 4P AC Operated Power Contactor 2NO+2NC AF38-22-00-13 1SBL297501R1300 ABB |  | 0 | 0 | 1 | 1 | 1 | 0.0 | 0.0 | 0.0 | 0 |  |  | 0.0 | Electrical Components | 55A AC1 4P AC Operated Power Contactor 2NO+2NC AF38-22-00-13 1SBL297501R1300 ABB | 0 | 31-12-2099 | Material Transfer | Moving Average |  | 0.0 |  | 0 | 0 |  | 0 | 0 | 0 | 0 |  | 0 | Item Attribute | 1 | Nos | 0.0 | 0.0 | 0 | 0.0 | 0 | ABB | 1SBL297501R1300 | India |  |  | 0 | 0.0 |  | 0 | 0 |  | 0 | 0 | 0 | 0 |  |  | 0 | 0 | 0 |  | 0 | [5 empty] | 0 |  |  | 0 | [13 empty] | Nos | 1.0 | [10 empty] | Ringlus Electro Controls & Automation PVT LTD | [18 empty] | CGST - RNG | 9.0
[121 empty] | SGST - RNG | 9.0
| 70A AC1 4P AC Operated Power Contactor 4NO AF40-40-00-13 1SBL347201R1300 ABB | 70A AC1 4P AC Operated Power Contactor 4NO AF40-40-00-13 1SBL347201R1300 ABB | ABBCON | Nos |  | 70A AC1 4P AC Operated Power Contactor 4NO AF40-40-00-13 1SBL347201R1300 ABB |  | 0 | 0 | 1 | 1 | 1 | 0.0 | 0.0 | 0.0 | 0 |  |  | 0.0 | Electrical Components | 70A AC1 4P AC Operated Power Contactor 4NO AF40-40-00-13 1SBL347201R1300 ABB | 0 | 31-12-2099 | Material Transfer | Moving Average |  | 0.0 |  | 0 | 0 |  | 0 | 0 | 0 | 0 |  | 0 | Item Attribute | 1 | Nos | 0.0 | 0.0 | 0 | 0.0 | 0 | ABB | 1SBL347201R1300 | India |  |  | 0 | 0.0 |  | 0 | 0 |  | 0 | 0 | 0 | 0 |  |  | 0 | 0 | 0 |  | 0 | [5 empty] | 0 |  |  | 0 | [13 empty] | Nos | 1.0 | [10 empty] | Ringlus Electro Controls & Automation PVT LTD | [18 empty] | CGST - RNG | 9.0
[121 empty] | SGST - RNG | 9.0
| 70A AC1 4P AC Operated Power Contactor 2NO+2NC AF40-22-00-13 1SBL347501R1300 ABB | 70A AC1 4P AC Operated Power Contactor 2NO+2NC AF40-22-00-13 1SBL347501R1300 ABB | ABBCON | Nos |  | 70A AC1 4P AC Operated Power Contactor 2NO+2NC AF40-22-00-13 1SBL347501R1300 ABB |  | 0 | 0 | 1 | 1 | 1 | 0.0 | 0.0 | 0.0 | 0 |  |  | 0.0 | Electrical Components | 70A AC1 4P AC Operated Power Contactor 2NO+2NC AF40-22-00-13 1SBL347501R1300 ABB | 0 | 31-12-2099 | Material Transfer | Moving Average |  | 0.0 |  | 0 | 0 |  | 0 | 0 | 0 | 0 |  | 0 | Item Attribute | 1 | Nos | 0.0 | 0.0 | 0 | 0.0 | 0 | ABB | 1SBL347501R1300 | India |  |  | 0 | 0.0 |  | 0 | 0 |  | 0 | 0 | 0 | 0 |  |  | 0 | 0 | 0 |  | 0 | [5 empty] | 0 |  |  | 0 | [13 empty] | Nos | 1.0 | [10 empty] | Ringlus Electro Controls & Automation PVT LTD | [18 empty] | CGST - RNG | 9.0
[121 empty] | SGST - RNG | 9.0
| 100A AC1 4P AC Operated Power Contactor 4NO AF52-40-00-13 1SBL367201R1300 ABB | 100A AC1 4P AC Operated Power Contactor 4NO AF52-40-00-13 1SBL367201R1300 ABB | ABBCON | Nos |  | 100A AC1 4P AC Operated Power Contactor 4NO AF52-40-00-13 1SBL367201R1300 ABB |  | 0 | 0 | 1 | 1 | 1 | 0.0 | 0.0 | 0.0 | 0 |  |  | 0.0 | Electrical Components | 100A AC1 4P AC Operated Power Contactor 4NO AF52-40-00-13 1SBL367201R1300 ABB | 0 | 31-12-2099 | Material Transfer | Moving Average |  | 0.0 |  | 0 | 0 |  | 0 | 0 | 0 | 0 |  | 0 | Item Attribute | 1 | Nos | 0.0 | 0.0 | 0 | 0.0 | 0 | ABB | 1SBL367201R1300 | India |  |  | 0 | 0.0 |  | 0 | 0 |  | 0 | 0 | 0 | 0 |  |  | 0 | 0 | 0 |  | 0 | [5 empty] | 0 |  |  | 0 | [13 empty] | Nos | 1.0 | [10 empty] | Ringlus Electro Controls & Automation PVT LTD | [18 empty] | CGST - RNG | 9.0
[121 empty] | SGST - RNG | 9.0
| 125A AC1 4P AC Operated Power Contactor 4NO AF80-40-00-13 1SBL397201R1300 ABB | 125A AC1 4P AC Operated Power Contactor 4NO AF80-40-00-13 1SBL397201R1300 ABB | ABBCON | Nos |  | 125A AC1 4P AC Operated Power Contactor 4NO AF80-40-00-13 1SBL397201R1300 ABB |  | 0 | 0 | 1 | 1 | 1 | 0.0 | 0.0 | 0.0 | 0 |  |  | 0.0 | Electrical Components | 125A AC1 4P AC Operated Power Contactor 4NO AF80-40-00-13 1SBL397201R1300 ABB | 0 | 31-12-2099 | Material Transfer | Moving Average |  | 0.0 |  | 0 | 0 |  | 0 | 0 | 0 | 0 |  | 0 | Item Attribute | 1 | Nos | 0.0 | 0.0 | 0 | 0.0 | 0 | ABB | 1SBL397201R1300 | India |  |  | 0 | 0.0 |  | 0 | 0 |  | 0 | 0 | 0 | 0 |  |  | 0 | 0 | 0 |  | 0 | [5 empty] | 0 |  |  | 0 | [13 empty] | Nos | 1.0 | [10 empty] | Ringlus Electro Controls & Automation PVT LTD | [18 empty] | CGST - RNG | 9.0
[121 empty] | SGST - RNG | 9.0
| 125A AC1 4P AC Operated Power Contactor 2NO+2NC AF80-22-00-13 1SBL397501R1300 ABB | 125A AC1 4P AC Operated Power Contactor 2NO+2NC AF80-22-00-13 1SBL397501R1300 ABB | ABBCON | Nos |  | 125A AC1 4P AC Operated Power Contactor 2NO+2NC AF80-22-00-13 1SBL397501R1300 ABB |  | 0 | 0 | 1 | 1 | 1 | 0.0 | 0.0 | 0.0 | 0 |  |  | 0.0 | Electrical Components | 125A AC1 4P AC Operated Power Contactor 2NO+2NC AF80-22-00-13 1SBL397501R1300 ABB | 0 | 31-12-2099 | Material Transfer | Moving Average |  | 0.0 |  | 0 | 0 |  | 0 | 0 | 0 | 0 |  | 0 | Item Attribute | 1 | Nos | 0.0 | 0.0 | 0 | 0.0 | 0 | ABB | 1SBL397501R1300 | India |  |  | 0 | 0.0 |  | 0 | 0 |  | 0 | 0 | 0 | 0 |  |  | 0 | 0 | 0 |  | 0 | [5 empty] | 0 |  |  | 0 | [13 empty] | Nos | 1.0 | [10 empty] | Ringlus Electro Controls & Automation PVT LTD | [18 empty] | CGST - RNG | 9.0
[121 empty] | SGST - RNG | 9.0
| 160A AC1 4P AC Operated Power Contactor 4NO AF116-40-00-13 1SFL427102R1300 ABB | 160A AC1 4P AC Operated Power Contactor 4NO AF116-40-00-13 1SFL427102R1300 ABB | ABBCON | Nos |  | 160A AC1 4P AC Operated Power Contactor 4NO AF116-40-00-13 1SFL427102R1300 ABB |  | 0 | 0 | 1 | 1 | 1 | 0.0 | 0.0 | 0.0 | 0 |  |  | 0.0 | Electrical Components | 160A AC1 4P AC Operated Power Contactor 4NO AF116-40-00-13 1SFL427102R1300 ABB | 0 | 31-12-2099 | Material Transfer | Moving Average |  | 0.0 |  | 0 | 0 |  | 0 | 0 | 0 | 0 |  | 0 | Item Attribute | 1 | Nos | 0.0 | 0.0 | 0 | 0.0 | 0 | ABB | 1SFL427102R1300 | India |  |  | 0 | 0.0 |  | 0 | 0 |  | 0 | 0 | 0 | 0 |  |  | 0 | 0 | 0 |  | 0 | [5 empty] | 0 |  |  | 0 | [13 empty] | Nos | 1.0 | [10 empty] | Ringlus Electro Controls & Automation PVT LTD | [18 empty] | CGST - RNG | 9.0
[121 empty] | SGST - RNG | 9.0
| 200A AC1 4P AC Operated Power Contactor 4NO AF140-40-00-13 1SFL447102R1300 ABB | 200A AC1 4P AC Operated Power Contactor 4NO AF140-40-00-13 1SFL447102R1300 ABB | ABBCON | Nos |  | 200A AC1 4P AC Operated Power Contactor 4NO AF140-40-00-13 1SFL447102R1300 ABB |  | 0 | 0 | 1 | 1 | 1 | 0.0 | 0.0 | 0.0 | 0 |  |  | 0.0 | Electrical Components | 200A AC1 4P AC Operated Power Contactor 4NO AF140-40-00-13 1SFL447102R1300 ABB | 0 | 31-12-2099 | Material Transfer | Moving Average |  | 0.0 |  | 0 | 0 |  | 0 | 0 | 0 | 0 |  | 0 | Item Attribute | 1 | Nos | 0.0 | 0.0 | 0 | 0.0 | 0 | ABB | 1SFL447102R1300 | India |  |  | 0 | 0.0 |  | 0 | 0 |  | 0 | 0 | 0 | 0 |  |  | 0 | 0 | 0 |  | 0 | [5 empty] | 0 |  |  | 0 | [13 empty] | Nos | 1.0 | [10 empty] | Ringlus Electro Controls & Automation PVT LTD | [18 empty] | CGST - RNG | 9.0
[121 empty] | SGST - RNG | 9.0
| 275A AC1 4P AC Operated Power Contactor 4NO AF190-40-00-13 1SFL487102R1300 ABB | 275A AC1 4P AC Operated Power Contactor 4NO AF190-40-00-13 1SFL487102R1300 ABB | ABBCON | Nos |  | 275A AC1 4P AC Operated Power Contactor 4NO AF190-40-00-13 1SFL487102R1300 ABB |  | 0 | 0 | 1 | 1 | 1 | 0.0 | 0.0 | 0.0 | 0 |  |  | 0.0 | Electrical Components | 275A AC1 4P AC Operated Power Contactor 4NO AF190-40-00-13 1SFL487102R1300 ABB | 0 | 31-12-2099 | Material Transfer | Moving Average |  | 0.0 |  | 0 | 0 |  | 0 | 0 | 0 | 0 |  | 0 | Item Attribute | 1 | Nos | 0.0 | 0.0 | 0 | 0.0 | 0 | ABB | 1SFL487102R1300 | India |  |  | 0 | 0.0 |  | 0 | 0 |  | 0 | 0 | 0 | 0 |  |  | 0 | 0 | 0 |  | 0 | [5 empty] | 0 |  |  | 0 | [13 empty] | Nos | 1.0 | [10 empty] | Ringlus Electro Controls & Automation PVT LTD | [18 empty] | CGST - RNG | 9.0
[121 empty] | SGST - RNG | 9.0
| 350A AC1 4P AC Operated Power Contactor 4NO AF205-40-00-13 1SFL527102R1300 ABB | 350A AC1 4P AC Operated Power Contactor 4NO AF205-40-00-13 1SFL527102R1300 ABB | ABBCON | Nos |  | 350A AC1 4P AC Operated Power Contactor 4NO AF205-40-00-13 1SFL527102R1300 ABB |  | 0 | 0 | 1 | 1 | 1 | 0.0 | 0.0 | 0.0 | 0 |  |  | 0.0 | Electrical Components | 350A AC1 4P AC Operated Power Contactor 4NO AF205-40-00-13 1SFL527102R1300 ABB | 0 | 31-12-2099 | Material Transfer | Moving Average |  | 0.0 |  | 0 | 0 |  | 0 | 0 | 0 | 0 |  | 0 | Item Attribute | 1 | Nos | 0.0 | 0.0 | 0 | 0.0 | 0 | ABB | 1SFL527102R1300 | India |  |  | 0 | 0.0 |  | 0 | 0 |  | 0 | 0 | 0 | 0 |  |  | 0 | 0 | 0 |  | 0 | [5 empty] | 0 |  |  | 0 | [13 empty] | Nos | 1.0 | [10 empty] | Ringlus Electro Controls & Automation PVT LTD | [18 empty] | CGST - RNG | 9.0
[121 empty] | SGST - RNG | 9.0
| 400A AC1 4P AC Operated Power Contactor 4NO AF265-40-00-13 1SFL547102R1300 ABB | 400A AC1 4P AC Operated Power Contactor 4NO AF265-40-00-13 1SFL547102R1300 ABB | ABBCON | Nos |  | 400A AC1 4P AC Operated Power Contactor 4NO AF265-40-00-13 1SFL547102R1300 ABB |  | 0 | 0 | 1 | 1 | 1 | 0.0 | 0.0 | 0.0 | 0 |  |  | 0.0 | Electrical Components | 400A AC1 4P AC Operated Power Contactor 4NO AF265-40-00-13 1SFL547102R1300 ABB | 0 | 31-12-2099 | Material Transfer | Moving Average |  | 0.0 |  | 0 | 0 |  | 0 | 0 | 0 | 0 |  | 0 | Item Attribute | 1 | Nos | 0.0 | 0.0 | 0 | 0.0 | 0 | ABB | 1SFL547102R1300 | India |  |  | 0 | 0.0 |  | 0 | 0 |  | 0 | 0 | 0 | 0 |  |  | 0 | 0 | 0 |  | 0 | [5 empty] | 0 |  |  | 0 | [13 empty] | Nos | 1.0 | [10 empty] | Ringlus Electro Controls & Automation PVT LTD | [18 empty] | CGST - RNG | 9.0
[121 empty] | SGST - RNG | 9.0
| 500A AC1 4P AC Operated Power Contactor 4NO AF305-40-00-13 1SFL587102R1300 ABB | 500A AC1 4P AC Operated Power Contactor 4NO AF305-40-00-13 1SFL587102R1300 ABB | ABBCON | Nos |  | 500A AC1 4P AC Operated Power Contactor 4NO AF305-40-00-13 1SFL587102R1300 ABB |  | 0 | 0 | 1 | 1 | 1 | 0.0 | 0.0 | 0.0 | 0 |  |  | 0.0 | Electrical Components | 500A AC1 4P AC Operated Power Contactor 4NO AF305-40-00-13 1SFL587102R1300 ABB | 0 | 31-12-2099 | Material Transfer | Moving Average |  | 0.0 |  | 0 | 0 |  | 0 | 0 | 0 | 0 |  | 0 | Item Attribute | 1 | Nos | 0.0 | 0.0 | 0 | 0.0 | 0 | ABB | 1SFL587102R1300 | India |  |  | 0 | 0.0 |  | 0 | 0 |  | 0 | 0 | 0 | 0 |  |  | 0 | 0 | 0 |  | 0 | [5 empty] | 0 |  |  | 0 | [13 empty] | Nos | 1.0 | [10 empty] | Ringlus Electro Controls & Automation PVT LTD | [18 empty] | CGST - RNG | 9.0
[121 empty] | SGST - RNG | 9.0
| 525A AC1 4P AC Operated Power Contactor 4NO AF370-40-00-13 1SFL607102R1300 ABB | 525A AC1 4P AC Operated Power Contactor 4NO AF370-40-00-13 1SFL607102R1300 ABB | ABBCON | Nos |  | 525A AC1 4P AC Operated Power Contactor 4NO AF370-40-00-13 1SFL607102R1300 ABB |  | 0 | 0 | 1 | 1 | 1 | 0.0 | 0.0 | 0.0 | 0 |  |  | 0.0 | Electrical Components | 525A AC1 4P AC Operated Power Contactor 4NO AF370-40-00-13 1SFL607102R1300 ABB | 0 | 31-12-2099 | Material Transfer | Moving Average |  | 0.0 |  | 0 | 0 |  | 0 | 0 | 0 | 0 |  | 0 | Item Attribute | 1 | Nos | 0.0 | 0.0 | 0 | 0.0 | 0 | ABB | 1SFL607102R1300 | India |  |  | 0 | 0.0 |  | 0 | 0 |  | 0 | 0 | 0 | 0 |  |  | 0 | 0 | 0 |  | 0 | [5 empty] | 0 |  |  | 0 | [13 empty] | Nos | 1.0 | [10 empty] | Ringlus Electro Controls & Automation PVT LTD | [18 empty] | CGST - RNG | 9.0
[121 empty] | SGST - RNG | 9.0
| 0.1-0.16A Thermal overload relays A9-A40,AX9...AX32,AL9..AL40,TAL9-TAL40 TA25DU 0.16M 1SAZ211201R2005 ABB | 0.1-0.16A Thermal overload relays A9-A40,AX9...AX32,AL9..AL40,TAL9-TAL40 TA25DU 0.16M 1SAZ211201R2005 ABB | ABBRELAY | Nos |  | 0.1-0.16A Thermal overload relays A9-A40,AX9...AX32,AL9..AL40,TAL9-TAL40 TA25DU 0.16M 1SAZ211201R2005 ABB |  | 0 | 0 | 1 | 1 | 1 | 0.0 | 0.0 | 0.0 | 0 |  |  | 0.0 | Electrical Components | 0.1-0.16A Thermal overload relays A9-A40,AX9...AX32,AL9..AL40,TAL9-TAL40 TA25DU 0.16M 1SAZ211201R2005 ABB | 0 | 31-12-2099 | Material Transfer | Moving Average |  | 0.0 |  | 0 | 0 |  | 0 | 0 | 0 | 0 |  | 0 | Item Attribute | 1 | Nos | 0.0 | 0.0 | 0 | 0.0 | 0 | ABB | 1SAZ211201R2005 | India |  |  | 0 | 0.0 |  | 0 | 0 |  | 0 | 0 | 0 | 0 |  |  | 0 | 0 | 0 |  | 0 | [5 empty] | 0 |  |  | 0 | [13 empty] | Nos | 1.0 | [10 empty] | Ringlus Electro Controls & Automation PVT LTD | [18 empty] | CGST - RNG | 9.0
[121 empty] | SGST - RNG | 9.0
| 0.16-0.25A Thermal overload relays A9-A40,AX9...AX32,AL9..AL40,TAL9-TAL41 TA25DU 0.25M 1SAZ211201R2009 ABB | 0.16-0.25A Thermal overload relays A9-A40,AX9...AX32,AL9..AL40,TAL9-TAL41 TA25DU 0.25M 1SAZ211201R2009 ABB | ABBRELAY | Nos |  | 0.16-0.25A Thermal overload relays A9-A40,AX9...AX32,AL9..AL40,TAL9-TAL41 TA25DU 0.25M 1SAZ211201R2009 ABB |  | 0 | 0 | 1 | 1 | 1 | 0.0 | 0.0 | 0.0 | 0 |  |  | 0.0 | Electrical Components | 0.16-0.25A Thermal overload relays A9-A40,AX9...AX32,AL9..AL40,TAL9-TAL41 TA25DU 0.25M 1SAZ211201R2009 ABB | 0 | 31-12-2099 | Material Transfer | Moving Average |  | 0.0 |  | 0 | 0 |  | 0 | 0 | 0 | 0 |  | 0 | Item Attribute | 1 | Nos | 0.0 | 0.0 | 0 | 0.0 | 0 | ABB | 1SAZ211201R2009 | India |  |  | 0 | 0.0 |  | 0 | 0 |  | 0 | 0 | 0 | 0 |  |  | 0 | 0 | 0 |  | 0 | [5 empty] | 0 |  |  | 0 | [13 empty] | Nos | 1.0 | [10 empty] | Ringlus Electro Controls & Automation PVT LTD | [18 empty] | CGST - RNG | 9.0
[121 empty] | SGST - RNG | 9.0
| 0.25-0.4A Thermal overload relays A9-A40,AX9...AX32,AL9..AL40,TAL9-TAL42 TA25DU 0.4M 1SAZ211201R2013 ABB | 0.25-0.4A Thermal overload relays A9-A40,AX9...AX32,AL9..AL40,TAL9-TAL42 TA25DU 0.4M 1SAZ211201R2013 ABB | ABBRELAY | Nos |  | 0.25-0.4A Thermal overload relays A9-A40,AX9...AX32,AL9..AL40,TAL9-TAL42 TA25DU 0.4M 1SAZ211201R2013 ABB |  | 0 | 0 | 1 | 1 | 1 | 0.0 | 0.0 | 0.0 | 0 |  |  | 0.0 | Electrical Components | 0.25-0.4A Thermal overload relays A9-A40,AX9...AX32,AL9..AL40,TAL9-TAL42 TA25DU 0.4M 1SAZ211201R2013 ABB | 0 | 31-12-2099 | Material Transfer | Moving Average |  | 0.0 |  | 0 | 0 |  | 0 | 0 | 0 | 0 |  | 0 | Item Attribute | 1 | Nos | 0.0 | 0.0 | 0 | 0.0 | 0 | ABB | 1SAZ211201R2013 | India |  |  | 0 | 0.0 |  | 0 | 0 |  | 0 | 0 | 0 | 0 |  |  | 0 | 0 | 0 |  | 0 | [5 empty] | 0 |  |  | 0 | [13 empty] | Nos | 1.0 | [10 empty] | Ringlus Electro Controls & Automation PVT LTD | [18 empty] | CGST - RNG | 9.0
[121 empty] | SGST - RNG | 9.0
| 0.4-0.63A Thermal overload relays A9-A40,AX9...AX32,AL9..AL40,TAL9-TAL43 TA25DU 0.63M 1SAZ211201R2017 ABB | 0.4-0.63A Thermal overload relays A9-A40,AX9...AX32,AL9..AL40,TAL9-TAL43 TA25DU 0.63M 1SAZ211201R2017 ABB | ABBRELAY | Nos |  | 0.4-0.63A Thermal overload relays A9-A40,AX9...AX32,AL9..AL40,TAL9-TAL43 TA25DU 0.63M 1SAZ211201R2017 ABB |  | 0 | 0 | 1 | 1 | 1 | 0.0 | 0.0 | 0.0 | 0 |  |  | 0.0 | Electrical Components | 0.4-0.63A Thermal overload relays A9-A40,AX9...AX32,AL9..AL40,TAL9-TAL43 TA25DU 0.63M 1SAZ211201R2017 ABB | 0 | 31-12-2099 | Material Transfer | Moving Average |  | 0.0 |  | 0 | 0 |  | 0 | 0 | 0 | 0 |  | 0 | Item Attribute | 1 | Nos | 0.0 | 0.0 | 0 | 0.0 | 0 | ABB | 1SAZ211201R2017 | India |  |  | 0 | 0.0 |  | 0 | 0 |  | 0 | 0 | 0 | 0 |  |  | 0 | 0 | 0 |  | 0 | [5 empty] | 0 |  |  | 0 | [13 empty] | Nos | 1.0 | [10 empty] | Ringlus Electro Controls & Automation PVT LTD | [18 empty] | CGST - RNG | 9.0
[121 empty] | SGST - RNG | 9.0
| 0.63-1A Thermal overload relays A9-A40,AX9...AX32,AL9..AL40,TAL9-TAL44 TA25DU 1.0M 1SAZ211201R2021 ABB | 0.63-1A Thermal overload relays A9-A40,AX9...AX32,AL9..AL40,TAL9-TAL44 TA25DU 1.0M 1SAZ211201R2021 ABB | ABBRELAY | Nos |  | 0.63-1A Thermal overload relays A9-A40,AX9...AX32,AL9..AL40,TAL9-TAL44 TA25DU 1.0M 1SAZ211201R2021 ABB |  | 0 | 0 | 1 | 1 | 1 | 0.0 | 0.0 | 0.0 | 0 |  |  | 0.0 | Electrical Components | 0.63-1A Thermal overload relays A9-A40,AX9...AX32,AL9..AL40,TAL9-TAL44 TA25DU 1.0M 1SAZ211201R2021 ABB | 0 | 31-12-2099 | Material Transfer | Moving Average |  | 0.0 |  | 0 | 0 |  | 0 | 0 | 0 | 0 |  | 0 | Item Attribute | 1 | Nos | 0.0 | 0.0 | 0 | 0.0 | 0 | ABB | 1SAZ211201R2021 | India |  |  | 0 | 0.0 |  | 0 | 0 |  | 0 | 0 | 0 | 0 |  |  | 0 | 0 | 0 |  | 0 | [5 empty] | 0 |  |  | 0 | [13 empty] | Nos | 1.0 | [10 empty] | Ringlus Electro Controls & Automation PVT LTD | [18 empty] | CGST - RNG | 9.0
[121 empty] | SGST - RNG | 9.0
| 1-1.4A Thermal overload relays A9-A40,AX9...AX32,AL9..AL40,TAL9-TAL45 TA25DU 1.4M 1SAZ211201R2023 ABB | 1-1.4A Thermal overload relays A9-A40,AX9...AX32,AL9..AL40,TAL9-TAL45 TA25DU 1.4M 1SAZ211201R2023 ABB | ABBRELAY | Nos |  | 1-1.4A Thermal overload relays A9-A40,AX9...AX32,AL9..AL40,TAL9-TAL45 TA25DU 1.4M 1SAZ211201R2023 ABB |  | 0 | 0 | 1 | 1 | 1 | 0.0 | 0.0 | 0.0 | 0 |  |  | 0.0 | Electrical Components | 1-1.4A Thermal overload relays A9-A40,AX9...AX32,AL9..AL40,TAL9-TAL45 TA25DU 1.4M 1SAZ211201R2023 ABB | 0 | 31-12-2099 | Material Transfer | Moving Average |  | 0.0 |  | 0 | 0 |  | 0 | 0 | 0 | 0 |  | 0 | Item Attribute | 1 | Nos | 0.0 | 0.0 | 0 | 0.0 | 0 | ABB | 1SAZ211201R2023 | India |  |  | 0 | 0.0 |  | 0 | 0 |  | 0 | 0 | 0 | 0 |  |  | 0 | 0 | 0 |  | 0 | [5 empty] | 0 |  |  | 0 | [13 empty] | Nos | 1.0 | [10 empty] | Ringlus Electro Controls & Automation PVT LTD | [18 empty] | CGST - RNG | 9.0
[121 empty] | SGST - RNG | 9.0
| 1.3-1.8A Thermal overload relays A9-A40,AX9...AX32,AL9..AL40,TAL9-TAL46 TA25DU 1.8M 1SAZ211201R2025 ABB | 1.3-1.8A Thermal overload relays A9-A40,AX9...AX32,AL9..AL40,TAL9-TAL46 TA25DU 1.8M 1SAZ211201R2025 ABB | ABBRELAY | Nos |  | 1.3-1.8A Thermal overload relays A9-A40,AX9...AX32,AL9..AL40,TAL9-TAL46 TA25DU 1.8M 1SAZ211201R2025 ABB |  | 0 | 0 | 1 | 1 | 1 | 0.0 | 0.0 | 0.0 | 0 |  |  | 0.0 | Electrical Components | 1.3-1.8A Thermal overload relays A9-A40,AX9...AX32,AL9..AL40,TAL9-TAL46 TA25DU 1.8M 1SAZ211201R2025 ABB | 0 | 31-12-2099 | Material Transfer | Moving Average |  | 0.0 |  | 0 | 0 |  | 0 | 0 | 0 | 0 |  | 0 | Item Attribute | 1 | Nos | 0.0 | 0.0 | 0 | 0.0 | 0 | ABB | 1SAZ211201R2025 | India |  |  | 0 | 0.0 |  | 0 | 0 |  | 0 | 0 | 0 | 0 |  |  | 0 | 0 | 0 |  | 0 | [5 empty] | 0 |  |  | 0 | [13 empty] | Nos | 1.0 | [10 empty] | Ringlus Electro Controls & Automation PVT LTD | [18 empty] | CGST - RNG | 9.0
[121 empty] | SGST - RNG | 9.0
| 1.7-2.4A Thermal overload relays A9-A40,AX9...AX32,AL9..AL40,TAL9-TAL47 TA25DU 2.4M 1SAZ211201R2028 ABB | 1.7-2.4A Thermal overload relays A9-A40,AX9...AX32,AL9..AL40,TAL9-TAL47 TA25DU 2.4M 1SAZ211201R2028 ABB | ABBRELAY | Nos |  | 1.7-2.4A Thermal overload relays A9-A40,AX9...AX32,AL9..AL40,TAL9-TAL47 TA25DU 2.4M 1SAZ211201R2028 ABB |  | 0 | 0 | 1 | 1 | 1 | 0.0 | 0.0 | 0.0 | 0 |  |  | 0.0 | Electrical Components | 1.7-2.4A Thermal overload relays A9-A40,AX9...AX32,AL9..AL40,TAL9-TAL47 TA25DU 2.4M 1SAZ211201R2028 ABB | 0 | 31-12-2099 | Material Transfer | Moving Average |  | 0.0 |  | 0 | 0 |  | 0 | 0 | 0 | 0 |  | 0 | Item Attribute | 1 | Nos | 0.0 | 0.0 | 0 | 0.0 | 0 | ABB | 1SAZ211201R2028 | India |  |  | 0 | 0.0 |  | 0 | 0 |  | 0 | 0 | 0 | 0 |  |  | 0 | 0 | 0 |  | 0 | [5 empty] | 0 |  |  | 0 | [13 empty] | Nos | 1.0 | [10 empty] | Ringlus Electro Controls & Automation PVT LTD | [18 empty] | CGST - RNG | 9.0
[121 empty] | SGST - RNG | 9.0
| 2.2-3.1A Thermal overload relays A9-A40,AX9...AX32,AL9..AL40,TAL9-TAL48 TA25DU 3.1M 1SAZ211201R2031 ABB | 2.2-3.1A Thermal overload relays A9-A40,AX9...AX32,AL9..AL40,TAL9-TAL48 TA25DU 3.1M 1SAZ211201R2031 ABB | ABBRELAY | Nos |  | 2.2-3.1A Thermal overload relays A9-A40,AX9...AX32,AL9..AL40,TAL9-TAL48 TA25DU 3.1M 1SAZ211201R2031 ABB |  | 0 | 0 | 1 | 1 | 1 | 0.0 | 0.0 | 0.0 | 0 |  |  | 0.0 | Electrical Components | 2.2-3.1A Thermal overload relays A9-A40,AX9...AX32,AL9..AL40,TAL9-TAL48 TA25DU 3.1M 1SAZ211201R2031 ABB | 0 | 31-12-2099 | Material Transfer | Moving Average |  | 0.0 |  | 0 | 0 |  | 0 | 0 | 0 | 0 |  | 0 | Item Attribute | 1 | Nos | 0.0 | 0.0 | 0 | 0.0 | 0 | ABB | 1SAZ211201R2031 | India |  |  | 0 | 0.0 |  | 0 | 0 |  | 0 | 0 | 0 | 0 |  |  | 0 | 0 | 0 |  | 0 | [5 empty] | 0 |  |  | 0 | [13 empty] | Nos | 1.0 | [10 empty] | Ringlus Electro Controls & Automation PVT LTD | [18 empty] | CGST - RNG | 9.0
[121 empty] | SGST - RNG | 9.0
| 2.8-4A Thermal overload relays A9-A40,AX9...AX32,AL9..AL40,TAL9-TAL49 TA25DU 4.0M 1SAZ211201R2033 ABB | 2.8-4A Thermal overload relays A9-A40,AX9...AX32,AL9..AL40,TAL9-TAL49 TA25DU 4.0M 1SAZ211201R2033 ABB | ABBRELAY | Nos |  | 2.8-4A Thermal overload relays A9-A40,AX9...AX32,AL9..AL40,TAL9-TAL49 TA25DU 4.0M 1SAZ211201R2033 ABB |  | 0 | 0 | 1 | 1 | 1 | 0.0 | 0.0 | 0.0 | 0 |  |  | 0.0 | Electrical Components | 2.8-4A Thermal overload relays A9-A40,AX9...AX32,AL9..AL40,TAL9-TAL49 TA25DU 4.0M 1SAZ211201R2033 ABB | 0 | 31-12-2099 | Material Transfer | Moving Average |  | 0.0 |  | 0 | 0 |  | 0 | 0 | 0 | 0 |  | 0 | Item Attribute | 1 | Nos | 0.0 | 0.0 | 0 | 0.0 | 0 | ABB | 1SAZ211201R2033 | India |  |  | 0 | 0.0 |  | 0 | 0 |  | 0 | 0 | 0 | 0 |  |  | 0 | 0 | 0 |  | 0 | [5 empty] | 0 |  |  | 0 | [13 empty] | Nos | 1.0 | [10 empty] | Ringlus Electro Controls & Automation PVT LTD | [18 empty] | CGST - RNG | 9.0
[121 empty] | SGST - RNG | 9.0
| 3.5-5A Thermal overload relays A9-A40,AX9...AX32,AL9..AL40,TAL9-TAL50 TA25DU 5.0M 1SAZ211201R2035 ABB | 3.5-5A Thermal overload relays A9-A40,AX9...AX32,AL9..AL40,TAL9-TAL50 TA25DU 5.0M 1SAZ211201R2035 ABB | ABBRELAY | Nos |  | 3.5-5A Thermal overload relays A9-A40,AX9...AX32,AL9..AL40,TAL9-TAL50 TA25DU 5.0M 1SAZ211201R2035 ABB |  | 0 | 0 | 1 | 1 | 1 | 0.0 | 0.0 | 0.0 | 0 |  |  | 0.0 | Electrical Components | 3.5-5A Thermal overload relays A9-A40,AX9...AX32,AL9..AL40,TAL9-TAL50 TA25DU 5.0M 1SAZ211201R2035 ABB | 0 | 31-12-2099 | Material Transfer | Moving Average |  | 0.0 |  | 0 | 0 |  | 0 | 0 | 0 | 0 |  | 0 | Item Attribute | 1 | Nos | 0.0 | 0.0 | 0 | 0.0 | 0 | ABB | 1SAZ211201R2035 | India |  |  | 0 | 0.0 |  | 0 | 0 |  | 0 | 0 | 0 | 0 |  |  | 0 | 0 | 0 |  | 0 | [5 empty] | 0 |  |  | 0 | [13 empty] | Nos | 1.0 | [10 empty] | Ringlus Electro Controls & Automation PVT LTD | [18 empty] | CGST - RNG | 9.0
[121 empty] | SGST - RNG | 9.0
| 4.5-6.5A Thermal overload relays A9-A40,AX9...AX32,AL9..AL40,TAL9-TAL51 TA25DU 6.5M 1SAZ211201R2038 ABB | 4.5-6.5A Thermal overload relays A9-A40,AX9...AX32,AL9..AL40,TAL9-TAL51 TA25DU 6.5M 1SAZ211201R2038 ABB | ABBRELAY | Nos |  | 4.5-6.5A Thermal overload relays A9-A40,AX9...AX32,AL9..AL40,TAL9-TAL51 TA25DU 6.5M 1SAZ211201R2038 ABB |  | 0 | 0 | 1 | 1 | 1 | 0.0 | 0.0 | 0.0 | 0 |  |  | 0.0 | Electrical Components | 4.5-6.5A Thermal overload relays A9-A40,AX9...AX32,AL9..AL40,TAL9-TAL51 TA25DU 6.5M 1SAZ211201R2038 ABB | 0 | 31-12-2099 | Material Transfer | Moving Average |  | 0.0 |  | 0 | 0 |  | 0 | 0 | 0 | 0 |  | 0 | Item Attribute | 1 | Nos | 0.0 | 0.0 | 0 | 0.0 | 0 | ABB | 1SAZ211201R2038 | India |  |  | 0 | 0.0 |  | 0 | 0 |  | 0 | 0 | 0 | 0 |  |  | 0 | 0 | 0 |  | 0 | [5 empty] | 0 |  |  | 0 | [13 empty] | Nos | 1.0 | [10 empty] | Ringlus Electro Controls & Automation PVT LTD | [18 empty] | CGST - RNG | 9.0
[121 empty] | SGST - RNG | 9.0
| 6-8.5A Thermal overload relays A9-A40,AX9...AX32,AL9..AL40,TAL9-TAL52 TA25DU 8.5M 1SAZ211201R2040 ABB | 6-8.5A Thermal overload relays A9-A40,AX9...AX32,AL9..AL40,TAL9-TAL52 TA25DU 8.5M 1SAZ211201R2040 ABB | ABBRELAY | Nos |  | 6-8.5A Thermal overload relays A9-A40,AX9...AX32,AL9..AL40,TAL9-TAL52 TA25DU 8.5M 1SAZ211201R2040 ABB |  | 0 | 0 | 1 | 1 | 1 | 0.0 | 0.0 | 0.0 | 0 |  |  | 0.0 | Electrical Components | 6-8.5A Thermal overload relays A9-A40,AX9...AX32,AL9..AL40,TAL9-TAL52 TA25DU 8.5M 1SAZ211201R2040 ABB | 0 | 31-12-2099 | Material Transfer | Moving Average |  | 0.0 |  | 0 | 0 |  | 0 | 0 | 0 | 0 |  | 0 | Item Attribute | 1 | Nos | 0.0 | 0.0 | 0 | 0.0 | 0 | ABB | 1SAZ211201R2040 | India |  |  | 0 | 0.0 |  | 0 | 0 |  | 0 | 0 | 0 | 0 |  |  | 0 | 0 | 0 |  | 0 | [5 empty] | 0 |  |  | 0 | [13 empty] | Nos | 1.0 | [10 empty] | Ringlus Electro Controls & Automation PVT LTD | [18 empty] | CGST - RNG | 9.0
[121 empty] | SGST - RNG | 9.0
| 7.5-11A Thermal overload relays A9-A40,AX9...AX32,AL9..AL40,TAL9-TAL53 TA25DU 11M 1SAZ211201R2043 ABB | 7.5-11A Thermal overload relays A9-A40,AX9...AX32,AL9..AL40,TAL9-TAL53 TA25DU 11M 1SAZ211201R2043 ABB | ABBRELAY | Nos |  | 7.5-11A Thermal overload relays A9-A40,AX9...AX32,AL9..AL40,TAL9-TAL53 TA25DU 11M 1SAZ211201R2043 ABB |  | 0 | 0 | 1 | 1 | 1 | 0.0 | 0.0 | 0.0 | 0 |  |  | 0.0 | Electrical Components | 7.5-11A Thermal overload relays A9-A40,AX9...AX32,AL9..AL40,TAL9-TAL53 TA25DU 11M 1SAZ211201R2043 ABB | 0 | 31-12-2099 | Material Transfer | Moving Average |  | 0.0 |  | 0 | 0 |  | 0 | 0 | 0 | 0 |  | 0 | Item Attribute | 1 | Nos | 0.0 | 0.0 | 0 | 0.0 | 0 | ABB | 1SAZ211201R2043 | India |  |  | 0 | 0.0 |  | 0 | 0 |  | 0 | 0 | 0 | 0 |  |  | 0 | 0 | 0 |  | 0 | [5 empty] | 0 |  |  | 0 | [13 empty] | Nos | 1.0 | [10 empty] | Ringlus Electro Controls & Automation PVT LTD | [18 empty] | CGST - RNG | 9.0
[121 empty] | SGST - RNG | 9.0
| 10-14A Thermal overload relays A9-A40,AX9...AX32,AL9..AL40,TAL9-TAL54 TA25DU 14M 1SAZ211201R2045 ABB | 10-14A Thermal overload relays A9-A40,AX9...AX32,AL9..AL40,TAL9-TAL54 TA25DU 14M 1SAZ211201R2045 ABB | ABBRELAY | Nos |  | 10-14A Thermal overload relays A9-A40,AX9...AX32,AL9..AL40,TAL9-TAL54 TA25DU 14M 1SAZ211201R2045 ABB |  | 0 | 0 | 1 | 1 | 1 | 0.0 | 0.0 | 0.0 | 0 |  |  | 0.0 | Electrical Components | 10-14A Thermal overload relays A9-A40,AX9...AX32,AL9..AL40,TAL9-TAL54 TA25DU 14M 1SAZ211201R2045 ABB | 0 | 31-12-2099 | Material Transfer | Moving Average |  | 0.0 |  | 0 | 0 |  | 0 | 0 | 0 | 0 |  | 0 | Item Attribute | 1 | Nos | 0.0 | 0.0 | 0 | 0.0 | 0 | ABB | 1SAZ211201R2045 | India |  |  | 0 | 0.0 |  | 0 | 0 |  | 0 | 0 | 0 | 0 |  |  | 0 | 0 | 0 |  | 0 | [5 empty] | 0 |  |  | 0 | [13 empty] | Nos | 1.0 | [10 empty] | Ringlus Electro Controls & Automation PVT LTD | [18 empty] | CGST - RNG | 9.0
[121 empty] | SGST - RNG | 9.0
| 13-19A Thermal overload relays A9-A40,AX9...AX32,AL9..AL40,TAL9-TAL55 TA25DU 19M 1SAZ211201R2047 ABB | 13-19A Thermal overload relays A9-A40,AX9...AX32,AL9..AL40,TAL9-TAL55 TA25DU 19M 1SAZ211201R2047 ABB | ABBRELAY | Nos |  | 13-19A Thermal overload relays A9-A40,AX9...AX32,AL9..AL40,TAL9-TAL55 TA25DU 19M 1SAZ211201R2047 ABB |  | 0 | 0 | 1 | 1 | 1 | 0.0 | 0.0 | 0.0 | 0 |  |  | 0.0 | Electrical Components | 13-19A Thermal overload relays A9-A40,AX9...AX32,AL9..AL40,TAL9-TAL55 TA25DU 19M 1SAZ211201R2047 ABB | 0 | 31-12-2099 | Material Transfer | Moving Average |  | 0.0 |  | 0 | 0 |  | 0 | 0 | 0 | 0 |  | 0 | Item Attribute | 1 | Nos | 0.0 | 0.0 | 0 | 0.0 | 0 | ABB | 1SAZ211201R2047 | India |  |  | 0 | 0.0 |  | 0 | 0 |  | 0 | 0 | 0 | 0 |  |  | 0 | 0 | 0 |  | 0 | [5 empty] | 0 |  |  | 0 | [13 empty] | Nos | 1.0 | [10 empty] | Ringlus Electro Controls & Automation PVT LTD | [18 empty] | CGST - RNG | 9.0
[121 empty] | SGST - RNG | 9.0
| 18-25A Thermal overload relays A9-A40,AX9...AX32,AL9..AL40,TAL9-TAL56 TA25DU 25M 1SAZ211201R2051 ABB | 18-25A Thermal overload relays A9-A40,AX9...AX32,AL9..AL40,TAL9-TAL56 TA25DU 25M 1SAZ211201R2051 ABB | ABBRELAY | Nos |  | 18-25A Thermal overload relays A9-A40,AX9...AX32,AL9..AL40,TAL9-TAL56 TA25DU 25M 1SAZ211201R2051 ABB |  | 0 | 0 | 1 | 1 | 1 | 0.0 | 0.0 | 0.0 | 0 |  |  | 0.0 | Electrical Components | 18-25A Thermal overload relays A9-A40,AX9...AX32,AL9..AL40,TAL9-TAL56 TA25DU 25M 1SAZ211201R2051 ABB | 0 | 31-12-2099 | Material Transfer | Moving Average |  | 0.0 |  | 0 | 0 |  | 0 | 0 | 0 | 0 |  | 0 | Item Attribute | 1 | Nos | 0.0 | 0.0 | 0 | 0.0 | 0 | ABB | 1SAZ211201R2051 | India |  |  | 0 | 0.0 |  | 0 | 0 |  | 0 | 0 | 0 | 0 |  |  | 0 | 0 | 0 |  | 0 | [5 empty] | 0 |  |  | 0 | [13 empty] | Nos | 1.0 | [10 empty] | Ringlus Electro Controls & Automation PVT LTD | [18 empty] | CGST - RNG | 9.0
[121 empty] | SGST - RNG | 9.0
| 24-32A Thermal overload relays A9-A40,AX9...AX32,AL9..AL40,TAL9-TAL57 TA25DU 32M 1SAZ211201R2053 ABB | 24-32A Thermal overload relays A9-A40,AX9...AX32,AL9..AL40,TAL9-TAL57 TA25DU 32M 1SAZ211201R2053 ABB | ABBRELAY | Nos |  | 24-32A Thermal overload relays A9-A40,AX9...AX32,AL9..AL40,TAL9-TAL57 TA25DU 32M 1SAZ211201R2053 ABB |  | 0 | 0 | 1 | 1 | 1 | 0.0 | 0.0 | 0.0 | 0 |  |  | 0.0 | Electrical Components | 24-32A Thermal overload relays A9-A40,AX9...AX32,AL9..AL40,TAL9-TAL57 TA25DU 32M 1SAZ211201R2053 ABB | 0 | 31-12-2099 | Material Transfer | Moving Average |  | 0.0 |  | 0 | 0 |  | 0 | 0 | 0 | 0 |  | 0 | Item Attribute | 1 | Nos | 0.0 | 0.0 | 0 | 0.0 | 0 | ABB | 1SAZ211201R2053 | India |  |  | 0 | 0.0 |  | 0 | 0 |  | 0 | 0 | 0 | 0 |  |  | 0 | 0 | 0 |  | 0 | [5 empty] | 0 |  |  | 0 | [13 empty] | Nos | 1.0 | [10 empty] | Ringlus Electro Controls & Automation PVT LTD | [18 empty] | CGST - RNG | 9.0
[121 empty] | SGST - RNG | 9.0
| 18-25A Thermal overload relays A30,A40,AX32-AX40,AL30,AL40,TAL30,TAL40 TA42DU 25 1SAZ311201R2001 ABB | 18-25A Thermal overload relays A30,A40,AX32-AX40,AL30,AL40,TAL30,TAL40 TA42DU 25 1SAZ311201R2001 ABB | ABBRELAY | Nos |  | 18-25A Thermal overload relays A30,A40,AX32-AX40,AL30,AL40,TAL30,TAL40 TA42DU 25 1SAZ311201R2001 ABB |  | 0 | 0 | 1 | 1 | 1 | 0.0 | 0.0 | 0.0 | 0 |  |  | 0.0 | Electrical Components | 18-25A Thermal overload relays A30,A40,AX32-AX40,AL30,AL40,TAL30,TAL40 TA42DU 25 1SAZ311201R2001 ABB | 0 | 31-12-2099 | Material Transfer | Moving Average |  | 0.0 |  | 0 | 0 |  | 0 | 0 | 0 | 0 |  | 0 | Item Attribute | 1 | Nos | 0.0 | 0.0 | 0 | 0.0 | 0 | ABB | 1SAZ311201R2001 | India |  |  | 0 | 0.0 |  | 0 | 0 |  | 0 | 0 | 0 | 0 |  |  | 0 | 0 | 0 |  | 0 | [5 empty] | 0 |  |  | 0 | [13 empty] | Nos | 1.0 | [10 empty] | Ringlus Electro Controls & Automation PVT LTD | [18 empty] | CGST - RNG | 9.0
[121 empty] | SGST - RNG | 9.0
| 22-32A Thermal overload relays A30,A40,AX32-AX40,AL30,AL40,TAL30,TAL41 TA42DU 32 1SAZ311201R2002 ABB | 22-32A Thermal overload relays A30,A40,AX32-AX40,AL30,AL40,TAL30,TAL41 TA42DU 32 1SAZ311201R2002 ABB | ABBRELAY | Nos |  | 22-32A Thermal overload relays A30,A40,AX32-AX40,AL30,AL40,TAL30,TAL41 TA42DU 32 1SAZ311201R2002 ABB |  | 0 | 0 | 1 | 1 | 1 | 0.0 | 0.0 | 0.0 | 0 |  |  | 0.0 | Electrical Components | 22-32A Thermal overload relays A30,A40,AX32-AX40,AL30,AL40,TAL30,TAL41 TA42DU 32 1SAZ311201R2002 ABB | 0 | 31-12-2099 | Material Transfer | Moving Average |  | 0.0 |  | 0 | 0 |  | 0 | 0 | 0 | 0 |  | 0 | Item Attribute | 1 | Nos | 0.0 | 0.0 | 0 | 0.0 | 0 | ABB | 1SAZ311201R2002 | India |  |  | 0 | 0.0 |  | 0 | 0 |  | 0 | 0 | 0 | 0 |  |  | 0 | 0 | 0 |  | 0 | [5 empty] | 0 |  |  | 0 | [13 empty] | Nos | 1.0 | [10 empty] | Ringlus Electro Controls & Automation PVT LTD | [18 empty] | CGST - RNG | 9.0
[121 empty] | SGST - RNG | 9.0
| 29-42A Thermal overload relays A30,A40,AX32-AX40,AL30,AL40,TAL30,TAL42 TA42DU 42 1SAZ311201R2003 ABB | 29-42A Thermal overload relays A30,A40,AX32-AX40,AL30,AL40,TAL30,TAL42 TA42DU 42 1SAZ311201R2003 ABB | ABBRELAY | Nos |  | 29-42A Thermal overload relays A30,A40,AX32-AX40,AL30,AL40,TAL30,TAL42 TA42DU 42 1SAZ311201R2003 ABB |  | 0 | 0 | 1 | 1 | 1 | 0.0 | 0.0 | 0.0 | 0 |  |  | 0.0 | Electrical Components | 29-42A Thermal overload relays A30,A40,AX32-AX40,AL30,AL40,TAL30,TAL42 TA42DU 42 1SAZ311201R2003 ABB | 0 | 31-12-2099 | Material Transfer | Moving Average |  | 0.0 |  | 0 | 0 |  | 0 | 0 | 0 | 0 |  | 0 | Item Attribute | 1 | Nos | 0.0 | 0.0 | 0 | 0.0 | 0 | ABB | 1SAZ311201R2003 | India |  |  | 0 | 0.0 |  | 0 | 0 |  | 0 | 0 | 0 | 0 |  |  | 0 | 0 | 0 |  | 0 | [5 empty] | 0 |  |  | 0 | [13 empty] | Nos | 1.0 | [10 empty] | Ringlus Electro Controls & Automation PVT LTD | [18 empty] | CGST - RNG | 9.0
[121 empty] | SGST - RNG | 9.0
| 22-32A Thermal overload relays A50-A75,AX50-AX80,AE50-AE75,TAE50-TAE75,AF50-AF75 TA75DU 25 1SAZ321201R2002 ABB | 22-32A Thermal overload relays A50-A75,AX50-AX80,AE50-AE75,TAE50-TAE75,AF50-AF75 TA75DU 25 1SAZ321201R2002 ABB | ABBRELAY | Nos |  | 22-32A Thermal overload relays A50-A75,AX50-AX80,AE50-AE75,TAE50-TAE75,AF50-AF75 TA75DU 25 1SAZ321201R2002 ABB |  | 0 | 0 | 1 | 1 | 1 | 0.0 | 0.0 | 0.0 | 0 |  |  | 0.0 | Electrical Components | 22-32A Thermal overload relays A50-A75,AX50-AX80,AE50-AE75,TAE50-TAE75,AF50-AF75 TA75DU 25 1SAZ321201R2002 ABB | 0 | 31-12-2099 | Material Transfer | Moving Average |  | 0.0 |  | 0 | 0 |  | 0 | 0 | 0 | 0 |  | 0 | Item Attribute | 1 | Nos | 0.0 | 0.0 | 0 | 0.0 | 0 | ABB | 1SAZ321201R2002 | India |  |  | 0 | 0.0 |  | 0 | 0 |  | 0 | 0 | 0 | 0 |  |  | 0 | 0 | 0 |  | 0 | [5 empty] | 0 |  |  | 0 | [13 empty] | Nos | 1.0 | [10 empty] | Ringlus Electro Controls & Automation PVT LTD | [18 empty] | CGST - RNG | 9.0
[121 empty] | SGST - RNG | 9.0
| 29-42A Thermal overload relays A50-A75,AX50-AX80,AE50-AE75,TAE50-TAE75,AF50-AF76 TA75DU 32 1SAZ321201R2003 ABB | 29-42A Thermal overload relays A50-A75,AX50-AX80,AE50-AE75,TAE50-TAE75,AF50-AF76 TA75DU 32 1SAZ321201R2003 ABB | ABBRELAY | Nos |  | 29-42A Thermal overload relays A50-A75,AX50-AX80,AE50-AE75,TAE50-TAE75,AF50-AF76 TA75DU 32 1SAZ321201R2003 ABB |  | 0 | 0 | 1 | 1 | 1 | 0.0 | 0.0 | 0.0 | 0 |  |  | 0.0 | Electrical Components | 29-42A Thermal overload relays A50-A75,AX50-AX80,AE50-AE75,TAE50-TAE75,AF50-AF76 TA75DU 32 1SAZ321201R2003 ABB | 0 | 31-12-2099 | Material Transfer | Moving Average |  | 0.0 |  | 0 | 0 |  | 0 | 0 | 0 | 0 |  | 0 | Item Attribute | 1 | Nos | 0.0 | 0.0 | 0 | 0.0 | 0 | ABB | 1SAZ321201R2003 | India |  |  | 0 | 0.0 |  | 0 | 0 |  | 0 | 0 | 0 | 0 |  |  | 0 | 0 | 0 |  | 0 | [5 empty] | 0 |  |  | 0 | [13 empty] | Nos | 1.0 | [10 empty] | Ringlus Electro Controls & Automation PVT LTD | [18 empty] | CGST - RNG | 9.0
[121 empty] | SGST - RNG | 9.0
| 36-52A Thermal overload relays A50-A75,AX50-AX80,AE50-AE75,TAE50-TAE75,AF50-AF77 TA75DU 42 1SAZ321201R2004 ABB | 36-52A Thermal overload relays A50-A75,AX50-AX80,AE50-AE75,TAE50-TAE75,AF50-AF77 TA75DU 42 1SAZ321201R2004 ABB | ABBRELAY | Nos |  | 36-52A Thermal overload relays A50-A75,AX50-AX80,AE50-AE75,TAE50-TAE75,AF50-AF77 TA75DU 42 1SAZ321201R2004 ABB |  | 0 | 0 | 1 | 1 | 1 | 0.0 | 0.0 | 0.0 | 0 |  |  | 0.0 | Electrical Components | 36-52A Thermal overload relays A50-A75,AX50-AX80,AE50-AE75,TAE50-TAE75,AF50-AF77 TA75DU 42 1SAZ321201R2004 ABB | 0 | 31-12-2099 | Material Transfer | Moving Average |  | 0.0 |  | 0 | 0 |  | 0 | 0 | 0 | 0 |  | 0 | Item Attribute | 1 | Nos | 0.0 | 0.0 | 0 | 0.0 | 0 | ABB | 1SAZ321201R2004 | India |  |  | 0 | 0.0 |  | 0 | 0 |  | 0 | 0 | 0 | 0 |  |  | 0 | 0 | 0 |  | 0 | [5 empty] | 0 |  |  | 0 | [13 empty] | Nos | 1.0 | [10 empty] | Ringlus Electro Controls & Automation PVT LTD | [18 empty] | CGST - RNG | 9.0
[121 empty] | SGST - RNG | 9.0
| 45-63A Thermal overload relays A50-A75,AX50-AX80,AE50-AE75,TAE50-TAE75,AF50-AF78 TA75DU 0.63M 1SAZ321201R2005 ABB | 45-63A Thermal overload relays A50-A75,AX50-AX80,AE50-AE75,TAE50-TAE75,AF50-AF78 TA75DU 0.63M 1SAZ321201R2005 ABB | ABBRELAY | Nos |  | 45-63A Thermal overload relays A50-A75,AX50-AX80,AE50-AE75,TAE50-TAE75,AF50-AF78 TA75DU 0.63M 1SAZ321201R2005 ABB |  | 0 | 0 | 1 | 1 | 1 | 0.0 | 0.0 | 0.0 | 0 |  |  | 0.0 | Electrical Components | 45-63A Thermal overload relays A50-A75,AX50-AX80,AE50-AE75,TAE50-TAE75,AF50-AF78 TA75DU 0.63M 1SAZ321201R2005 ABB | 0 | 31-12-2099 | Material Transfer | Moving Average |  | 0.0 |  | 0 | 0 |  | 0 | 0 | 0 | 0 |  | 0 | Item Attribute | 1 | Nos | 0.0 | 0.0 | 0 | 0.0 | 0 | ABB | 1SAZ321201R2005 | India |  |  | 0 | 0.0 |  | 0 | 0 |  | 0 | 0 | 0 | 0 |  |  | 0 | 0 | 0 |  | 0 | [5 empty] | 0 |  |  | 0 | [13 empty] | Nos | 1.0 | [10 empty] | Ringlus Electro Controls & Automation PVT LTD | [18 empty] | CGST - RNG | 9.0
[121 empty] | SGST - RNG | 9.0
| 60-80A Thermal overload relays A50-A75,AX50-AX80,AE50-AE75,TAE50-TAE75,AF50-AF79 TA75DU 1.0M 1SAZ321201R2006 ABB | 60-80A Thermal overload relays A50-A75,AX50-AX80,AE50-AE75,TAE50-TAE75,AF50-AF79 TA75DU 1.0M 1SAZ321201R2006 ABB | ABBRELAY | Nos |  | 60-80A Thermal overload relays A50-A75,AX50-AX80,AE50-AE75,TAE50-TAE75,AF50-AF79 TA75DU 1.0M 1SAZ321201R2006 ABB |  | 0 | 0 | 1 | 1 | 1 | 0.0 | 0.0 | 0.0 | 0 |  |  | 0.0 | Electrical Components | 60-80A Thermal overload relays A50-A75,AX50-AX80,AE50-AE75,TAE50-TAE75,AF50-AF79 TA75DU 1.0M 1SAZ321201R2006 ABB | 0 | 31-12-2099 | Material Transfer | Moving Average |  | 0.0 |  | 0 | 0 |  | 0 | 0 | 0 | 0 |  | 0 | Item Attribute | 1 | Nos | 0.0 | 0.0 | 0 | 0.0 | 0 | ABB | 1SAZ321201R2006 | India |  |  | 0 | 0.0 |  | 0 | 0 |  | 0 | 0 | 0 | 0 |  |  | 0 | 0 | 0 |  | 0 | [5 empty] | 0 |  |  | 0 | [13 empty] | Nos | 1.0 | [10 empty] | Ringlus Electro Controls & Automation PVT LTD | [18 empty] | CGST - RNG | 9.0
[121 empty] | SGST - RNG | 9.0
| 36-52A Thermal overload relays A50-A75,AX50-AX80,AE50-AE75,TAE50-TAE75,AF50-AF75 TA80DU-52 1SAZ331201R1004 ABB | 36-52A Thermal overload relays A50-A75,AX50-AX80,AE50-AE75,TAE50-TAE75,AF50-AF75 TA80DU-52 1SAZ331201R1004 ABB | ABBRELAY | Nos |  | 36-52A Thermal overload relays A50-A75,AX50-AX80,AE50-AE75,TAE50-TAE75,AF50-AF75 TA80DU-52 1SAZ331201R1004 ABB |  | 0 | 0 | 1 | 1 | 1 | 0.0 | 0.0 | 0.0 | 0 |  |  | 0.0 | Electrical Components | 36-52A Thermal overload relays A50-A75,AX50-AX80,AE50-AE75,TAE50-TAE75,AF50-AF75 TA80DU-52 1SAZ331201R1004 ABB | 0 | 31-12-2099 | Material Transfer | Moving Average |  | 0.0 |  | 0 | 0 |  | 0 | 0 | 0 | 0 |  | 0 | Item Attribute | 1 | Nos | 0.0 | 0.0 | 0 | 0.0 | 0 | ABB | 1SAZ331201R1004 | India |  |  | 0 | 0.0 |  | 0 | 0 |  | 0 | 0 | 0 | 0 |  |  | 0 | 0 | 0 |  | 0 | [5 empty] | 0 |  |  | 0 | [13 empty] | Nos | 1.0 | [10 empty] | Ringlus Electro Controls & Automation PVT LTD | [18 empty] | CGST - RNG | 9.0
[121 empty] | SGST - RNG | 9.0
| 45-63A Thermal overload relays A50-A75,AX50-AX80,AE50-AE75,TAE50-TAE75,AF50-AF76 TA80DU-63 1SAZ331201R1005 ABB | 45-63A Thermal overload relays A50-A75,AX50-AX80,AE50-AE75,TAE50-TAE75,AF50-AF76 TA80DU-63 1SAZ331201R1005 ABB | ABBRELAY | Nos |  | 45-63A Thermal overload relays A50-A75,AX50-AX80,AE50-AE75,TAE50-TAE75,AF50-AF76 TA80DU-63 1SAZ331201R1005 ABB |  | 0 | 0 | 1 | 1 | 1 | 0.0 | 0.0 | 0.0 | 0 |  |  | 0.0 | Electrical Components | 45-63A Thermal overload relays A50-A75,AX50-AX80,AE50-AE75,TAE50-TAE75,AF50-AF76 TA80DU-63 1SAZ331201R1005 ABB | 0 | 31-12-2099 | Material Transfer | Moving Average |  | 0.0 |  | 0 | 0 |  | 0 | 0 | 0 | 0 |  | 0 | Item Attribute | 1 | Nos | 0.0 | 0.0 | 0 | 0.0 | 0 | ABB | 1SAZ331201R1005 | India |  |  | 0 | 0.0 |  | 0 | 0 |  | 0 | 0 | 0 | 0 |  |  | 0 | 0 | 0 |  | 0 | [5 empty] | 0 |  |  | 0 | [13 empty] | Nos | 1.0 | [10 empty] | Ringlus Electro Controls & Automation PVT LTD | [18 empty] | CGST - RNG | 9.0
[121 empty] | SGST - RNG | 9.0
| 60-80A Thermal overload relays A50-A75,AX50-AX80,AE50-AE75,TAE50-TAE75,AF50-AF77 TA80DU-80 1SAZ331201R1006 ABB | 60-80A Thermal overload relays A50-A75,AX50-AX80,AE50-AE75,TAE50-TAE75,AF50-AF77 TA80DU-80 1SAZ331201R1006 ABB | ABBRELAY | Nos |  | 60-80A Thermal overload relays A50-A75,AX50-AX80,AE50-AE75,TAE50-TAE75,AF50-AF77 TA80DU-80 1SAZ331201R1006 ABB |  | 0 | 0 | 1 | 1 | 1 | 0.0 | 0.0 | 0.0 | 0 |  |  | 0.0 | Electrical Components | 60-80A Thermal overload relays A50-A75,AX50-AX80,AE50-AE75,TAE50-TAE75,AF50-AF77 TA80DU-80 1SAZ331201R1006 ABB | 0 | 31-12-2099 | Material Transfer | Moving Average |  | 0.0 |  | 0 | 0 |  | 0 | 0 | 0 | 0 |  | 0 | Item Attribute | 1 | Nos | 0.0 | 0.0 | 0 | 0.0 | 0 | ABB | 1SAZ331201R1006 | India |  |  | 0 | 0.0 |  | 0 | 0 |  | 0 | 0 | 0 | 0 |  |  | 0 | 0 | 0 |  | 0 | [5 empty] | 0 |  |  | 0 | [13 empty] | Nos | 1.0 | [10 empty] | Ringlus Electro Controls & Automation PVT LTD | [18 empty] | CGST - RNG | 9.0
[121 empty] | SGST - RNG | 9.0
| 66-90A Thermal overload relays A95...A110,AX95...AX150,AF95..AF110 TA110DU-90 1SAZ411201R1001 ABB | 66-90A Thermal overload relays A95...A110,AX95...AX150,AF95..AF110 TA110DU-90 1SAZ411201R1001 ABB | ABBRELAY | Nos |  | 66-90A Thermal overload relays A95...A110,AX95...AX150,AF95..AF110 TA110DU-90 1SAZ411201R1001 ABB |  | 0 | 0 | 1 | 1 | 1 | 0.0 | 0.0 | 0.0 | 0 |  |  | 0.0 | Electrical Components | 66-90A Thermal overload relays A95...A110,AX95...AX150,AF95..AF110 TA110DU-90 1SAZ411201R1001 ABB | 0 | 31-12-2099 | Material Transfer | Moving Average |  | 0.0 |  | 0 | 0 |  | 0 | 0 | 0 | 0 |  | 0 | Item Attribute | 1 | Nos | 0.0 | 0.0 | 0 | 0.0 | 0 | ABB | 1SAZ411201R1001 | India |  |  | 0 | 0.0 |  | 0 | 0 |  | 0 | 0 | 0 | 0 |  |  | 0 | 0 | 0 |  | 0 | [5 empty] | 0 |  |  | 0 | [13 empty] | Nos | 1.0 | [10 empty] | Ringlus Electro Controls & Automation PVT LTD | [18 empty] | CGST - RNG | 9.0
[121 empty] | SGST - RNG | 9.0
| 80-110A Thermal overload relays A95...A110,AX95...AX150,AF95..AF111 TA110DU-110 1SAZ411201R1002 ABB | 80-110A Thermal overload relays A95...A110,AX95...AX150,AF95..AF111 TA110DU-110 1SAZ411201R1002 ABB | ABBRELAY | Nos |  | 80-110A Thermal overload relays A95...A110,AX95...AX150,AF95..AF111 TA110DU-110 1SAZ411201R1002 ABB |  | 0 | 0 | 1 | 1 | 1 | 0.0 | 0.0 | 0.0 | 0 |  |  | 0.0 | Electrical Components | 80-110A Thermal overload relays A95...A110,AX95...AX150,AF95..AF111 TA110DU-110 1SAZ411201R1002 ABB | 0 | 31-12-2099 | Material Transfer | Moving Average |  | 0.0 |  | 0 | 0 |  | 0 | 0 | 0 | 0 |  | 0 | Item Attribute | 1 | Nos | 0.0 | 0.0 | 0 | 0.0 | 0 | ABB | 1SAZ411201R1002 | India |  |  | 0 | 0.0 |  | 0 | 0 |  | 0 | 0 | 0 | 0 |  |  | 0 | 0 | 0 |  | 0 | [5 empty] | 0 |  |  | 0 | [13 empty] | Nos | 1.0 | [10 empty] | Ringlus Electro Controls & Automation PVT LTD | [18 empty] | CGST - RNG | 9.0
[121 empty] | SGST - RNG | 9.0
| 16A 3P 36kA TMR MCCB DZ1-160D DZ1T0016DXC1A L&T | 16A 3P 36kA TMR MCCB DZ1-160D DZ1T0016DXC1A L&T | LTDZ1MCCB | Nos |  | 16A 3P 36kA TMR MCCB DZ1-160D DZ1T0016DXC1A L&T |  | 0 | 0 | 1 | 1 | 1 | 0.0 | 0.0 | 0.0 | 0 |  |  | 0.0 | Electrical Components | 16A 3P 36kA TMR MCCB DZ1-160D DZ1T0016DXC1A L&T | 0 | 31-12-2099 | Material Transfer | Moving Average |  | 0.0 |  | 0 | 0 |  | 0 | 0 | 0 | 0 |  | 0 | Item Attribute | 1 | Nos | 0.0 | 0.0 | 0 | 0.0 | 0 | L&T | DZ1T0016DXC1A | India |  |  | 0 | 0.0 |  | 0 | 0 |  | 0 | 0 | 0 | 0 |  |  | 0 | 0 | 0 |  | 0 | [5 empty] | 0 |  |  | 0 | [13 empty] | Nos | 1.0 | [10 empty] | Ringlus Electro Controls & Automation PVT LTD | [18 empty] | CGST - RNG | 9.0
[121 empty] | SGST - RNG | 9.0
| 20A 3P 36kA TMR MCCB DZ1-160D DZ1T0020DXC1A L&T | 20A 3P 36kA TMR MCCB DZ1-160D DZ1T0020DXC1A L&T | LTDZ1MCCB | Nos |  | 20A 3P 36kA TMR MCCB DZ1-160D DZ1T0020DXC1A L&T |  | 0 | 0 | 1 | 1 | 1 | 0.0 | 0.0 | 0.0 | 0 |  |  | 0.0 | Electrical Components | 20A 3P 36kA TMR MCCB DZ1-160D DZ1T0020DXC1A L&T | 0 | 31-12-2099 | Material Transfer | Moving Average |  | 0.0 |  | 0 | 0 |  | 0 | 0 | 0 | 0 |  | 0 | Item Attribute | 1 | Nos | 0.0 | 0.0 | 0 | 0.0 | 0 | L&T | DZ1T0020DXC1A | India |  |  | 0 | 0.0 |  | 0 | 0 |  | 0 | 0 | 0 | 0 |  |  | 0 | 0 | 0 |  | 0 | [5 empty] | 0 |  |  | 0 | [13 empty] | Nos | 1.0 | [10 empty] | Ringlus Electro Controls & Automation PVT LTD | [18 empty] | CGST - RNG | 9.0
[121 empty] | SGST - RNG | 9.0
| 25A 3P 36kA TMR MCCB DZ1-160D DZ1T0025DXC1A L&T | 25A 3P 36kA TMR MCCB DZ1-160D DZ1T0025DXC1A L&T | LTDZ1MCCB | Nos |  | 25A 3P 36kA TMR MCCB DZ1-160D DZ1T0025DXC1A L&T |  | 0 | 0 | 1 | 1 | 1 | 0.0 | 0.0 | 0.0 | 0 |  |  | 0.0 | Electrical Components | 25A 3P 36kA TMR MCCB DZ1-160D DZ1T0025DXC1A L&T | 0 | 31-12-2099 | Material Transfer | Moving Average |  | 0.0 |  | 0 | 0 |  | 0 | 0 | 0 | 0 |  | 0 | Item Attribute | 1 | Nos | 0.0 | 0.0 | 0 | 0.0 | 0 | L&T | DZ1T0025DXC1A | India |  |  | 0 | 0.0 |  | 0 | 0 |  | 0 | 0 | 0 | 0 |  |  | 0 | 0 | 0 |  | 0 | [5 empty] | 0 |  |  | 0 | [13 empty] | Nos | 1.0 | [10 empty] | Ringlus Electro Controls & Automation PVT LTD | [18 empty] | CGST - RNG | 9.0
[121 empty] | SGST - RNG | 9.0
| 32A 3P 36kA TMR MCCB DZ1-160D DZ1T0032DXC1A L&T | 32A 3P 36kA TMR MCCB DZ1-160D DZ1T0032DXC1A L&T | LTDZ1MCCB | Nos |  | 32A 3P 36kA TMR MCCB DZ1-160D DZ1T0032DXC1A L&T |  | 0 | 0 | 1 | 1 | 1 | 0.0 | 0.0 | 0.0 | 0 |  |  | 0.0 | Electrical Components | 32A 3P 36kA TMR MCCB DZ1-160D DZ1T0032DXC1A L&T | 0 | 31-12-2099 | Material Transfer | Moving Average |  | 0.0 |  | 0 | 0 |  | 0 | 0 | 0 | 0 |  | 0 | Item Attribute | 1 | Nos | 0.0 | 0.0 | 0 | 0.0 | 0 | L&T | DZ1T0032DXC1A | India |  |  | 0 | 0.0 |  | 0 | 0 |  | 0 | 0 | 0 | 0 |  |  | 0 | 0 | 0 |  | 0 | [5 empty] | 0 |  |  | 0 | [13 empty] | Nos | 1.0 | [10 empty] | Ringlus Electro Controls & Automation PVT LTD | [18 empty] | CGST - RNG | 9.0
[121 empty] | SGST - RNG | 9.0
| 40A 3P 36kA TMR MCCB DZ1-160D DZ1T0040DXC1A L&T | 40A 3P 36kA TMR MCCB DZ1-160D DZ1T0040DXC1A L&T | LTDZ1MCCB | Nos |  | 40A 3P 36kA TMR MCCB DZ1-160D DZ1T0040DXC1A L&T |  | 0 | 0 | 1 | 1 | 1 | 0.0 | 0.0 | 0.0 | 0 |  |  | 0.0 | Electrical Components | 40A 3P 36kA TMR MCCB DZ1-160D DZ1T0040DXC1A L&T | 0 | 31-12-2099 | Material Transfer | Moving Average |  | 0.0 |  | 0 | 0 |  | 0 | 0 | 0 | 0 |  | 0 | Item Attribute | 1 | Nos | 0.0 | 0.0 | 0 | 0.0 | 0 | L&T | DZ1T0040DXC1A | India |  |  | 0 | 0.0 |  | 0 | 0 |  | 0 | 0 | 0 | 0 |  |  | 0 | 0 | 0 |  | 0 | [5 empty] | 0 |  |  | 0 | [13 empty] | Nos | 1.0 | [10 empty] | Ringlus Electro Controls & Automation PVT LTD | [18 empty] | CGST - RNG | 9.0
[121 empty] | SGST - RNG | 9.0
| 50A 3P 36kA TMR MCCB DZ1-160D DZ1T0050DXC1A L&T | 50A 3P 36kA TMR MCCB DZ1-160D DZ1T0050DXC1A L&T | LTDZ1MCCB | Nos |  | 50A 3P 36kA TMR MCCB DZ1-160D DZ1T0050DXC1A L&T |  | 0 | 0 | 1 | 1 | 1 | 0.0 | 0.0 | 0.0 | 0 |  |  | 0.0 | Electrical Components | 50A 3P 36kA TMR MCCB DZ1-160D DZ1T0050DXC1A L&T | 0 | 31-12-2099 | Material Transfer | Moving Average |  | 0.0 |  | 0 | 0 |  | 0 | 0 | 0 | 0 |  | 0 | Item Attribute | 1 | Nos | 0.0 | 0.0 | 0 | 0.0 | 0 | L&T | DZ1T0050DXC1A | India |  |  | 0 | 0.0 |  | 0 | 0 |  | 0 | 0 | 0 | 0 |  |  | 0 | 0 | 0 |  | 0 | [5 empty] | 0 |  |  | 0 | [13 empty] | Nos | 1.0 | [10 empty] | Ringlus Electro Controls & Automation PVT LTD | [18 empty] | CGST - RNG | 9.0
[121 empty] | SGST - RNG | 9.0
| 63A 3P 36kA TMR MCCB DZ1-160D DZ1T0063DXD1A L&T | 63A 3P 36kA TMR MCCB DZ1-160D DZ1T0063DXD1A L&T | LTDZ1MCCB | Nos |  | 63A 3P 36kA TMR MCCB DZ1-160D DZ1T0063DXD1A L&T |  | 0 | 0 | 1 | 1 | 1 | 0.0 | 0.0 | 0.0 | 0 |  |  | 0.0 | Electrical Components | 63A 3P 36kA TMR MCCB DZ1-160D DZ1T0063DXD1A L&T | 0 | 31-12-2099 | Material Transfer | Moving Average |  | 0.0 |  | 0 | 0 |  | 0 | 0 | 0 | 0 |  | 0 | Item Attribute | 1 | Nos | 0.0 | 0.0 | 0 | 0.0 | 0 | L&T | DZ1T0063DXD1A | India |  |  | 0 | 0.0 |  | 0 | 0 |  | 0 | 0 | 0 | 0 |  |  | 0 | 0 | 0 |  | 0 | [5 empty] | 0 |  |  | 0 | [13 empty] | Nos | 1.0 | [10 empty] | Ringlus Electro Controls & Automation PVT LTD | [18 empty] | CGST - RNG | 9.0
[121 empty] | SGST - RNG | 9.0
| 80A 3P 36kA TMR MCCB DZ1-160D DZ1T0080DXD1A L&T | 80A 3P 36kA TMR MCCB DZ1-160D DZ1T0080DXD1A L&T | LTDZ1MCCB | Nos |  | 80A 3P 36kA TMR MCCB DZ1-160D DZ1T0080DXD1A L&T |  | 0 | 0 | 1 | 1 | 1 | 0.0 | 0.0 | 0.0 | 0 |  |  | 0.0 | Electrical Components | 80A 3P 36kA TMR MCCB DZ1-160D DZ1T0080DXD1A L&T | 0 | 31-12-2099 | Material Transfer | Moving Average |  | 0.0 |  | 0 | 0 |  | 0 | 0 | 0 | 0 |  | 0 | Item Attribute | 1 | Nos | 0.0 | 0.0 | 0 | 0.0 | 0 | L&T | DZ1T0080DXD1A | India |  |  | 0 | 0.0 |  | 0 | 0 |  | 0 | 0 | 0 | 0 |  |  | 0 | 0 | 0 |  | 0 | [5 empty] | 0 |  |  | 0 | [13 empty] | Nos | 1.0 | [10 empty] | Ringlus Electro Controls & Automation PVT LTD | [18 empty] | CGST - RNG | 9.0
[121 empty] | SGST - RNG | 9.0
| 100A 3P 36kA TMR MCCB DZ1-160D DZ1T0100DXD1A L&T | 100A 3P 36kA TMR MCCB DZ1-160D DZ1T0100DXD1A L&T | LTDZ1MCCB | Nos |  | 100A 3P 36kA TMR MCCB DZ1-160D DZ1T0100DXD1A L&T |  | 0 | 0 | 1 | 1 | 1 | 0.0 | 0.0 | 0.0 | 0 |  |  | 0.0 | Electrical Components | 100A 3P 36kA TMR MCCB DZ1-160D DZ1T0100DXD1A L&T | 0 | 31-12-2099 | Material Transfer | Moving Average |  | 0.0 |  | 0 | 0 |  | 0 | 0 | 0 | 0 |  | 0 | Item Attribute | 1 | Nos | 0.0 | 0.0 | 0 | 0.0 | 0 | L&T | DZ1T0100DXD1A | India |  |  | 0 | 0.0 |  | 0 | 0 |  | 0 | 0 | 0 | 0 |  |  | 0 | 0 | 0 |  | 0 | [5 empty] | 0 |  |  | 0 | [13 empty] | Nos | 1.0 | [10 empty] | Ringlus Electro Controls & Automation PVT LTD | [18 empty] | CGST - RNG | 9.0
[121 empty] | SGST - RNG | 9.0
| 125A 3P 36kA TMR MCCB DZ1-160D DZ1T0125DXD1A L&T | 125A 3P 36kA TMR MCCB DZ1-160D DZ1T0125DXD1A L&T | LTDZ1MCCB | Nos |  | 125A 3P 36kA TMR MCCB DZ1-160D DZ1T0125DXD1A L&T |  | 0 | 0 | 1 | 1 | 1 | 0.0 | 0.0 | 0.0 | 0 |  |  | 0.0 | Electrical Components | 125A 3P 36kA TMR MCCB DZ1-160D DZ1T0125DXD1A L&T | 0 | 31-12-2099 | Material Transfer | Moving Average |  | 0.0 |  | 0 | 0 |  | 0 | 0 | 0 | 0 |  | 0 | Item Attribute | 1 | Nos | 0.0 | 0.0 | 0 | 0.0 | 0 | L&T | DZ1T0125DXD1A | India |  |  | 0 | 0.0 |  | 0 | 0 |  | 0 | 0 | 0 | 0 |  |  | 0 | 0 | 0 |  | 0 | [5 empty] | 0 |  |  | 0 | [13 empty] | Nos | 1.0 | [10 empty] | Ringlus Electro Controls & Automation PVT LTD | [18 empty] | CGST - RNG | 9.0
[121 empty] | SGST - RNG | 9.0
| 160A 3P 36kA TMR MCCB DZ1-160D DZ1T0160DXD1A L&T | 160A 3P 36kA TMR MCCB DZ1-160D DZ1T0160DXD1A L&T | LTDZ1MCCB | Nos |  | 160A 3P 36kA TMR MCCB DZ1-160D DZ1T0160DXD1A L&T |  | 0 | 0 | 1 | 1 | 1 | 0.0 | 0.0 | 0.0 | 0 |  |  | 0.0 | Electrical Components | 160A 3P 36kA TMR MCCB DZ1-160D DZ1T0160DXD1A L&T | 0 | 31-12-2099 | Material Transfer | Moving Average |  | 0.0 |  | 0 | 0 |  | 0 | 0 | 0 | 0 |  | 0 | Item Attribute | 1 | Nos | 0.0 | 0.0 | 0 | 0.0 | 0 | L&T | DZ1T0160DXD1A | India |  |  | 0 | 0.0 |  | 0 | 0 |  | 0 | 0 | 0 | 0 |  |  | 0 | 0 | 0 |  | 0 | [5 empty] | 0 |  |  | 0 | [13 empty] | Nos | 1.0 | [10 empty] | Ringlus Electro Controls & Automation PVT LTD | [18 empty] | CGST - RNG | 9.0
[121 empty] | SGST - RNG | 9.0
| 16A 4P 36kA TMR MCCB DZ1-160D DZ1T0016NXC1A L&T | 16A 4P 36kA TMR MCCB DZ1-160D DZ1T0016NXC1A L&T | LTDZ1MCCB | Nos |  | 16A 4P 36kA TMR MCCB DZ1-160D DZ1T0016NXC1A L&T |  | 0 | 0 | 1 | 1 | 1 | 0.0 | 0.0 | 0.0 | 0 |  |  | 0.0 | Electrical Components | 16A 4P 36kA TMR MCCB DZ1-160D DZ1T0016NXC1A L&T | 0 | 31-12-2099 | Material Transfer | Moving Average |  | 0.0 |  | 0 | 0 |  | 0 | 0 | 0 | 0 |  | 0 | Item Attribute | 1 | Nos | 0.0 | 0.0 | 0 | 0.0 | 0 | L&T | DZ1T0016NXC1A | India |  |  | 0 | 0.0 |  | 0 | 0 |  | 0 | 0 | 0 | 0 |  |  | 0 | 0 | 0 |  | 0 | [5 empty] | 0 |  |  | 0 | [13 empty] | Nos | 1.0 | [10 empty] | Ringlus Electro Controls & Automation PVT LTD | [18 empty] | CGST - RNG | 9.0
[121 empty] | SGST - RNG | 9.0
| 20A 4P 36kA TMR MCCB DZ1-160D DZ1T0020NXC1A L&T | 20A 4P 36kA TMR MCCB DZ1-160D DZ1T0020NXC1A L&T | LTDZ1MCCB | Nos |  | 20A 4P 36kA TMR MCCB DZ1-160D DZ1T0020NXC1A L&T |  | 0 | 0 | 1 | 1 | 1 | 0.0 | 0.0 | 0.0 | 0 |  |  | 0.0 | Electrical Components | 20A 4P 36kA TMR MCCB DZ1-160D DZ1T0020NXC1A L&T | 0 | 31-12-2099 | Material Transfer | Moving Average |  | 0.0 |  | 0 | 0 |  | 0 | 0 | 0 | 0 |  | 0 | Item Attribute | 1 | Nos | 0.0 | 0.0 | 0 | 0.0 | 0 | L&T | DZ1T0020NXC1A | India |  |  | 0 | 0.0 |  | 0 | 0 |  | 0 | 0 | 0 | 0 |  |  | 0 | 0 | 0 |  | 0 | [5 empty] | 0 |  |  | 0 | [13 empty] | Nos | 1.0 | [10 empty] | Ringlus Electro Controls & Automation PVT LTD | [18 empty] | CGST - RNG | 9.0
[121 empty] | SGST - RNG | 9.0
| 25A 4P 36kA TMR MCCB DZ1-160D DZ1T0025NXC1A L&T | 25A 4P 36kA TMR MCCB DZ1-160D DZ1T0025NXC1A L&T | LTDZ1MCCB | Nos |  | 25A 4P 36kA TMR MCCB DZ1-160D DZ1T0025NXC1A L&T |  | 0 | 0 | 1 | 1 | 1 | 0.0 | 0.0 | 0.0 | 0 |  |  | 0.0 | Electrical Components | 25A 4P 36kA TMR MCCB DZ1-160D DZ1T0025NXC1A L&T | 0 | 31-12-2099 | Material Transfer | Moving Average |  | 0.0 |  | 0 | 0 |  | 0 | 0 | 0 | 0 |  | 0 | Item Attribute | 1 | Nos | 0.0 | 0.0 | 0 | 0.0 | 0 | L&T | DZ1T0025NXC1A | India |  |  | 0 | 0.0 |  | 0 | 0 |  | 0 | 0 | 0 | 0 |  |  | 0 | 0 | 0 |  | 0 | [5 empty] | 0 |  |  | 0 | [13 empty] | Nos | 1.0 | [10 empty] | Ringlus Electro Controls & Automation PVT LTD | [18 empty] | CGST - RNG | 9.0
[121 empty] | SGST - RNG | 9.0
| 32A 4P 36kA TMR MCCB DZ1-160D DZ1T0032NXC1A L&T | 32A 4P 36kA TMR MCCB DZ1-160D DZ1T0032NXC1A L&T | LTDZ1MCCB | Nos |  | 32A 4P 36kA TMR MCCB DZ1-160D DZ1T0032NXC1A L&T |  | 0 | 0 | 1 | 1 | 1 | 0.0 | 0.0 | 0.0 | 0 |  |  | 0.0 | Electrical Components | 32A 4P 36kA TMR MCCB DZ1-160D DZ1T0032NXC1A L&T | 0 | 31-12-2099 | Material Transfer | Moving Average |  | 0.0 |  | 0 | 0 |  | 0 | 0 | 0 | 0 |  | 0 | Item Attribute | 1 | Nos | 0.0 | 0.0 | 0 | 0.0 | 0 | L&T | DZ1T0032NXC1A | India |  |  | 0 | 0.0 |  | 0 | 0 |  | 0 | 0 | 0 | 0 |  |  | 0 | 0 | 0 |  | 0 | [5 empty] | 0 |  |  | 0 | [13 empty] | Nos | 1.0 | [10 empty] | Ringlus Electro Controls & Automation PVT LTD | [18 empty] | CGST - RNG | 9.0
[121 empty] | SGST - RNG | 9.0
| 40A 4P 36kA TMR MCCB DZ1-160D DZ1T0040NXC1A L&T | 40A 4P 36kA TMR MCCB DZ1-160D DZ1T0040NXC1A L&T | LTDZ1MCCB | Nos |  | 40A 4P 36kA TMR MCCB DZ1-160D DZ1T0040NXC1A L&T |  | 0 | 0 | 1 | 1 | 1 | 0.0 | 0.0 | 0.0 | 0 |  |  | 0.0 | Electrical Components | 40A 4P 36kA TMR MCCB DZ1-160D DZ1T0040NXC1A L&T | 0 | 31-12-2099 | Material Transfer | Moving Average |  | 0.0 |  | 0 | 0 |  | 0 | 0 | 0 | 0 |  | 0 | Item Attribute | 1 | Nos | 0.0 | 0.0 | 0 | 0.0 | 0 | L&T | DZ1T0040NXC1A | India |  |  | 0 | 0.0 |  | 0 | 0 |  | 0 | 0 | 0 | 0 |  |  | 0 | 0 | 0 |  | 0 | [5 empty] | 0 |  |  | 0 | [13 empty] | Nos | 1.0 | [10 empty] | Ringlus Electro Controls & Automation PVT LTD | [18 empty] | CGST - RNG | 9.0
[121 empty] | SGST - RNG | 9.0
| 50A 4P 36kA TMR MCCB DZ1-160D DZ1T0050NXC1A L&T | 50A 4P 36kA TMR MCCB DZ1-160D DZ1T0050NXC1A L&T | LTDZ1MCCB | Nos |  | 50A 4P 36kA TMR MCCB DZ1-160D DZ1T0050NXC1A L&T |  | 0 | 0 | 1 | 1 | 1 | 0.0 | 0.0 | 0.0 | 0 |  |  | 0.0 | Electrical Components | 50A 4P 36kA TMR MCCB DZ1-160D DZ1T0050NXC1A L&T | 0 | 31-12-2099 | Material Transfer | Moving Average |  | 0.0 |  | 0 | 0 |  | 0 | 0 | 0 | 0 |  | 0 | Item Attribute | 1 | Nos | 0.0 | 0.0 | 0 | 0.0 | 0 | L&T | DZ1T0050NXC1A | India |  |  | 0 | 0.0 |  | 0 | 0 |  | 0 | 0 | 0 | 0 |  |  | 0 | 0 | 0 |  | 0 | [5 empty] | 0 |  |  | 0 | [13 empty] | Nos | 1.0 | [10 empty] | Ringlus Electro Controls & Automation PVT LTD | [18 empty] | CGST - RNG | 9.0
[121 empty] | SGST - RNG | 9.0
| 63A 4P 36kA TMR MCCB DZ1-160D DZ1T0063NXD1A L&T | 63A 4P 36kA TMR MCCB DZ1-160D DZ1T0063NXD1A L&T | LTDZ1MCCB | Nos |  | 63A 4P 36kA TMR MCCB DZ1-160D DZ1T0063NXD1A L&T |  | 0 | 0 | 1 | 1 | 1 | 0.0 | 0.0 | 0.0 | 0 |  |  | 0.0 | Electrical Components | 63A 4P 36kA TMR MCCB DZ1-160D DZ1T0063NXD1A L&T | 0 | 31-12-2099 | Material Transfer | Moving Average |  | 0.0 |  | 0 | 0 |  | 0 | 0 | 0 | 0 |  | 0 | Item Attribute | 1 | Nos | 0.0 | 0.0 | 0 | 0.0 | 0 | L&T | DZ1T0063NXD1A | India |  |  | 0 | 0.0 |  | 0 | 0 |  | 0 | 0 | 0 | 0 |  |  | 0 | 0 | 0 |  | 0 | [5 empty] | 0 |  |  | 0 | [13 empty] | Nos | 1.0 | [10 empty] | Ringlus Electro Controls & Automation PVT LTD | [18 empty] | CGST - RNG | 9.0
[121 empty] | SGST - RNG | 9.0
| 80A 4P 36kA TMR MCCB DZ1-160D DZ1T0080NXD1A L&T | 80A 4P 36kA TMR MCCB DZ1-160D DZ1T0080NXD1A L&T | LTDZ1MCCB | Nos |  | 80A 4P 36kA TMR MCCB DZ1-160D DZ1T0080NXD1A L&T |  | 0 | 0 | 1 | 1 | 1 | 0.0 | 0.0 | 0.0 | 0 |  |  | 0.0 | Electrical Components | 80A 4P 36kA TMR MCCB DZ1-160D DZ1T0080NXD1A L&T | 0 | 31-12-2099 | Material Transfer | Moving Average |  | 0.0 |  | 0 | 0 |  | 0 | 0 | 0 | 0 |  | 0 | Item Attribute | 1 | Nos | 0.0 | 0.0 | 0 | 0.0 | 0 | L&T | DZ1T0080NXD1A | India |  |  | 0 | 0.0 |  | 0 | 0 |  | 0 | 0 | 0 | 0 |  |  | 0 | 0 | 0 |  | 0 | [5 empty] | 0 |  |  | 0 | [13 empty] | Nos | 1.0 | [10 empty] | Ringlus Electro Controls & Automation PVT LTD | [18 empty] | CGST - RNG | 9.0
[121 empty] | SGST - RNG | 9.0
| 100A 4P 36kA TMR MCCB DZ1-160D DZ1T0100NXD1A L&T | 100A 4P 36kA TMR MCCB DZ1-160D DZ1T0100NXD1A L&T | LTDZ1MCCB | Nos |  | 100A 4P 36kA TMR MCCB DZ1-160D DZ1T0100NXD1A L&T |  | 0 | 0 | 1 | 1 | 1 | 0.0 | 0.0 | 0.0 | 0 |  |  | 0.0 | Electrical Components | 100A 4P 36kA TMR MCCB DZ1-160D DZ1T0100NXD1A L&T | 0 | 31-12-2099 | Material Transfer | Moving Average |  | 0.0 |  | 0 | 0 |  | 0 | 0 | 0 | 0 |  | 0 | Item Attribute | 1 | Nos | 0.0 | 0.0 | 0 | 0.0 | 0 | L&T | DZ1T0100NXD1A | India |  |  | 0 | 0.0 |  | 0 | 0 |  | 0 | 0 | 0 | 0 |  |  | 0 | 0 | 0 |  | 0 | [5 empty] | 0 |  |  | 0 | [13 empty] | Nos | 1.0 | [10 empty] | Ringlus Electro Controls & Automation PVT LTD | [18 empty] | CGST - RNG | 9.0
[121 empty] | SGST - RNG | 9.0
| 125A 4P 36kA TMR MCCB DZ1-160D DZ1T0125NXD1A L&T | 125A 4P 36kA TMR MCCB DZ1-160D DZ1T0125NXD1A L&T | LTDZ1MCCB | Nos |  | 125A 4P 36kA TMR MCCB DZ1-160D DZ1T0125NXD1A L&T |  | 0 | 0 | 1 | 1 | 1 | 0.0 | 0.0 | 0.0 | 0 |  |  | 0.0 | Electrical Components | 125A 4P 36kA TMR MCCB DZ1-160D DZ1T0125NXD1A L&T | 0 | 31-12-2099 | Material Transfer | Moving Average |  | 0.0 |  | 0 | 0 |  | 0 | 0 | 0 | 0 |  | 0 | Item Attribute | 1 | Nos | 0.0 | 0.0 | 0 | 0.0 | 0 | L&T | DZ1T0125NXD1A | India |  |  | 0 | 0.0 |  | 0 | 0 |  | 0 | 0 | 0 | 0 |  |  | 0 | 0 | 0 |  | 0 | [5 empty] | 0 |  |  | 0 | [13 empty] | Nos | 1.0 | [10 empty] | Ringlus Electro Controls & Automation PVT LTD | [18 empty] | CGST - RNG | 9.0
[121 empty] | SGST - RNG | 9.0
| 160A 4P 36kA TMR MCCB DZ1-160D DZ1T0160NXD1A L&T | 160A 4P 36kA TMR MCCB DZ1-160D DZ1T0160NXD1A L&T | LTDZ1MCCB | Nos |  | 160A 4P 36kA TMR MCCB DZ1-160D DZ1T0160NXD1A L&T |  | 0 | 0 | 1 | 1 | 1 | 0.0 | 0.0 | 0.0 | 0 |  |  | 0.0 | Electrical Components | 160A 4P 36kA TMR MCCB DZ1-160D DZ1T0160NXD1A L&T | 0 | 31-12-2099 | Material Transfer | Moving Average |  | 0.0 |  | 0 | 0 |  | 0 | 0 | 0 | 0 |  | 0 | Item Attribute | 1 | Nos | 0.0 | 0.0 | 0 | 0.0 | 0 | L&T | DZ1T0160NXD1A | India |  |  | 0 | 0.0 |  | 0 | 0 |  | 0 | 0 | 0 | 0 |  |  | 0 | 0 | 0 |  | 0 | [5 empty] | 0 |  |  | 0 | [13 empty] | Nos | 1.0 | [10 empty] | Ringlus Electro Controls & Automation PVT LTD | [18 empty] | CGST - RNG | 9.0
[121 empty] | SGST - RNG | 9.0
| 16A 3P 50kA TMR MCCB DZ1-160N DZ1F0016DXC1A L&T | 16A 3P 50kA TMR MCCB DZ1-160N DZ1F0016DXC1A L&T | LTDZ1MCCB | Nos |  | 16A 3P 50kA TMR MCCB DZ1-160N DZ1F0016DXC1A L&T |  | 0 | 0 | 1 | 1 | 1 | 0.0 | 0.0 | 0.0 | 0 |  |  | 0.0 | Electrical Components | 16A 3P 50kA TMR MCCB DZ1-160N DZ1F0016DXC1A L&T | 0 | 31-12-2099 | Material Transfer | Moving Average |  | 0.0 |  | 0 | 0 |  | 0 | 0 | 0 | 0 |  | 0 | Item Attribute | 1 | Nos | 0.0 | 0.0 | 0 | 0.0 | 0 | L&T | DZ1F0016DXC1A | India |  |  | 0 | 0.0 |  | 0 | 0 |  | 0 | 0 | 0 | 0 |  |  | 0 | 0 | 0 |  | 0 | [5 empty] | 0 |  |  | 0 | [13 empty] | Nos | 1.0 | [10 empty] | Ringlus Electro Controls & Automation PVT LTD | [18 empty] | CGST - RNG | 9.0
[121 empty] | SGST - RNG | 9.0
| 20A 3P 50kA TMR MCCB DZ1-160N DZ1F0020DXC1A L&T | 20A 3P 50kA TMR MCCB DZ1-160N DZ1F0020DXC1A L&T | LTDZ1MCCB | Nos |  | 20A 3P 50kA TMR MCCB DZ1-160N DZ1F0020DXC1A L&T |  | 0 | 0 | 1 | 1 | 1 | 0.0 | 0.0 | 0.0 | 0 |  |  | 0.0 | Electrical Components | 20A 3P 50kA TMR MCCB DZ1-160N DZ1F0020DXC1A L&T | 0 | 31-12-2099 | Material Transfer | Moving Average |  | 0.0 |  | 0 | 0 |  | 0 | 0 | 0 | 0 |  | 0 | Item Attribute | 1 | Nos | 0.0 | 0.0 | 0 | 0.0 | 0 | L&T | DZ1F0020DXC1A | India |  |  | 0 | 0.0 |  | 0 | 0 |  | 0 | 0 | 0 | 0 |  |  | 0 | 0 | 0 |  | 0 | [5 empty] | 0 |  |  | 0 | [13 empty] | Nos | 1.0 | [10 empty] | Ringlus Electro Controls & Automation PVT LTD | [18 empty] | CGST - RNG | 9.0
[121 empty] | SGST - RNG | 9.0
| 25A 3P 50kA TMR MCCB DZ1-160N DZ1F0025DXC1A L&T | 25A 3P 50kA TMR MCCB DZ1-160N DZ1F0025DXC1A L&T | LTDZ1MCCB | Nos |  | 25A 3P 50kA TMR MCCB DZ1-160N DZ1F0025DXC1A L&T |  | 0 | 0 | 1 | 1 | 1 | 0.0 | 0.0 | 0.0 | 0 |  |  | 0.0 | Electrical Components | 25A 3P 50kA TMR MCCB DZ1-160N DZ1F0025DXC1A L&T | 0 | 31-12-2099 | Material Transfer | Moving Average |  | 0.0 |  | 0 | 0 |  | 0 | 0 | 0 | 0 |  | 0 | Item Attribute | 1 | Nos | 0.0 | 0.0 | 0 | 0.0 | 0 | L&T | DZ1F0025DXC1A | India |  |  | 0 | 0.0 |  | 0 | 0 |  | 0 | 0 | 0 | 0 |  |  | 0 | 0 | 0 |  | 0 | [5 empty] | 0 |  |  | 0 | [13 empty] | Nos | 1.0 | [10 empty] | Ringlus Electro Controls & Automation PVT LTD | [18 empty] | CGST - RNG | 9.0
[121 empty] | SGST - RNG | 9.0
| 32A 3P 50kA TMR MCCB DZ1-160N DZ1F0032DXC1A L&T | 32A 3P 50kA TMR MCCB DZ1-160N DZ1F0032DXC1A L&T | LTDZ1MCCB | Nos |  | 32A 3P 50kA TMR MCCB DZ1-160N DZ1F0032DXC1A L&T |  | 0 | 0 | 1 | 1 | 1 | 0.0 | 0.0 | 0.0 | 0 |  |  | 0.0 | Electrical Components | 32A 3P 50kA TMR MCCB DZ1-160N DZ1F0032DXC1A L&T | 0 | 31-12-2099 | Material Transfer | Moving Average |  | 0.0 |  | 0 | 0 |  | 0 | 0 | 0 | 0 |  | 0 | Item Attribute | 1 | Nos | 0.0 | 0.0 | 0 | 0.0 | 0 | L&T | DZ1F0032DXC1A | India |  |  | 0 | 0.0 |  | 0 | 0 |  | 0 | 0 | 0 | 0 |  |  | 0 | 0 | 0 |  | 0 | [5 empty] | 0 |  |  | 0 | [13 empty] | Nos | 1.0 | [10 empty] | Ringlus Electro Controls & Automation PVT LTD | [18 empty] | CGST - RNG | 9.0
[121 empty] | SGST - RNG | 9.0
| 40A 3P 50kA TMR MCCB DZ1-160N DZ1F0040DXC1A L&T | 40A 3P 50kA TMR MCCB DZ1-160N DZ1F0040DXC1A L&T | LTDZ1MCCB | Nos |  | 40A 3P 50kA TMR MCCB DZ1-160N DZ1F0040DXC1A L&T |  | 0 | 0 | 1 | 1 | 1 | 0.0 | 0.0 | 0.0 | 0 |  |  | 0.0 | Electrical Components | 40A 3P 50kA TMR MCCB DZ1-160N DZ1F0040DXC1A L&T | 0 | 31-12-2099 | Material Transfer | Moving Average |  | 0.0 |  | 0 | 0 |  | 0 | 0 | 0 | 0 |  | 0 | Item Attribute | 1 | Nos | 0.0 | 0.0 | 0 | 0.0 | 0 | L&T | DZ1F0040DXC1A | India |  |  | 0 | 0.0 |  | 0 | 0 |  | 0 | 0 | 0 | 0 |  |  | 0 | 0 | 0 |  | 0 | [5 empty] | 0 |  |  | 0 | [13 empty] | Nos | 1.0 | [10 empty] | Ringlus Electro Controls & Automation PVT LTD | [18 empty] | CGST - RNG | 9.0
[121 empty] | SGST - RNG | 9.0
| 50A 3P 50kA TMR MCCB DZ1-160N DZ1F0050DXC1A L&T | 50A 3P 50kA TMR MCCB DZ1-160N DZ1F0050DXC1A L&T | LTDZ1MCCB | Nos |  | 50A 3P 50kA TMR MCCB DZ1-160N DZ1F0050DXC1A L&T |  | 0 | 0 | 1 | 1 | 1 | 0.0 | 0.0 | 0.0 | 0 |  |  | 0.0 | Electrical Components | 50A 3P 50kA TMR MCCB DZ1-160N DZ1F0050DXC1A L&T | 0 | 31-12-2099 | Material Transfer | Moving Average |  | 0.0 |  | 0 | 0 |  | 0 | 0 | 0 | 0 |  | 0 | Item Attribute | 1 | Nos | 0.0 | 0.0 | 0 | 0.0 | 0 | L&T | DZ1F0050DXC1A | India |  |  | 0 | 0.0 |  | 0 | 0 |  | 0 | 0 | 0 | 0 |  |  | 0 | 0 | 0 |  | 0 | [5 empty] | 0 |  |  | 0 | [13 empty] | Nos | 1.0 | [10 empty] | Ringlus Electro Controls & Automation PVT LTD | [18 empty] | CGST - RNG | 9.0
[121 empty] | SGST - RNG | 9.0
| 63A 3P 50kA TMR MCCB DZ1-160N DZ1F0063DXD1A L&T | 63A 3P 50kA TMR MCCB DZ1-160N DZ1F0063DXD1A L&T | LTDZ1MCCB | Nos |  | 63A 3P 50kA TMR MCCB DZ1-160N DZ1F0063DXD1A L&T |  | 0 | 0 | 1 | 1 | 1 | 0.0 | 0.0 | 0.0 | 0 |  |  | 0.0 | Electrical Components | 63A 3P 50kA TMR MCCB DZ1-160N DZ1F0063DXD1A L&T | 0 | 31-12-2099 | Material Transfer | Moving Average |  | 0.0 |  | 0 | 0 |  | 0 | 0 | 0 | 0 |  | 0 | Item Attribute | 1 | Nos | 0.0 | 0.0 | 0 | 0.0 | 0 | L&T | DZ1F0063DXD1A | India |  |  | 0 | 0.0 |  | 0 | 0 |  | 0 | 0 | 0 | 0 |  |  | 0 | 0 | 0 |  | 0 | [5 empty] | 0 |  |  | 0 | [13 empty] | Nos | 1.0 | [10 empty] | Ringlus Electro Controls & Automation PVT LTD | [18 empty] | CGST - RNG | 9.0
[121 empty] | SGST - RNG | 9.0
| 80A 3P 50kA TMR MCCB DZ1-160N DZ1F0080DXD1A L&T | 80A 3P 50kA TMR MCCB DZ1-160N DZ1F0080DXD1A L&T | LTDZ1MCCB | Nos |  | 80A 3P 50kA TMR MCCB DZ1-160N DZ1F0080DXD1A L&T |  | 0 | 0 | 1 | 1 | 1 | 0.0 | 0.0 | 0.0 | 0 |  |  | 0.0 | Electrical Components | 80A 3P 50kA TMR MCCB DZ1-160N DZ1F0080DXD1A L&T | 0 | 31-12-2099 | Material Transfer | Moving Average |  | 0.0 |  | 0 | 0 |  | 0 | 0 | 0 | 0 |  | 0 | Item Attribute | 1 | Nos | 0.0 | 0.0 | 0 | 0.0 | 0 | L&T | DZ1F0080DXD1A | India |  |  | 0 | 0.0 |  | 0 | 0 |  | 0 | 0 | 0 | 0 |  |  | 0 | 0 | 0 |  | 0 | [5 empty] | 0 |  |  | 0 | [13 empty] | Nos | 1.0 | [10 empty] | Ringlus Electro Controls & Automation PVT LTD | [18 empty] | CGST - RNG | 9.0
[121 empty] | SGST - RNG | 9.0
| 100A 3P 50kA TMR MCCB DZ1-160N DZ1F0100DXD1A L&T | 100A 3P 50kA TMR MCCB DZ1-160N DZ1F0100DXD1A L&T | LTDZ1MCCB | Nos |  | 100A 3P 50kA TMR MCCB DZ1-160N DZ1F0100DXD1A L&T |  | 0 | 0 | 1 | 1 | 1 | 0.0 | 0.0 | 0.0 | 0 |  |  | 0.0 | Electrical Components | 100A 3P 50kA TMR MCCB DZ1-160N DZ1F0100DXD1A L&T | 0 | 31-12-2099 | Material Transfer | Moving Average |  | 0.0 |  | 0 | 0 |  | 0 | 0 | 0 | 0 |  | 0 | Item Attribute | 1 | Nos | 0.0 | 0.0 | 0 | 0.0 | 0 | L&T | DZ1F0100DXD1A | India |  |  | 0 | 0.0 |  | 0 | 0 |  | 0 | 0 | 0 | 0 |  |  | 0 | 0 | 0 |  | 0 | [5 empty] | 0 |  |  | 0 | [13 empty] | Nos | 1.0 | [10 empty] | Ringlus Electro Controls & Automation PVT LTD | [18 empty] | CGST - RNG | 9.0
[121 empty] | SGST - RNG | 9.0
| 125A 3P 50kA TMR MCCB DZ1-160N DZ1F0125DXD1A L&T | 125A 3P 50kA TMR MCCB DZ1-160N DZ1F0125DXD1A L&T | LTDZ1MCCB | Nos |  | 125A 3P 50kA TMR MCCB DZ1-160N DZ1F0125DXD1A L&T |  | 0 | 0 | 1 | 1 | 1 | 0.0 | 0.0 | 0.0 | 0 |  |  | 0.0 | Electrical Components | 125A 3P 50kA TMR MCCB DZ1-160N DZ1F0125DXD1A L&T | 0 | 31-12-2099 | Material Transfer | Moving Average |  | 0.0 |  | 0 | 0 |  | 0 | 0 | 0 | 0 |  | 0 | Item Attribute | 1 | Nos | 0.0 | 0.0 | 0 | 0.0 | 0 | L&T | DZ1F0125DXD1A | India |  |  | 0 | 0.0 |  | 0 | 0 |  | 0 | 0 | 0 | 0 |  |  | 0 | 0 | 0 |  | 0 | [5 empty] | 0 |  |  | 0 | [13 empty] | Nos | 1.0 | [10 empty] | Ringlus Electro Controls & Automation PVT LTD | [18 empty] | CGST - RNG | 9.0
[121 empty] | SGST - RNG | 9.0
| 160A 3P 50kA TMR MCCB DZ1-160N DZ1F0160DXD1A L&T | 160A 3P 50kA TMR MCCB DZ1-160N DZ1F0160DXD1A L&T | LTDZ1MCCB | Nos |  | 160A 3P 50kA TMR MCCB DZ1-160N DZ1F0160DXD1A L&T |  | 0 | 0 | 1 | 1 | 1 | 0.0 | 0.0 | 0.0 | 0 |  |  | 0.0 | Electrical Components | 160A 3P 50kA TMR MCCB DZ1-160N DZ1F0160DXD1A L&T | 0 | 31-12-2099 | Material Transfer | Moving Average |  | 0.0 |  | 0 | 0 |  | 0 | 0 | 0 | 0 |  | 0 | Item Attribute | 1 | Nos | 0.0 | 0.0 | 0 | 0.0 | 0 | L&T | DZ1F0160DXD1A | India |  |  | 0 | 0.0 |  | 0 | 0 |  | 0 | 0 | 0 | 0 |  |  | 0 | 0 | 0 |  | 0 | [5 empty] | 0 |  |  | 0 | [13 empty] | Nos | 1.0 | [10 empty] | Ringlus Electro Controls & Automation PVT LTD | [18 empty] | CGST - RNG | 9.0
[121 empty] | SGST - RNG | 9.0
| 16A 4P 50kA TMR MCCB DZ1-160N DZ1F0016NXC1A L&T | 16A 4P 50kA TMR MCCB DZ1-160N DZ1F0016NXC1A L&T | LTDZ1MCCB | Nos |  | 16A 4P 50kA TMR MCCB DZ1-160N DZ1F0016NXC1A L&T |  | 0 | 0 | 1 | 1 | 1 | 0.0 | 0.0 | 0.0 | 0 |  |  | 0.0 | Electrical Components | 16A 4P 50kA TMR MCCB DZ1-160N DZ1F0016NXC1A L&T | 0 | 31-12-2099 | Material Transfer | Moving Average |  | 0.0 |  | 0 | 0 |  | 0 | 0 | 0 | 0 |  | 0 | Item Attribute | 1 | Nos | 0.0 | 0.0 | 0 | 0.0 | 0 | L&T | DZ1F0016NXC1A | India |  |  | 0 | 0.0 |  | 0 | 0 |  | 0 | 0 | 0 | 0 |  |  | 0 | 0 | 0 |  | 0 | [5 empty] | 0 |  |  | 0 | [13 empty] | Nos | 1.0 | [10 empty] | Ringlus Electro Controls & Automation PVT LTD | [18 empty] | CGST - RNG | 9.0
[121 empty] | SGST - RNG | 9.0
| 20A 4P 50kA TMR MCCB DZ1-160N DZ1F0020NXC1A L&T | 20A 4P 50kA TMR MCCB DZ1-160N DZ1F0020NXC1A L&T | LTDZ1MCCB | Nos |  | 20A 4P 50kA TMR MCCB DZ1-160N DZ1F0020NXC1A L&T |  | 0 | 0 | 1 | 1 | 1 | 0.0 | 0.0 | 0.0 | 0 |  |  | 0.0 | Electrical Components | 20A 4P 50kA TMR MCCB DZ1-160N DZ1F0020NXC1A L&T | 0 | 31-12-2099 | Material Transfer | Moving Average |  | 0.0 |  | 0 | 0 |  | 0 | 0 | 0 | 0 |  | 0 | Item Attribute | 1 | Nos | 0.0 | 0.0 | 0 | 0.0 | 0 | L&T | DZ1F0020NXC1A | India |  |  | 0 | 0.0 |  | 0 | 0 |  | 0 | 0 | 0 | 0 |  |  | 0 | 0 | 0 |  | 0 | [5 empty] | 0 |  |  | 0 | [13 empty] | Nos | 1.0 | [10 empty] | Ringlus Electro Controls & Automation PVT LTD | [18 empty] | CGST - RNG | 9.0
[121 empty] | SGST - RNG | 9.0
| 25A 4P 50kA TMR MCCB DZ1-160N DZ1F0025NXC1A L&T | 25A 4P 50kA TMR MCCB DZ1-160N DZ1F0025NXC1A L&T | LTDZ1MCCB | Nos |  | 25A 4P 50kA TMR MCCB DZ1-160N DZ1F0025NXC1A L&T |  | 0 | 0 | 1 | 1 | 1 | 0.0 | 0.0 | 0.0 | 0 |  |  | 0.0 | Electrical Components | 25A 4P 50kA TMR MCCB DZ1-160N DZ1F0025NXC1A L&T | 0 | 31-12-2099 | Material Transfer | Moving Average |  | 0.0 |  | 0 | 0 |  | 0 | 0 | 0 | 0 |  | 0 | Item Attribute | 1 | Nos | 0.0 | 0.0 | 0 | 0.0 | 0 | L&T | DZ1F0025NXC1A | India |  |  | 0 | 0.0 |  | 0 | 0 |  | 0 | 0 | 0 | 0 |  |  | 0 | 0 | 0 |  | 0 | [5 empty] | 0 |  |  | 0 | [13 empty] | Nos | 1.0 | [10 empty] | Ringlus Electro Controls & Automation PVT LTD | [18 empty] | CGST - RNG | 9.0
[121 empty] | SGST - RNG | 9.0
| 32A 4P 50kA TMR MCCB DZ1-160N DZ1F0032NXC1A L&T | 32A 4P 50kA TMR MCCB DZ1-160N DZ1F0032NXC1A L&T | LTDZ1MCCB | Nos |  | 32A 4P 50kA TMR MCCB DZ1-160N DZ1F0032NXC1A L&T |  | 0 | 0 | 1 | 1 | 1 | 0.0 | 0.0 | 0.0 | 0 |  |  | 0.0 | Electrical Components | 32A 4P 50kA TMR MCCB DZ1-160N DZ1F0032NXC1A L&T | 0 | 31-12-2099 | Material Transfer | Moving Average |  | 0.0 |  | 0 | 0 |  | 0 | 0 | 0 | 0 |  | 0 | Item Attribute | 1 | Nos | 0.0 | 0.0 | 0 | 0.0 | 0 | L&T | DZ1F0032NXC1A | India |  |  | 0 | 0.0 |  | 0 | 0 |  | 0 | 0 | 0 | 0 |  |  | 0 | 0 | 0 |  | 0 | [5 empty] | 0 |  |  | 0 | [13 empty] | Nos | 1.0 | [10 empty] | Ringlus Electro Controls & Automation PVT LTD | [18 empty] | CGST - RNG | 9.0
[121 empty] | SGST - RNG | 9.0
| 40A 4P 50kA TMR MCCB DZ1-160N DZ1F0040NXC1A L&T | 40A 4P 50kA TMR MCCB DZ1-160N DZ1F0040NXC1A L&T | LTDZ1MCCB | Nos |  | 40A 4P 50kA TMR MCCB DZ1-160N DZ1F0040NXC1A L&T |  | 0 | 0 | 1 | 1 | 1 | 0.0 | 0.0 | 0.0 | 0 |  |  | 0.0 | Electrical Components | 40A 4P 50kA TMR MCCB DZ1-160N DZ1F0040NXC1A L&T | 0 | 31-12-2099 | Material Transfer | Moving Average |  | 0.0 |  | 0 | 0 |  | 0 | 0 | 0 | 0 |  | 0 | Item Attribute | 1 | Nos | 0.0 | 0.0 | 0 | 0.0 | 0 | L&T | DZ1F0040NXC1A | India |  |  | 0 | 0.0 |  | 0 | 0 |  | 0 | 0 | 0 | 0 |  |  | 0 | 0 | 0 |  | 0 | [5 empty] | 0 |  |  | 0 | [13 empty] | Nos | 1.0 | [10 empty] | Ringlus Electro Controls & Automation PVT LTD | [18 empty] | CGST - RNG | 9.0
[121 empty] | SGST - RNG | 9.0
| 50A 4P 50kA TMR MCCB DZ1-160N DZ1F0050NXC1A L&T | 50A 4P 50kA TMR MCCB DZ1-160N DZ1F0050NXC1A L&T | LTDZ1MCCB | Nos |  | 50A 4P 50kA TMR MCCB DZ1-160N DZ1F0050NXC1A L&T |  | 0 | 0 | 1 | 1 | 1 | 0.0 | 0.0 | 0.0 | 0 |  |  | 0.0 | Electrical Components | 50A 4P 50kA TMR MCCB DZ1-160N DZ1F0050NXC1A L&T | 0 | 31-12-2099 | Material Transfer | Moving Average |  | 0.0 |  | 0 | 0 |  | 0 | 0 | 0 | 0 |  | 0 | Item Attribute | 1 | Nos | 0.0 | 0.0 | 0 | 0.0 | 0 | L&T | DZ1F0050NXC1A | India |  |  | 0 | 0.0 |  | 0 | 0 |  | 0 | 0 | 0 | 0 |  |  | 0 | 0 | 0 |  | 0 | [5 empty] | 0 |  |  | 0 | [13 empty] | Nos | 1.0 | [10 empty] | Ringlus Electro Controls & Automation PVT LTD | [18 empty] | CGST - RNG | 9.0
[121 empty] | SGST - RNG | 9.0
| 63A 4P 50kA TMR MCCB DZ1-160N DZ1F0063NXD1A L&T | 63A 4P 50kA TMR MCCB DZ1-160N DZ1F0063NXD1A L&T | LTDZ1MCCB | Nos |  | 63A 4P 50kA TMR MCCB DZ1-160N DZ1F0063NXD1A L&T |  | 0 | 0 | 1 | 1 | 1 | 0.0 | 0.0 | 0.0 | 0 |  |  | 0.0 | Electrical Components | 63A 4P 50kA TMR MCCB DZ1-160N DZ1F0063NXD1A L&T | 0 | 31-12-2099 | Material Transfer | Moving Average |  | 0.0 |  | 0 | 0 |  | 0 | 0 | 0 | 0 |  | 0 | Item Attribute | 1 | Nos | 0.0 | 0.0 | 0 | 0.0 | 0 | L&T | DZ1F0063NXD1A | India |  |  | 0 | 0.0 |  | 0 | 0 |  | 0 | 0 | 0 | 0 |  |  | 0 | 0 | 0 |  | 0 | [5 empty] | 0 |  |  | 0 | [13 empty] | Nos | 1.0 | [10 empty] | Ringlus Electro Controls & Automation PVT LTD | [18 empty] | CGST - RNG | 9.0
[121 empty] | SGST - RNG | 9.0
| 80A 4P 50kA TMR MCCB DZ1-160N DZ1F0080NXD1A L&T | 80A 4P 50kA TMR MCCB DZ1-160N DZ1F0080NXD1A L&T | LTDZ1MCCB | Nos |  | 80A 4P 50kA TMR MCCB DZ1-160N DZ1F0080NXD1A L&T |  | 0 | 0 | 1 | 1 | 1 | 0.0 | 0.0 | 0.0 | 0 |  |  | 0.0 | Electrical Components | 80A 4P 50kA TMR MCCB DZ1-160N DZ1F0080NXD1A L&T | 0 | 31-12-2099 | Material Transfer | Moving Average |  | 0.0 |  | 0 | 0 |  | 0 | 0 | 0 | 0 |  | 0 | Item Attribute | 1 | Nos | 0.0 | 0.0 | 0 | 0.0 | 0 | L&T | DZ1F0080NXD1A | India |  |  | 0 | 0.0 |  | 0 | 0 |  | 0 | 0 | 0 | 0 |  |  | 0 | 0 | 0 |  | 0 | [5 empty] | 0 |  |  | 0 | [13 empty] | Nos | 1.0 | [10 empty] | Ringlus Electro Controls & Automation PVT LTD | [18 empty] | CGST - RNG | 9.0
[121 empty] | SGST - RNG | 9.0
| 100A 4P 50kA TMR MCCB DZ1-160N DZ1F0100NXD1A L&T | 100A 4P 50kA TMR MCCB DZ1-160N DZ1F0100NXD1A L&T | LTDZ1MCCB | Nos |  | 100A 4P 50kA TMR MCCB DZ1-160N DZ1F0100NXD1A L&T |  | 0 | 0 | 1 | 1 | 1 | 0.0 | 0.0 | 0.0 | 0 |  |  | 0.0 | Electrical Components | 100A 4P 50kA TMR MCCB DZ1-160N DZ1F0100NXD1A L&T | 0 | 31-12-2099 | Material Transfer | Moving Average |  | 0.0 |  | 0 | 0 |  | 0 | 0 | 0 | 0 |  | 0 | Item Attribute | 1 | Nos | 0.0 | 0.0 | 0 | 0.0 | 0 | L&T | DZ1F0100NXD1A | India |  |  | 0 | 0.0 |  | 0 | 0 |  | 0 | 0 | 0 | 0 |  |  | 0 | 0 | 0 |  | 0 | [5 empty] | 0 |  |  | 0 | [13 empty] | Nos | 1.0 | [10 empty] | Ringlus Electro Controls & Automation PVT LTD | [18 empty] | CGST - RNG | 9.0
[121 empty] | SGST - RNG | 9.0
| 125A 4P 50kA TMR MCCB DZ1-160N DZ1F0125NXD1A L&T | 125A 4P 50kA TMR MCCB DZ1-160N DZ1F0125NXD1A L&T | LTDZ1MCCB | Nos |  | 125A 4P 50kA TMR MCCB DZ1-160N DZ1F0125NXD1A L&T |  | 0 | 0 | 1 | 1 | 1 | 0.0 | 0.0 | 0.0 | 0 |  |  | 0.0 | Electrical Components | 125A 4P 50kA TMR MCCB DZ1-160N DZ1F0125NXD1A L&T | 0 | 31-12-2099 | Material Transfer | Moving Average |  | 0.0 |  | 0 | 0 |  | 0 | 0 | 0 | 0 |  | 0 | Item Attribute | 1 | Nos | 0.0 | 0.0 | 0 | 0.0 | 0 | L&T | DZ1F0125NXD1A | India |  |  | 0 | 0.0 |  | 0 | 0 |  | 0 | 0 | 0 | 0 |  |  | 0 | 0 | 0 |  | 0 | [5 empty] | 0 |  |  | 0 | [13 empty] | Nos | 1.0 | [10 empty] | Ringlus Electro Controls & Automation PVT LTD | [18 empty] | CGST - RNG | 9.0
[121 empty] | SGST - RNG | 9.0
| 160A 4P 50kA TMR MCCB DZ1-160N DZ1F0160NXD1A L&T | 160A 4P 50kA TMR MCCB DZ1-160N DZ1F0160NXD1A L&T | LTDZ1MCCB | Nos |  | 160A 4P 50kA TMR MCCB DZ1-160N DZ1F0160NXD1A L&T |  | 0 | 0 | 1 | 1 | 1 | 0.0 | 0.0 | 0.0 | 0 |  |  | 0.0 | Electrical Components | 160A 4P 50kA TMR MCCB DZ1-160N DZ1F0160NXD1A L&T | 0 | 31-12-2099 | Material Transfer | Moving Average |  | 0.0 |  | 0 | 0 |  | 0 | 0 | 0 | 0 |  | 0 | Item Attribute | 1 | Nos | 0.0 | 0.0 | 0 | 0.0 | 0 | L&T | DZ1F0160NXD1A | India |  |  | 0 | 0.0 |  | 0 | 0 |  | 0 | 0 | 0 | 0 |  |  | 0 | 0 | 0 |  | 0 | [5 empty] | 0 |  |  | 0 | [13 empty] | Nos | 1.0 | [10 empty] | Ringlus Electro Controls & Automation PVT LTD | [18 empty] | CGST - RNG | 9.0
[121 empty] | SGST - RNG | 9.0
| 40A 3P 36kA iTRP1 Release MCCB DZ1-160D DZ1T0040DXF1A L&T | 40A 3P 36kA iTRP1 Release MCCB DZ1-160D DZ1T0040DXF1A L&T | LTDZ1MCCB | Nos |  | 40A 3P 36kA iTRP1 Release MCCB DZ1-160D DZ1T0040DXF1A L&T |  | 0 | 0 | 1 | 1 | 1 | 0.0 | 0.0 | 0.0 | 0 |  |  | 0.0 | Electrical Components | 40A 3P 36kA iTRP1 Release MCCB DZ1-160D DZ1T0040DXF1A L&T | 0 | 31-12-2099 | Material Transfer | Moving Average |  | 0.0 |  | 0 | 0 |  | 0 | 0 | 0 | 0 |  | 0 | Item Attribute | 1 | Nos | 0.0 | 0.0 | 0 | 0.0 | 0 | L&T | DZ1T0040DXF1A | India |  |  | 0 | 0.0 |  | 0 | 0 |  | 0 | 0 | 0 | 0 |  |  | 0 | 0 | 0 |  | 0 | [5 empty] | 0 |  |  | 0 | [13 empty] | Nos | 1.0 | [10 empty] | Ringlus Electro Controls & Automation PVT LTD | [18 empty] | CGST - RNG | 9.0
[121 empty] | SGST - RNG | 9.0
| 63A 3P 36kA iTRP1 Release MCCB DZ1-160D DZ1T0063DXF1A L&T | 63A 3P 36kA iTRP1 Release MCCB DZ1-160D DZ1T0063DXF1A L&T | LTDZ1MCCB | Nos |  | 63A 3P 36kA iTRP1 Release MCCB DZ1-160D DZ1T0063DXF1A L&T |  | 0 | 0 | 1 | 1 | 1 | 0.0 | 0.0 | 0.0 | 0 |  |  | 0.0 | Electrical Components | 63A 3P 36kA iTRP1 Release MCCB DZ1-160D DZ1T0063DXF1A L&T | 0 | 31-12-2099 | Material Transfer | Moving Average |  | 0.0 |  | 0 | 0 |  | 0 | 0 | 0 | 0 |  | 0 | Item Attribute | 1 | Nos | 0.0 | 0.0 | 0 | 0.0 | 0 | L&T | DZ1T0063DXF1A | India |  |  | 0 | 0.0 |  | 0 | 0 |  | 0 | 0 | 0 | 0 |  |  | 0 | 0 | 0 |  | 0 | [5 empty] | 0 |  |  | 0 | [13 empty] | Nos | 1.0 | [10 empty] | Ringlus Electro Controls & Automation PVT LTD | [18 empty] | CGST - RNG | 9.0
[121 empty] | SGST - RNG | 9.0
| 100A 3P 36kA iTRP1 Release MCCB DZ1-160D DZ1T0100DXF1A L&T | 100A 3P 36kA iTRP1 Release MCCB DZ1-160D DZ1T0100DXF1A L&T | LTDZ1MCCB | Nos |  | 100A 3P 36kA iTRP1 Release MCCB DZ1-160D DZ1T0100DXF1A L&T |  | 0 | 0 | 1 | 1 | 1 | 0.0 | 0.0 | 0.0 | 0 |  |  | 0.0 | Electrical Components | 100A 3P 36kA iTRP1 Release MCCB DZ1-160D DZ1T0100DXF1A L&T | 0 | 31-12-2099 | Material Transfer | Moving Average |  | 0.0 |  | 0 | 0 |  | 0 | 0 | 0 | 0 |  | 0 | Item Attribute | 1 | Nos | 0.0 | 0.0 | 0 | 0.0 | 0 | L&T | DZ1T0100DXF1A | India |  |  | 0 | 0.0 |  | 0 | 0 |  | 0 | 0 | 0 | 0 |  |  | 0 | 0 | 0 |  | 0 | [5 empty] | 0 |  |  | 0 | [13 empty] | Nos | 1.0 | [10 empty] | Ringlus Electro Controls & Automation PVT LTD | [18 empty] | CGST - RNG | 9.0
[121 empty] | SGST - RNG | 9.0
| 160A 3P 36kA iTRP1 Release MCCB DZ1-160D DZ1T0160DXF1A L&T | 160A 3P 36kA iTRP1 Release MCCB DZ1-160D DZ1T0160DXF1A L&T | LTDZ1MCCB | Nos |  | 160A 3P 36kA iTRP1 Release MCCB DZ1-160D DZ1T0160DXF1A L&T |  | 0 | 0 | 1 | 1 | 1 | 0.0 | 0.0 | 0.0 | 0 |  |  | 0.0 | Electrical Components | 160A 3P 36kA iTRP1 Release MCCB DZ1-160D DZ1T0160DXF1A L&T | 0 | 31-12-2099 | Material Transfer | Moving Average |  | 0.0 |  | 0 | 0 |  | 0 | 0 | 0 | 0 |  | 0 | Item Attribute | 1 | Nos | 0.0 | 0.0 | 0 | 0.0 | 0 | L&T | DZ1T0160DXF1A | India |  |  | 0 | 0.0 |  | 0 | 0 |  | 0 | 0 | 0 | 0 |  |  | 0 | 0 | 0 |  | 0 | [5 empty] | 0 |  |  | 0 | [13 empty] | Nos | 1.0 | [10 empty] | Ringlus Electro Controls & Automation PVT LTD | [18 empty] | CGST - RNG | 9.0
[121 empty] | SGST - RNG | 9.0
| 40A 4P 36kA iTRP1 Release MCCB DZ1-160D DZ1T0040DXF1A L&T | 40A 4P 36kA iTRP1 Release MCCB DZ1-160D DZ1T0040DXF1A L&T | LTDZ1MCCB | Nos |  | 40A 4P 36kA iTRP1 Release MCCB DZ1-160D DZ1T0040DXF1A L&T |  | 0 | 0 | 1 | 1 | 1 | 0.0 | 0.0 | 0.0 | 0 |  |  | 0.0 | Electrical Components | 40A 4P 36kA iTRP1 Release MCCB DZ1-160D DZ1T0040DXF1A L&T | 0 | 31-12-2099 | Material Transfer | Moving Average |  | 0.0 |  | 0 | 0 |  | 0 | 0 | 0 | 0 |  | 0 | Item Attribute | 1 | Nos | 0.0 | 0.0 | 0 | 0.0 | 0 | L&T | DZ1F0040DXF1A | India |  |  | 0 | 0.0 |  | 0 | 0 |  | 0 | 0 | 0 | 0 |  |  | 0 | 0 | 0 |  | 0 | [5 empty] | 0 |  |  | 0 | [13 empty] | Nos | 1.0 | [10 empty] | Ringlus Electro Controls & Automation PVT LTD | [18 empty] | CGST - RNG | 9.0
[121 empty] | SGST - RNG | 9.0
| 63A 4P 36kA iTRP1 Release MCCB DZ1-160D DZ1T0063DXF1A L&T | 63A 4P 36kA iTRP1 Release MCCB DZ1-160D DZ1T0063DXF1A L&T | LTDZ1MCCB | Nos |  | 63A 4P 36kA iTRP1 Release MCCB DZ1-160D DZ1T0063DXF1A L&T |  | 0 | 0 | 1 | 1 | 1 | 0.0 | 0.0 | 0.0 | 0 |  |  | 0.0 | Electrical Components | 63A 4P 36kA iTRP1 Release MCCB DZ1-160D DZ1T0063DXF1A L&T | 0 | 31-12-2099 | Material Transfer | Moving Average |  | 0.0 |  | 0 | 0 |  | 0 | 0 | 0 | 0 |  | 0 | Item Attribute | 1 | Nos | 0.0 | 0.0 | 0 | 0.0 | 0 | L&T | DZ1F0063DXF1A | India |  |  | 0 | 0.0 |  | 0 | 0 |  | 0 | 0 | 0 | 0 |  |  | 0 | 0 | 0 |  | 0 | [5 empty] | 0 |  |  | 0 | [13 empty] | Nos | 1.0 | [10 empty] | Ringlus Electro Controls & Automation PVT LTD | [18 empty] | CGST - RNG | 9.0
[121 empty] | SGST - RNG | 9.0
| 100A 4P 36kA iTRP1 Release MCCB DZ1-160D DZ1T0100DXF1A L&T | 100A 4P 36kA iTRP1 Release MCCB DZ1-160D DZ1T0100DXF1A L&T | LTDZ1MCCB | Nos |  | 100A 4P 36kA iTRP1 Release MCCB DZ1-160D DZ1T0100DXF1A L&T |  | 0 | 0 | 1 | 1 | 1 | 0.0 | 0.0 | 0.0 | 0 |  |  | 0.0 | Electrical Components | 100A 4P 36kA iTRP1 Release MCCB DZ1-160D DZ1T0100DXF1A L&T | 0 | 31-12-2099 | Material Transfer | Moving Average |  | 0.0 |  | 0 | 0 |  | 0 | 0 | 0 | 0 |  | 0 | Item Attribute | 1 | Nos | 0.0 | 0.0 | 0 | 0.0 | 0 | L&T | DZ1F0100DXF1A | India |  |  | 0 | 0.0 |  | 0 | 0 |  | 0 | 0 | 0 | 0 |  |  | 0 | 0 | 0 |  | 0 | [5 empty] | 0 |  |  | 0 | [13 empty] | Nos | 1.0 | [10 empty] | Ringlus Electro Controls & Automation PVT LTD | [18 empty] | CGST - RNG | 9.0
[121 empty] | SGST - RNG | 9.0
| 160A 4P 36kA iTRP1 Release MCCB DZ1-160D DZ1T0160DXF1A L&T | 160A 4P 36kA iTRP1 Release MCCB DZ1-160D DZ1T0160DXF1A L&T | LTDZ1MCCB | Nos |  | 160A 4P 36kA iTRP1 Release MCCB DZ1-160D DZ1T0160DXF1A L&T |  | 0 | 0 | 1 | 1 | 1 | 0.0 | 0.0 | 0.0 | 0 |  |  | 0.0 | Electrical Components | 160A 4P 36kA iTRP1 Release MCCB DZ1-160D DZ1T0160DXF1A L&T | 0 | 31-12-2099 | Material Transfer | Moving Average |  | 0.0 |  | 0 | 0 |  | 0 | 0 | 0 | 0 |  | 0 | Item Attribute | 1 | Nos | 0.0 | 0.0 | 0 | 0.0 | 0 | L&T | DZ1F0160DXF1A | India |  |  | 0 | 0.0 |  | 0 | 0 |  | 0 | 0 | 0 | 0 |  |  | 0 | 0 | 0 |  | 0 | [5 empty] | 0 |  |  | 0 | [13 empty] | Nos | 1.0 | [10 empty] | Ringlus Electro Controls & Automation PVT LTD | [18 empty] | CGST - RNG | 9.0
[121 empty] | SGST - RNG | 9.0
| 40A 3P 50kA iTRP1 Release MCCB DZ1-160D DZ1T0040NXF1A L&T | 40A 3P 50kA iTRP1 Release MCCB DZ1-160D DZ1T0040NXF1A L&T | LTDZ1MCCB | Nos |  | 40A 3P 50kA iTRP1 Release MCCB DZ1-160D DZ1T0040NXF1A L&T |  | 0 | 0 | 1 | 1 | 1 | 0.0 | 0.0 | 0.0 | 0 |  |  | 0.0 | Electrical Components | 40A 3P 50kA iTRP1 Release MCCB DZ1-160D DZ1T0040NXF1A L&T | 0 | 31-12-2099 | Material Transfer | Moving Average |  | 0.0 |  | 0 | 0 |  | 0 | 0 | 0 | 0 |  | 0 | Item Attribute | 1 | Nos | 0.0 | 0.0 | 0 | 0.0 | 0 | L&T | DZ1T0040NXF1A | India |  |  | 0 | 0.0 |  | 0 | 0 |  | 0 | 0 | 0 | 0 |  |  | 0 | 0 | 0 |  | 0 | [5 empty] | 0 |  |  | 0 | [13 empty] | Nos | 1.0 | [10 empty] | Ringlus Electro Controls & Automation PVT LTD | [18 empty] | CGST - RNG | 9.0
[121 empty] | SGST - RNG | 9.0
| 63A 3P 50kA iTRP1 Release MCCB DZ1-160D DZ1T0063NXF1A L&T | 63A 3P 50kA iTRP1 Release MCCB DZ1-160D DZ1T0063NXF1A L&T | LTDZ1MCCB | Nos |  | 63A 3P 50kA iTRP1 Release MCCB DZ1-160D DZ1T0063NXF1A L&T |  | 0 | 0 | 1 | 1 | 1 | 0.0 | 0.0 | 0.0 | 0 |  |  | 0.0 | Electrical Components | 63A 3P 50kA iTRP1 Release MCCB DZ1-160D DZ1T0063NXF1A L&T | 0 | 31-12-2099 | Material Transfer | Moving Average |  | 0.0 |  | 0 | 0 |  | 0 | 0 | 0 | 0 |  | 0 | Item Attribute | 1 | Nos | 0.0 | 0.0 | 0 | 0.0 | 0 | L&T | DZ1T0063NXF1A | India |  |  | 0 | 0.0 |  | 0 | 0 |  | 0 | 0 | 0 | 0 |  |  | 0 | 0 | 0 |  | 0 | [5 empty] | 0 |  |  | 0 | [13 empty] | Nos | 1.0 | [10 empty] | Ringlus Electro Controls & Automation PVT LTD | [18 empty] | CGST - RNG | 9.0
[121 empty] | SGST - RNG | 9.0
| 100A 3P 50kA iTRP1 Release MCCB DZ1-160D DZ1T0100NXF1A L&T | 100A 3P 50kA iTRP1 Release MCCB DZ1-160D DZ1T0100NXF1A L&T | LTDZ1MCCB | Nos |  | 100A 3P 50kA iTRP1 Release MCCB DZ1-160D DZ1T0100NXF1A L&T |  | 0 | 0 | 1 | 1 | 1 | 0.0 | 0.0 | 0.0 | 0 |  |  | 0.0 | Electrical Components | 100A 3P 50kA iTRP1 Release MCCB DZ1-160D DZ1T0100NXF1A L&T | 0 | 31-12-2099 | Material Transfer | Moving Average |  | 0.0 |  | 0 | 0 |  | 0 | 0 | 0 | 0 |  | 0 | Item Attribute | 1 | Nos | 0.0 | 0.0 | 0 | 0.0 | 0 | L&T | DZ1T0100NXF1A | India |  |  | 0 | 0.0 |  | 0 | 0 |  | 0 | 0 | 0 | 0 |  |  | 0 | 0 | 0 |  | 0 | [5 empty] | 0 |  |  | 0 | [13 empty] | Nos | 1.0 | [10 empty] | Ringlus Electro Controls & Automation PVT LTD | [18 empty] | CGST - RNG | 9.0
[121 empty] | SGST - RNG | 9.0
| 160A 3P 50kA iTRP1 Release MCCB DZ1-160D DZ1T0160NXF1A L&T | 160A 3P 50kA iTRP1 Release MCCB DZ1-160D DZ1T0160NXF1A L&T | LTDZ1MCCB | Nos |  | 160A 3P 50kA iTRP1 Release MCCB DZ1-160D DZ1T0160NXF1A L&T |  | 0 | 0 | 1 | 1 | 1 | 0.0 | 0.0 | 0.0 | 0 |  |  | 0.0 | Electrical Components | 160A 3P 50kA iTRP1 Release MCCB DZ1-160D DZ1T0160NXF1A L&T | 0 | 31-12-2099 | Material Transfer | Moving Average |  | 0.0 |  | 0 | 0 |  | 0 | 0 | 0 | 0 |  | 0 | Item Attribute | 1 | Nos | 0.0 | 0.0 | 0 | 0.0 | 0 | L&T | DZ1T0160NXF1A | India |  |  | 0 | 0.0 |  | 0 | 0 |  | 0 | 0 | 0 | 0 |  |  | 0 | 0 | 0 |  | 0 | [5 empty] | 0 |  |  | 0 | [13 empty] | Nos | 1.0 | [10 empty] | Ringlus Electro Controls & Automation PVT LTD | [18 empty] | CGST - RNG | 9.0
[121 empty] | SGST - RNG | 9.0
| 40A 4P 50kA iTRP1 Release MCCB DZ1-160D DZ1T0040NXF1A L&T | 40A 4P 50kA iTRP1 Release MCCB DZ1-160D DZ1T0040NXF1A L&T | LTDZ1MCCB | Nos |  | 40A 4P 50kA iTRP1 Release MCCB DZ1-160D DZ1T0040NXF1A L&T |  | 0 | 0 | 1 | 1 | 1 | 0.0 | 0.0 | 0.0 | 0 |  |  | 0.0 | Electrical Components | 40A 4P 50kA iTRP1 Release MCCB DZ1-160D DZ1T0040NXF1A L&T | 0 | 31-12-2099 | Material Transfer | Moving Average |  | 0.0 |  | 0 | 0 |  | 0 | 0 | 0 | 0 |  | 0 | Item Attribute | 1 | Nos | 0.0 | 0.0 | 0 | 0.0 | 0 | L&T | DZ1F0040NXF1A | India |  |  | 0 | 0.0 |  | 0 | 0 |  | 0 | 0 | 0 | 0 |  |  | 0 | 0 | 0 |  | 0 | [5 empty] | 0 |  |  | 0 | [13 empty] | Nos | 1.0 | [10 empty] | Ringlus Electro Controls & Automation PVT LTD | [18 empty] | CGST - RNG | 9.0
[121 empty] | SGST - RNG | 9.0
| 63A 4P 50kA iTRP1 Release MCCB DZ1-160D DZ1T0063NXF1A L&T | 63A 4P 50kA iTRP1 Release MCCB DZ1-160D DZ1T0063NXF1A L&T | LTDZ1MCCB | Nos |  | 63A 4P 50kA iTRP1 Release MCCB DZ1-160D DZ1T0063NXF1A L&T |  | 0 | 0 | 1 | 1 | 1 | 0.0 | 0.0 | 0.0 | 0 |  |  | 0.0 | Electrical Components | 63A 4P 50kA iTRP1 Release MCCB DZ1-160D DZ1T0063NXF1A L&T | 0 | 31-12-2099 | Material Transfer | Moving Average |  | 0.0 |  | 0 | 0 |  | 0 | 0 | 0 | 0 |  | 0 | Item Attribute | 1 | Nos | 0.0 | 0.0 | 0 | 0.0 | 0 | L&T | DZ1F0063NXF1A | India |  |  | 0 | 0.0 |  | 0 | 0 |  | 0 | 0 | 0 | 0 |  |  | 0 | 0 | 0 |  | 0 | [5 empty] | 0 |  |  | 0 | [13 empty] | Nos | 1.0 | [10 empty] | Ringlus Electro Controls & Automation PVT LTD | [18 empty] | CGST - RNG | 9.0
[121 empty] | SGST - RNG | 9.0
| 100A 4P 50kA iTRP1 Release MCCB DZ1-160D DZ1T0100NXF1A L&T | 100A 4P 50kA iTRP1 Release MCCB DZ1-160D DZ1T0100NXF1A L&T | LTDZ1MCCB | Nos |  | 100A 4P 50kA iTRP1 Release MCCB DZ1-160D DZ1T0100NXF1A L&T |  | 0 | 0 | 1 | 1 | 1 | 0.0 | 0.0 | 0.0 | 0 |  |  | 0.0 | Electrical Components | 100A 4P 50kA iTRP1 Release MCCB DZ1-160D DZ1T0100NXF1A L&T | 0 | 31-12-2099 | Material Transfer | Moving Average |  | 0.0 |  | 0 | 0 |  | 0 | 0 | 0 | 0 |  | 0 | Item Attribute | 1 | Nos | 0.0 | 0.0 | 0 | 0.0 | 0 | L&T | DZ1F0100NXF1A | India |  |  | 0 | 0.0 |  | 0 | 0 |  | 0 | 0 | 0 | 0 |  |  | 0 | 0 | 0 |  | 0 | [5 empty] | 0 |  |  | 0 | [13 empty] | Nos | 1.0 | [10 empty] | Ringlus Electro Controls & Automation PVT LTD | [18 empty] | CGST - RNG | 9.0
[121 empty] | SGST - RNG | 9.0
| 160A 4P 50kA iTRP1 Release MCCB DZ1-160D DZ1T0160NXF1A L&T | 160A 4P 50kA iTRP1 Release MCCB DZ1-160D DZ1T0160NXF1A L&T | LTDZ1MCCB | Nos |  | 160A 4P 50kA iTRP1 Release MCCB DZ1-160D DZ1T0160NXF1A L&T |  | 0 | 0 | 1 | 1 | 1 | 0.0 | 0.0 | 0.0 | 0 |  |  | 0.0 | Electrical Components | 160A 4P 50kA iTRP1 Release MCCB DZ1-160D DZ1T0160NXF1A L&T | 0 | 31-12-2099 | Material Transfer | Moving Average |  | 0.0 |  | 0 | 0 |  | 0 | 0 | 0 | 0 |  | 0 | Item Attribute | 1 | Nos | 0.0 | 0.0 | 0 | 0.0 | 0 | L&T | DZ1F0160NXF1A | India |  |  | 0 | 0.0 |  | 0 | 0 |  | 0 | 0 | 0 | 0 |  |  | 0 | 0 | 0 |  | 0 | [5 empty] | 0 |  |  | 0 | [13 empty] | Nos | 1.0 | [10 empty] | Ringlus Electro Controls & Automation PVT LTD | [18 empty] | CGST - RNG | 9.0
[121 empty] | SGST - RNG | 9.0
| Extended Rotary Handle DZ1 L&T EM90209OOOO L&T | Extended Rotary Handle DZ1 L&T EM90209OOOO L&T | LTDZ1MCCB | Nos |  | Extended Rotary Handle DZ1 L&T EM90209OOOO L&T |  | 0 | 0 | 1 | 1 | 1 | 0.0 | 0.0 | 0.0 | 0 |  |  | 0.0 | Electrical Components | Extended Rotary Handle DZ1 L&T EM90209OOOO L&T | 0 | 31-12-2099 | Material Transfer | Moving Average |  | 0.0 |  | 0 | 0 |  | 0 | 0 | 0 | 0 |  | 0 | Item Attribute | 1 | Nos | 0.0 | 0.0 | 0 | 0.0 | 0 | L&T | EM90209OOOO | India |  |  | 0 | 0.0 |  | 0 | 0 |  | 0 | 0 | 0 | 0 |  |  | 0 | 0 | 0 |  | 0 | [5 empty] | 0 |  |  | 0 | [13 empty] | Nos | 1.0 | [10 empty] | Ringlus Electro Controls & Automation PVT LTD | [18 empty] | CGST - RNG | 9.0
[121 empty] | SGST - RNG | 9.0
| Direct Rotary Handle DZ1 L&T EM90207OOOO L&T | Direct Rotary Handle DZ1 L&T EM90207OOOO L&T | LTDZ1MCCB | Nos |  | Direct Rotary Handle DZ1 L&T EM90207OOOO L&T |  | 0 | 0 | 1 | 1 | 1 | 0.0 | 0.0 | 0.0 | 0 |  |  | 0.0 | Electrical Components | Direct Rotary Handle DZ1 L&T EM90207OOOO L&T | 0 | 31-12-2099 | Material Transfer | Moving Average |  | 0.0 |  | 0 | 0 |  | 0 | 0 | 0 | 0 |  | 0 | Item Attribute | 1 | Nos | 0.0 | 0.0 | 0 | 0.0 | 0 | L&T | EM90207OOOO | India |  |  | 0 | 0.0 |  | 0 | 0 |  | 0 | 0 | 0 | 0 |  |  | 0 | 0 | 0 |  | 0 | [5 empty] | 0 |  |  | 0 | [13 empty] | Nos | 1.0 | [10 empty] | Ringlus Electro Controls & Automation PVT LTD | [18 empty] | CGST - RNG | 9.0
[121 empty] | SGST - RNG | 9.0
| Triple Pole Spreader Terminal DZ1 L&T EM90609OOOO L&T | Triple Pole Spreader Terminal DZ1 L&T EM90609OOOO L&T | LTDZ1MCCB | Nos |  | Triple Pole Spreader Terminal DZ1 L&T EM90609OOOO L&T |  | 0 | 0 | 1 | 1 | 1 | 0.0 | 0.0 | 0.0 | 0 |  |  | 0.0 | Electrical Components | Triple Pole Spreader Terminal DZ1 L&T EM90609OOOO L&T | 0 | 31-12-2099 | Material Transfer | Moving Average |  | 0.0 |  | 0 | 0 |  | 0 | 0 | 0 | 0 |  | 0 | Item Attribute | 1 | Nos | 0.0 | 0.0 | 0 | 0.0 | 0 | L&T | EM90609OOOO | India |  |  | 0 | 0.0 |  | 0 | 0 |  | 0 | 0 | 0 | 0 |  |  | 0 | 0 | 0 |  | 0 | [5 empty] | 0 |  |  | 0 | [13 empty] | Nos | 1.0 | [10 empty] | Ringlus Electro Controls & Automation PVT LTD | [18 empty] | CGST - RNG | 9.0
[121 empty] | SGST - RNG | 9.0
| Four Pole Spreader Terminal DZ1 L&T EM90610OOOO L&T | Four Pole Spreader Terminal DZ1 L&T EM90610OOOO L&T | LTDZ1MCCB | Nos |  | Four Pole Spreader Terminal DZ1 L&T EM90610OOOO L&T |  | 0 | 0 | 1 | 1 | 1 | 0.0 | 0.0 | 0.0 | 0 |  |  | 0.0 | Electrical Components | Four Pole Spreader Terminal DZ1 L&T EM90610OOOO L&T | 0 | 31-12-2099 | Material Transfer | Moving Average |  | 0.0 |  | 0 | 0 |  | 0 | 0 | 0 | 0 |  | 0 | Item Attribute | 1 | Nos | 0.0 | 0.0 | 0 | 0.0 | 0 | L&T | EM90610OOOO | India |  |  | 0 | 0.0 |  | 0 | 0 |  | 0 | 0 | 0 | 0 |  |  | 0 | 0 | 0 |  | 0 | [5 empty] | 0 |  |  | 0 | [13 empty] | Nos | 1.0 | [10 empty] | Ringlus Electro Controls & Automation PVT LTD | [18 empty] | CGST - RNG | 9.0
[121 empty] | SGST - RNG | 9.0
| Interlock -2 lock with one Key (A) DEEPAK | Interlock -2 lock with one Key (A) DEEPAK | CWA | Nos |  | Interlock -2 lock with one Key (A) DEEPAK |  | 0 | 0 | 1 | 1 | 1 | 0.0 | 0.0 | 0.0 | 0 |  |  | 0.0 | Electrical Components | Interlock -2 lock with one Key (A) DEEPAK | 0 | 31-12-2099 | Material Transfer | Moving Average |  | 0.0 |  | 0 | 0 |  | 0 | 0 | 0 | 0 |  | 0 | Item Attribute | 1 | Nos | 0.0 | 0.0 | 0 | 0.0 | 0 | DEEPAK |  | India |  |  | 0 | 0.0 |  | 0 | 0 |  | 0 | 0 | 0 | 0 |  |  | 0 | 0 | 0 |  | 0 | [5 empty] | 0 |  |  | 0 | [13 empty] | Nos | 1.0 | [10 empty] | Ringlus Electro Controls & Automation PVT LTD | [18 empty] | CGST - RNG | 9.0
[121 empty] | SGST - RNG | 9.0
| Interlock -2 lock with one Key (K) DEEPAK | Interlock -2 lock with one Key (K) DEEPAK | CWA | Nos |  | Interlock -2 lock with one Key (K) DEEPAK |  | 0 | 0 | 1 | 1 | 1 | 0.0 | 0.0 | 0.0 | 0 |  |  | 0.0 | Electrical Components | Interlock -2 lock with one Key (K) DEEPAK | 0 | 31-12-2099 | Material Transfer | Moving Average |  | 0.0 |  | 0 | 0 |  | 0 | 0 | 0 | 0 |  | 0 | Item Attribute | 1 | Nos | 0.0 | 0.0 | 0 | 0.0 | 0 | DEEPAK |  | India |  |  | 0 | 0.0 |  | 0 | 0 |  | 0 | 0 | 0 | 0 |  |  | 0 | 0 | 0 |  | 0 | [5 empty] | 0 |  |  | 0 | [13 empty] | Nos | 1.0 | [10 empty] | Ringlus Electro Controls & Automation PVT LTD | [18 empty] | CGST - RNG | 9.0
[121 empty] | SGST - RNG | 9.0
| 10A 4 Pole 2 Way Center OFF Switch Salzer | 10A 4 Pole 2 Way Center OFF Switch Salzer | CWA | Nos |  | 10A 4 Pole 2 Way Center OFF Switch Salzer |  | 0 | 0 | 1 | 1 | 1 | 0.0 | 0.0 | 0.0 | 0 |  |  | 0.0 | Electrical Components | 10A 4 Pole 2 Way Center OFF Switch Salzer | 0 | 31-12-2099 | Material Transfer | Moving Average |  | 0.0 |  | 0 | 0 |  | 0 | 0 | 0 | 0 |  | 0 | Item Attribute | 1 | Nos | 0.0 | 0.0 | 0 | 0.0 | 0 | Salzer |  | India |  |  | 0 | 0.0 |  | 0 | 0 |  | 0 | 0 | 0 | 0 |  |  | 0 | 0 | 0 |  | 0 | [5 empty] | 0 |  |  | 0 | [13 empty] | Nos | 1.0 | [10 empty] | Ringlus Electro Controls & Automation PVT LTD | [18 empty] | CGST - RNG | 9.0
[121 empty] | SGST - RNG | 9.0
| TNC Breaker Control Switch 25A 2 Way Salzer | TNC Breaker Control Switch 25A 2 Way Salzer | CWA | Nos |  | TNC Breaker Control Switch 25A 2 Way Salzer |  | 0 | 0 | 1 | 1 | 1 | 0.0 | 0.0 | 0.0 | 0 |  |  | 0.0 | Electrical Components | TNC Breaker Control Switch 25A 2 Way Salzer | 0 | 31-12-2099 | Material Transfer | Moving Average |  | 0.0 |  | 0 | 0 |  | 0 | 0 | 0 | 0 |  | 0 | Item Attribute | 1 | Nos | 0.0 | 0.0 | 0 | 0.0 | 0 | Salzer |  | India |  |  | 0 | 0.0 |  | 0 | 0 |  | 0 | 0 | 0 | 0 |  |  | 0 | 0 | 0 |  | 0 | [5 empty] | 0 |  |  | 0 | [13 empty] | Nos | 1.0 | [10 empty] | Ringlus Electro Controls & Automation PVT LTD | [18 empty] | CGST - RNG | 9.0
[121 empty] | SGST - RNG | 9.0
| 160A 4P ATS I-O-II operation with OMD300 controller OTM160E4C3D230C 1SYN106305R1001 ABB | 160A 4P ATS I-O-II operation with OMD300 controller OTM160E4C3D230C 1SYN106305R1001 ABB | ATSABB | Nos |  | 160A 4P ATS I-O-II operation with OMD300 controller OTM160E4C3D230C 1SYN106305R1001 ABB |  | 0 | 0 | 1 | 1 | 1 | 0.0 | 0.0 | 0.0 | 0 |  |  | 0.0 | Electrical Components | 160A 4P ATS I-O-II operation with OMD300 controller OTM160E4C3D230C 1SYN106305R1001 ABB | 0 | 31-12-2099 | Material Transfer | Moving Average |  | 0.0 |  | 0 | 0 |  | 0 | 0 | 0 | 0 |  | 0 | Item Attribute | 1 | Nos | 0.0 | 0.0 | 0 | 0.0 | 0 | ABB | 1SYN106305R1001 | India |  |  | 0 | 0.0 |  | 0 | 0 |  | 0 | 0 | 0 | 0 |  |  | 0 | 0 | 0 |  | 0 | [5 empty] | 0 |  |  | 0 | [13 empty] | Nos | 1.0 | [10 empty] | Ringlus Electro Controls & Automation PVT LTD | [18 empty] | CGST - RNG | 9.0
[121 empty] | SGST - RNG | 9.0
| 200A 4P ATS I-O-II operation with OMD300 controller OTM200E4C3D230C 1SYN106309R1001 ABB | 200A 4P ATS I-O-II operation with OMD300 controller OTM200E4C3D230C 1SYN106309R1001 ABB | ATSABB | Nos |  | 200A 4P ATS I-O-II operation with OMD300 controller OTM200E4C3D230C 1SYN106309R1001 ABB |  | 0 | 0 | 1 | 1 | 1 | 0.0 | 0.0 | 0.0 | 0 |  |  | 0.0 | Electrical Components | 200A 4P ATS I-O-II operation with OMD300 controller OTM200E4C3D230C 1SYN106309R1001 ABB | 0 | 31-12-2099 | Material Transfer | Moving Average |  | 0.0 |  | 0 | 0 |  | 0 | 0 | 0 | 0 |  | 0 | Item Attribute | 1 | Nos | 0.0 | 0.0 | 0 | 0.0 | 0 | ABB | 1SYN106309R1001 | India |  |  | 0 | 0.0 |  | 0 | 0 |  | 0 | 0 | 0 | 0 |  |  | 0 | 0 | 0 |  | 0 | [5 empty] | 0 |  |  | 0 | [13 empty] | Nos | 1.0 | [10 empty] | Ringlus Electro Controls & Automation PVT LTD | [18 empty] | CGST - RNG | 9.0
[121 empty] | SGST - RNG | 9.0
| 250A 4P ATS I-O-II operation with OMD300 controller OTM250E4C3D230C 1SYN106313R1001 ABB | 250A 4P ATS I-O-II operation with OMD300 controller OTM250E4C3D230C 1SYN106313R1001 ABB | ATSABB | Nos |  | 250A 4P ATS I-O-II operation with OMD300 controller OTM250E4C3D230C 1SYN106313R1001 ABB |  | 0 | 0 | 1 | 1 | 1 | 0.0 | 0.0 | 0.0 | 0 |  |  | 0.0 | Electrical Components | 250A 4P ATS I-O-II operation with OMD300 controller OTM250E4C3D230C 1SYN106313R1001 ABB | 0 | 31-12-2099 | Material Transfer | Moving Average |  | 0.0 |  | 0 | 0 |  | 0 | 0 | 0 | 0 |  | 0 | Item Attribute | 1 | Nos | 0.0 | 0.0 | 0 | 0.0 | 0 | ABB | 1SYN106313R1001 | India |  |  | 0 | 0.0 |  | 0 | 0 |  | 0 | 0 | 0 | 0 |  |  | 0 | 0 | 0 |  | 0 | [5 empty] | 0 |  |  | 0 | [13 empty] | Nos | 1.0 | [10 empty] | Ringlus Electro Controls & Automation PVT LTD | [18 empty] | CGST - RNG | 9.0
[121 empty] | SGST - RNG | 9.0
| 315A 4P ATS I-O-II operation with OMD300 controller OTM315E4C3D230C 1SYN106317R1001 ABB | 315A 4P ATS I-O-II operation with OMD300 controller OTM315E4C3D230C 1SYN106317R1001 ABB | ATSABB | Nos |  | 315A 4P ATS I-O-II operation with OMD300 controller OTM315E4C3D230C 1SYN106317R1001 ABB |  | 0 | 0 | 1 | 1 | 1 | 0.0 | 0.0 | 0.0 | 0 |  |  | 0.0 | Electrical Components | 315A 4P ATS I-O-II operation with OMD300 controller OTM315E4C3D230C 1SYN106317R1001 ABB | 0 | 31-12-2099 | Material Transfer | Moving Average |  | 0.0 |  | 0 | 0 |  | 0 | 0 | 0 | 0 |  | 0 | Item Attribute | 1 | Nos | 0.0 | 0.0 | 0 | 0.0 | 0 | ABB | 1SYN106317R1001 | India |  |  | 0 | 0.0 |  | 0 | 0 |  | 0 | 0 | 0 | 0 |  |  | 0 | 0 | 0 |  | 0 | [5 empty] | 0 |  |  | 0 | [13 empty] | Nos | 1.0 | [10 empty] | Ringlus Electro Controls & Automation PVT LTD | [18 empty] | CGST - RNG | 9.0
[121 empty] | SGST - RNG | 9.0
| 400A 4P ATS I-O-II operation with OMD300 controller OTM400E4C3D230C 1SYN106318R1001 ABB | 400A 4P ATS I-O-II operation with OMD300 controller OTM400E4C3D230C 1SYN106318R1001 ABB | ATSABB | Nos |  | 400A 4P ATS I-O-II operation with OMD300 controller OTM400E4C3D230C 1SYN106318R1001 ABB |  | 0 | 0 | 1 | 1 | 1 | 0.0 | 0.0 | 0.0 | 0 |  |  | 0.0 | Electrical Components | 400A 4P ATS I-O-II operation with OMD300 controller OTM400E4C3D230C 1SYN106318R1001 ABB | 0 | 31-12-2099 | Material Transfer | Moving Average |  | 0.0 |  | 0 | 0 |  | 0 | 0 | 0 | 0 |  | 0 | Item Attribute | 1 | Nos | 0.0 | 0.0 | 0 | 0.0 | 0 | ABB | 1SYN106318R1001 | India |  |  | 0 | 0.0 |  | 0 | 0 |  | 0 | 0 | 0 | 0 |  |  | 0 | 0 | 0 |  | 0 | [5 empty] | 0 |  |  | 0 | [13 empty] | Nos | 1.0 | [10 empty] | Ringlus Electro Controls & Automation PVT LTD | [18 empty] | CGST - RNG | 9.0
[121 empty] | SGST - RNG | 9.0
| 630A 4P ATS I-O-II operation with OMD300 controller OTM630E4C3D230C 1SYN108726R1001 ABB | 630A 4P ATS I-O-II operation with OMD300 controller OTM630E4C3D230C 1SYN108726R1001 ABB | ATSABB | Nos |  | 630A 4P ATS I-O-II operation with OMD300 controller OTM630E4C3D230C 1SYN108726R1001 ABB |  | 0 | 0 | 1 | 1 | 1 | 0.0 | 0.0 | 0.0 | 0 |  |  | 0.0 | Electrical Components | 630A 4P ATS I-O-II operation with OMD300 controller OTM630E4C3D230C 1SYN108726R1001 ABB | 0 | 31-12-2099 | Material Transfer | Moving Average |  | 0.0 |  | 0 | 0 |  | 0 | 0 | 0 | 0 |  | 0 | Item Attribute | 1 | Nos | 0.0 | 0.0 | 0 | 0.0 | 0 | ABB | 1SYN108726R1001 | India |  |  | 0 | 0.0 |  | 0 | 0 |  | 0 | 0 | 0 | 0 |  |  | 0 | 0 | 0 |  | 0 | [5 empty] | 0 |  |  | 0 | [13 empty] | Nos | 1.0 | [10 empty] | Ringlus Electro Controls & Automation PVT LTD | [18 empty] | CGST - RNG | 9.0
[121 empty] | SGST - RNG | 9.0
| 800A 4P ATS I-O-II operation with OMD300 controller OTM800E4C3D230C 1SYN108728R1001 ABB | 800A 4P ATS I-O-II operation with OMD300 controller OTM800E4C3D230C 1SYN108728R1001 ABB | ATSABB | Nos |  | 800A 4P ATS I-O-II operation with OMD300 controller OTM800E4C3D230C 1SYN108728R1001 ABB |  | 0 | 0 | 1 | 1 | 1 | 0.0 | 0.0 | 0.0 | 0 |  |  | 0.0 | Electrical Components | 800A 4P ATS I-O-II operation with OMD300 controller OTM800E4C3D230C 1SYN108728R1001 ABB | 0 | 31-12-2099 | Material Transfer | Moving Average |  | 0.0 |  | 0 | 0 |  | 0 | 0 | 0 | 0 |  | 0 | Item Attribute | 1 | Nos | 0.0 | 0.0 | 0 | 0.0 | 0 | ABB | 1SYN108728R1001 | India |  |  | 0 | 0.0 |  | 0 | 0 |  | 0 | 0 | 0 | 0 |  |  | 0 | 0 | 0 |  | 0 | [5 empty] | 0 |  |  | 0 | [13 empty] | Nos | 1.0 | [10 empty] | Ringlus Electro Controls & Automation PVT LTD | [18 empty] | CGST - RNG | 9.0
[121 empty] | SGST - RNG | 9.0
| 1000A 4P ATS I-O-II operation with OMD300 controller OTM1000E4C3D230C 1SYN112852R1001 ABB | 1000A 4P ATS I-O-II operation with OMD300 controller OTM1000E4C3D230C 1SYN112852R1001 ABB | ATSABB | Nos |  | 1000A 4P ATS I-O-II operation with OMD300 controller OTM1000E4C3D230C 1SYN112852R1001 ABB |  | 0 | 0 | 1 | 1 | 1 | 0.0 | 0.0 | 0.0 | 0 |  |  | 0.0 | Electrical Components | 1000A 4P ATS I-O-II operation with OMD300 controller OTM1000E4C3D230C 1SYN112852R1001 ABB | 0 | 31-12-2099 | Material Transfer | Moving Average |  | 0.0 |  | 0 | 0 |  | 0 | 0 | 0 | 0 |  | 0 | Item Attribute | 1 | Nos | 0.0 | 0.0 | 0 | 0.0 | 0 | ABB | 1SYN112852R1001 | India |  |  | 0 | 0.0 |  | 0 | 0 |  | 0 | 0 | 0 | 0 |  |  | 0 | 0 | 0 |  | 0 | [5 empty] | 0 |  |  | 0 | [13 empty] | Nos | 1.0 | [10 empty] | Ringlus Electro Controls & Automation PVT LTD | [18 empty] | CGST - RNG | 9.0
[121 empty] | SGST - RNG | 9.0
| 1250A 4P ATS I-O-II operation with OMD300 controller OTM1250E4C3D230C 1SYN112851R1001 ABB | 1250A 4P ATS I-O-II operation with OMD300 controller OTM1250E4C3D230C 1SYN112851R1001 ABB | ATSABB | Nos |  | 1250A 4P ATS I-O-II operation with OMD300 controller OTM1250E4C3D230C 1SYN112851R1001 ABB |  | 0 | 0 | 1 | 1 | 1 | 0.0 | 0.0 | 0.0 | 0 |  |  | 0.0 | Electrical Components | 1250A 4P ATS I-O-II operation with OMD300 controller OTM1250E4C3D230C 1SYN112851R1001 ABB | 0 | 31-12-2099 | Material Transfer | Moving Average |  | 0.0 |  | 0 | 0 |  | 0 | 0 | 0 | 0 |  | 0 | Item Attribute | 1 | Nos | 0.0 | 0.0 | 0 | 0.0 | 0 | ABB | 1SYN112851R1001 | India |  |  | 0 | 0.0 |  | 0 | 0 |  | 0 | 0 | 0 | 0 |  |  | 0 | 0 | 0 |  | 0 | [5 empty] | 0 |  |  | 0 | [13 empty] | Nos | 1.0 | [10 empty] | Ringlus Electro Controls & Automation PVT LTD | [18 empty] | CGST - RNG | 9.0
[121 empty] | SGST - RNG | 9.0
| 1600A 4P ATS I-O-II operation with OMD300 controller OTM1600E4C3D230C 1SYN112848R1001 ABB | 1600A 4P ATS I-O-II operation with OMD300 controller OTM1600E4C3D230C 1SYN112848R1001 ABB | ATSABB | Nos |  | 1600A 4P ATS I-O-II operation with OMD300 controller OTM1600E4C3D230C 1SYN112848R1001 ABB |  | 0 | 0 | 1 | 1 | 1 | 0.0 | 0.0 | 0.0 | 0 |  |  | 0.0 | Electrical Components | 1600A 4P ATS I-O-II operation with OMD300 controller OTM1600E4C3D230C 1SYN112848R1001 ABB | 0 | 31-12-2099 | Material Transfer | Moving Average |  | 0.0 |  | 0 | 0 |  | 0 | 0 | 0 | 0 |  | 0 | Item Attribute | 1 | Nos | 0.0 | 0.0 | 0 | 0.0 | 0 | ABB | 1SYN112848R1001 | India |  |  | 0 | 0.0 |  | 0 | 0 |  | 0 | 0 | 0 | 0 |  |  | 0 | 0 | 0 |  | 0 | [5 empty] | 0 |  |  | 0 | [13 empty] | Nos | 1.0 | [10 empty] | Ringlus Electro Controls & Automation PVT LTD | [18 empty] | CGST - RNG | 9.0
[121 empty] | SGST - RNG | 9.0
| 160A 4P ATS I-O-II operation with OMD800 controller unit with display OTM160E4C8D230C 1SYN101020R1001 ABB | 160A 4P ATS I-O-II operation with OMD800 controller unit with display OTM160E4C8D230C 1SYN101020R1001 ABB | ATSABB | Nos |  | 160A 4P ATS I-O-II operation with OMD800 controller unit with display OTM160E4C8D230C 1SYN101020R1001 ABB |  | 0 | 0 | 1 | 1 | 1 | 0.0 | 0.0 | 0.0 | 0 |  |  | 0.0 | Electrical Components | 160A 4P ATS I-O-II operation with OMD800 controller unit with display OTM160E4C8D230C 1SYN101020R1001 ABB | 0 | 31-12-2099 | Material Transfer | Moving Average |  | 0.0 |  | 0 | 0 |  | 0 | 0 | 0 | 0 |  | 0 | Item Attribute | 1 | Nos | 0.0 | 0.0 | 0 | 0.0 | 0 | ABB | 1SYN101020R1001 | India |  |  | 0 | 0.0 |  | 0 | 0 |  | 0 | 0 | 0 | 0 |  |  | 0 | 0 | 0 |  | 0 | [5 empty] | 0 |  |  | 0 | [13 empty] | Nos | 1.0 | [10 empty] | Ringlus Electro Controls & Automation PVT LTD | [18 empty] | CGST - RNG | 9.0
[121 empty] | SGST - RNG | 9.0
| 200A 4P ATS I-O-II operation with OMD800 controller unit with display OTM200E4C8D230C 1SYN101021R1001 ABB | 200A 4P ATS I-O-II operation with OMD800 controller unit with display OTM200E4C8D230C 1SYN101021R1001 ABB | ATSABB | Nos |  | 200A 4P ATS I-O-II operation with OMD800 controller unit with display OTM200E4C8D230C 1SYN101021R1001 ABB |  | 0 | 0 | 1 | 1 | 1 | 0.0 | 0.0 | 0.0 | 0 |  |  | 0.0 | Electrical Components | 200A 4P ATS I-O-II operation with OMD800 controller unit with display OTM200E4C8D230C 1SYN101021R1001 ABB | 0 | 31-12-2099 | Material Transfer | Moving Average |  | 0.0 |  | 0 | 0 |  | 0 | 0 | 0 | 0 |  | 0 | Item Attribute | 1 | Nos | 0.0 | 0.0 | 0 | 0.0 | 0 | ABB | 1SYN101021R1001 | India |  |  | 0 | 0.0 |  | 0 | 0 |  | 0 | 0 | 0 | 0 |  |  | 0 | 0 | 0 |  | 0 | [5 empty] | 0 |  |  | 0 | [13 empty] | Nos | 1.0 | [10 empty] | Ringlus Electro Controls & Automation PVT LTD | [18 empty] | CGST - RNG | 9.0
[121 empty] | SGST - RNG | 9.0
| 250A 4P ATS I-O-II operation with OMD800 controller unit with display OTM250E4C8D230C 1SYN101022R1001 ABB | 250A 4P ATS I-O-II operation with OMD800 controller unit with display OTM250E4C8D230C 1SYN101022R1001 ABB | ATSABB | Nos |  | 250A 4P ATS I-O-II operation with OMD800 controller unit with display OTM250E4C8D230C 1SYN101022R1001 ABB |  | 0 | 0 | 1 | 1 | 1 | 0.0 | 0.0 | 0.0 | 0 |  |  | 0.0 | Electrical Components | 250A 4P ATS I-O-II operation with OMD800 controller unit with display OTM250E4C8D230C 1SYN101022R1001 ABB | 0 | 31-12-2099 | Material Transfer | Moving Average |  | 0.0 |  | 0 | 0 |  | 0 | 0 | 0 | 0 |  | 0 | Item Attribute | 1 | Nos | 0.0 | 0.0 | 0 | 0.0 | 0 | ABB | 1SYN101022R1001 | India |  |  | 0 | 0.0 |  | 0 | 0 |  | 0 | 0 | 0 | 0 |  |  | 0 | 0 | 0 |  | 0 | [5 empty] | 0 |  |  | 0 | [13 empty] | Nos | 1.0 | [10 empty] | Ringlus Electro Controls & Automation PVT LTD | [18 empty] | CGST - RNG | 9.0
[121 empty] | SGST - RNG | 9.0
| 315A 4P ATS I-O-II operation with OMD800 controller unit with display OTM315E4C8D230C 1SYN101063R1001 ABB | 315A 4P ATS I-O-II operation with OMD800 controller unit with display OTM315E4C8D230C 1SYN101063R1001 ABB | ATSABB | Nos |  | 315A 4P ATS I-O-II operation with OMD800 controller unit with display OTM315E4C8D230C 1SYN101063R1001 ABB |  | 0 | 0 | 1 | 1 | 1 | 0.0 | 0.0 | 0.0 | 0 |  |  | 0.0 | Electrical Components | 315A 4P ATS I-O-II operation with OMD800 controller unit with display OTM315E4C8D230C 1SYN101063R1001 ABB | 0 | 31-12-2099 | Material Transfer | Moving Average |  | 0.0 |  | 0 | 0 |  | 0 | 0 | 0 | 0 |  | 0 | Item Attribute | 1 | Nos | 0.0 | 0.0 | 0 | 0.0 | 0 | ABB | 1SYN101063R1001 | India |  |  | 0 | 0.0 |  | 0 | 0 |  | 0 | 0 | 0 | 0 |  |  | 0 | 0 | 0 |  | 0 | [5 empty] | 0 |  |  | 0 | [13 empty] | Nos | 1.0 | [10 empty] | Ringlus Electro Controls & Automation PVT LTD | [18 empty] | CGST - RNG | 9.0
[121 empty] | SGST - RNG | 9.0
| 400A 4P ATS I-O-II operation with OMD800 controller unit with display OTM400E4C8D230C 1SYN101064R1001 ABB | 400A 4P ATS I-O-II operation with OMD800 controller unit with display OTM400E4C8D230C 1SYN101064R1001 ABB | ATSABB | Nos |  | 400A 4P ATS I-O-II operation with OMD800 controller unit with display OTM400E4C8D230C 1SYN101064R1001 ABB |  | 0 | 0 | 1 | 1 | 1 | 0.0 | 0.0 | 0.0 | 0 |  |  | 0.0 | Electrical Components | 400A 4P ATS I-O-II operation with OMD800 controller unit with display OTM400E4C8D230C 1SYN101064R1001 ABB | 0 | 31-12-2099 | Material Transfer | Moving Average |  | 0.0 |  | 0 | 0 |  | 0 | 0 | 0 | 0 |  | 0 | Item Attribute | 1 | Nos | 0.0 | 0.0 | 0 | 0.0 | 0 | ABB | 1SYN101064R1001 | India |  |  | 0 | 0.0 |  | 0 | 0 |  | 0 | 0 | 0 | 0 |  |  | 0 | 0 | 0 |  | 0 | [5 empty] | 0 |  |  | 0 | [13 empty] | Nos | 1.0 | [10 empty] | Ringlus Electro Controls & Automation PVT LTD | [18 empty] | CGST - RNG | 9.0
[121 empty] | SGST - RNG | 9.0
| 630A 4P ATS I-O-II operation with OMD800 controller unit with display OTM630E4C8D230C 1SYN108453R1001 ABB | 630A 4P ATS I-O-II operation with OMD800 controller unit with display OTM630E4C8D230C 1SYN108453R1001 ABB | ATSABB | Nos |  | 630A 4P ATS I-O-II operation with OMD800 controller unit with display OTM630E4C8D230C 1SYN108453R1001 ABB |  | 0 | 0 | 1 | 1 | 1 | 0.0 | 0.0 | 0.0 | 0 |  |  | 0.0 | Electrical Components | 630A 4P ATS I-O-II operation with OMD800 controller unit with display OTM630E4C8D230C 1SYN108453R1001 ABB | 0 | 31-12-2099 | Material Transfer | Moving Average |  | 0.0 |  | 0 | 0 |  | 0 | 0 | 0 | 0 |  | 0 | Item Attribute | 1 | Nos | 0.0 | 0.0 | 0 | 0.0 | 0 | ABB | 1SYN108453R1001 | India |  |  | 0 | 0.0 |  | 0 | 0 |  | 0 | 0 | 0 | 0 |  |  | 0 | 0 | 0 |  | 0 | [5 empty] | 0 |  |  | 0 | [13 empty] | Nos | 1.0 | [10 empty] | Ringlus Electro Controls & Automation PVT LTD | [18 empty] | CGST - RNG | 9.0
[121 empty] | SGST - RNG | 9.0
| 800A 4P ATS I-O-II operation with OMD800 controller unit with display OTM800E4C8D230C 1SYN108455R1001 ABB | 800A 4P ATS I-O-II operation with OMD800 controller unit with display OTM800E4C8D230C 1SYN108455R1001 ABB | ATSABB | Nos |  | 800A 4P ATS I-O-II operation with OMD800 controller unit with display OTM800E4C8D230C 1SYN108455R1001 ABB |  | 0 | 0 | 1 | 1 | 1 | 0.0 | 0.0 | 0.0 | 0 |  |  | 0.0 | Electrical Components | 800A 4P ATS I-O-II operation with OMD800 controller unit with display OTM800E4C8D230C 1SYN108455R1001 ABB | 0 | 31-12-2099 | Material Transfer | Moving Average |  | 0.0 |  | 0 | 0 |  | 0 | 0 | 0 | 0 |  | 0 | Item Attribute | 1 | Nos | 0.0 | 0.0 | 0 | 0.0 | 0 | ABB | 1SYN108455R1001 | India |  |  | 0 | 0.0 |  | 0 | 0 |  | 0 | 0 | 0 | 0 |  |  | 0 | 0 | 0 |  | 0 | [5 empty] | 0 |  |  | 0 | [13 empty] | Nos | 1.0 | [10 empty] | Ringlus Electro Controls & Automation PVT LTD | [18 empty] | CGST - RNG | 9.0
[121 empty] | SGST - RNG | 9.0
| 1000A 4P ATS I-O-II operation with OMD800 controller unit with display OTM1000E4C8D230C 1SYN112861R1001 ABB | 1000A 4P ATS I-O-II operation with OMD800 controller unit with display OTM1000E4C8D230C 1SYN112861R1001 ABB | ATSABB | Nos |  | 1000A 4P ATS I-O-II operation with OMD800 controller unit with display OTM1000E4C8D230C 1SYN112861R1001 ABB |  | 0 | 0 | 1 | 1 | 1 | 0.0 | 0.0 | 0.0 | 0 |  |  | 0.0 | Electrical Components | 1000A 4P ATS I-O-II operation with OMD800 controller unit with display OTM1000E4C8D230C 1SYN112861R1001 ABB | 0 | 31-12-2099 | Material Transfer | Moving Average |  | 0.0 |  | 0 | 0 |  | 0 | 0 | 0 | 0 |  | 0 | Item Attribute | 1 | Nos | 0.0 | 0.0 | 0 | 0.0 | 0 | ABB | 1SYN112861R1001 | India |  |  | 0 | 0.0 |  | 0 | 0 |  | 0 | 0 | 0 | 0 |  |  | 0 | 0 | 0 |  | 0 | [5 empty] | 0 |  |  | 0 | [13 empty] | Nos | 1.0 | [10 empty] | Ringlus Electro Controls & Automation PVT LTD | [18 empty] | CGST - RNG | 9.0
[121 empty] | SGST - RNG | 9.0
| 1250A 4P ATS I-O-II operation with OMD800 controller unit with display OTM1250E4C8D230C 1SYN112864R1001 ABB | 1250A 4P ATS I-O-II operation with OMD800 controller unit with display OTM1250E4C8D230C 1SYN112864R1001 ABB | ATSABB | Nos |  | 1250A 4P ATS I-O-II operation with OMD800 controller unit with display OTM1250E4C8D230C 1SYN112864R1001 ABB |  | 0 | 0 | 1 | 1 | 1 | 0.0 | 0.0 | 0.0 | 0 |  |  | 0.0 | Electrical Components | 1250A 4P ATS I-O-II operation with OMD800 controller unit with display OTM1250E4C8D230C 1SYN112864R1001 ABB | 0 | 31-12-2099 | Material Transfer | Moving Average |  | 0.0 |  | 0 | 0 |  | 0 | 0 | 0 | 0 |  | 0 | Item Attribute | 1 | Nos | 0.0 | 0.0 | 0 | 0.0 | 0 | ABB | 1SYN112864R1001 | India |  |  | 0 | 0.0 |  | 0 | 0 |  | 0 | 0 | 0 | 0 |  |  | 0 | 0 | 0 |  | 0 | [5 empty] | 0 |  |  | 0 | [13 empty] | Nos | 1.0 | [10 empty] | Ringlus Electro Controls & Automation PVT LTD | [18 empty] | CGST - RNG | 9.0
[121 empty] | SGST - RNG | 9.0
| 1600A 4P ATS I-O-II operation with OMD800 controller unit with display OTM1600E4C8D230C 1SYN112867R1001 ABB | 1600A 4P ATS I-O-II operation with OMD800 controller unit with display OTM1600E4C8D230C 1SYN112867R1001 ABB | ATSABB | Nos |  | 1600A 4P ATS I-O-II operation with OMD800 controller unit with display OTM1600E4C8D230C 1SYN112867R1001 ABB |  | 0 | 0 | 1 | 1 | 1 | 0.0 | 0.0 | 0.0 | 0 |  |  | 0.0 | Electrical Components | 1600A 4P ATS I-O-II operation with OMD800 controller unit with display OTM1600E4C8D230C 1SYN112867R1001 ABB | 0 | 31-12-2099 | Material Transfer | Moving Average |  | 0.0 |  | 0 | 0 |  | 0 | 0 | 0 | 0 |  | 0 | Item Attribute | 1 | Nos | 0.0 | 0.0 | 0 | 0.0 | 0 | ABB | 1SYN112867R1001 | India |  |  | 0 | 0.0 |  | 0 | 0 |  | 0 | 0 | 0 | 0 |  |  | 0 | 0 | 0 |  | 0 | [5 empty] | 0 |  |  | 0 | [13 empty] | Nos | 1.0 | [10 empty] | Ringlus Electro Controls & Automation PVT LTD | [18 empty] | CGST - RNG | 9.0
[121 empty] | SGST - RNG | 9.0